## Header Descriptions
Header Name | Information Description | Value Description
Resource ID | ISO Resource ID | Text
Hybrid Sub-ID | Separate IDs for Hybrid Components | Text
Co-located Resource ID | Resource IDs of Co-located Generators | Text
Generator Name | Generator Name | Text
Local Area | Resource Local Capacity Area | Bay Area, Big Creek-Ventura, CAISO System, Fresno, Humboldt, Kern, LA Basin, NCNB, SanDiego-IV, Sierra, Stockton
Sub-Local Area | Resource Local Capacity Sub-Area | Sub-Area from LCR study
Resource Type | Master Resource Database Resource Category
Technology | Technology Type from Master Generator Cabability List
Fuel | Fuel Type from Master Generator Cabability List
Pmax/NDC | Maximum Generation Capability | Default of Net Dependable Capacity from Master Generator Cabability List
Nameplate | Nameplate Capacity | Default of Nameplate from Master Generator Cabability List
Battery Efficiency | Battery Roundtrip Efficiency | Default of 0.8
Maximum Continuous Energy | Continuous MWh Battery can dispatch | Default of Pmax/NDC*4
Maximum Daily MWh | MWh battery can dispatch in one day | Daily Storage Cycles*Maximum Continuous Energy
Daily Storage Cycles | Battery Daily Cycle Capability | Default of 1
First Available (HE) | First Hour Generator Can Dispatch | Default of HE1
Last Available (HE) | Last Hour Generator Can Dispatch | Default of HE24
Max daily run hours | Hours per day Generator Can Dispatch | Default of 24 except 4 for Battery Storage
Interconnection (MW) | Interconnection Limit for Hybrid and Co-located Resources | Default is greater of sum of solar MW or max sum of NQC values for co-located, Net Dependable Capacity for hybrids
Allows Grid Charging | Flag for Paired Resources Charging from Grid | For hybrid, co-located storage. Default is False
Sept EFC | September Value from EFC List
Flex Category | Flexible RA Category from EFC List
Jan | January NQC Value | Two decimal number
Feb | February NQC Value | Two decimal number
Mar | March NQC Value | Two decimal number
Apr | April NQC Value | Two decimal number
May | May NQC Value | Two decimal number
Jun | June NQC Value | Two decimal number
Jul | July NQC Value | Two decimal number
Aug | August NQC Value | Two decimal number
Sep | September NQC Value | Two decimal number
Oct | October NQC Value | Two decimal number
Nov | November NQC Value | Two decimal number
Dec | December NQC Value | Two decimal number
Dispatchability | Resource Designated as Dispatchable in Masterfile | Y, N
Path 26 | Resource Path 26 Designation | North, South
Deliverability | Resource Deliverability Status | Full Capacity (FC), Energy Only (EO), Interim Deliverability to % of capacity (ID to #%), Partial Deliverability to Value (PD to ##)
Comment | Additional comments from ISO staff | Text

## MRD
Resource ID | Hybrid Sub ID | Colocated Resource IDs | Generator Name | BAA | Specified Import Status | Local Area | Sub-Local Area | Disadvantaged Community | Resource Type | Technology | Fuel | Pmax/NDC | Nameplate | Battery Efficiency | Maximum Continuous Energy | Maximum Daily MWh | Daily Storage Cycles | First Available (HE) | Last Available (HE) | Max Daily Run Hours | Interconnection Limit (MW) | Allows Grid Charging | Sept EFC (Draft) | Flex Category (Draft) | JAN | FEB | MAR | APR | MAY | JUN | JUL | AUG | SEP | OCT | NOV | DEC | Dispatchability | Path Designation | Deliverability | Deliverability MW | Comments
7STDRD_1_SOLAR1 |  |  | Shafter Solar | CISO | N | Kern | South Kern PP, Kern Oil | Y | Solar_1Axis | PHOTO VOLTAIC | SUN | 20 | 20 |  |  |  |  | 1 | 24 | 24 |  |  |  |  | 0.1 | 0.1 | 0.1 | 0.27 | 1.41 | 11.34 | 14.59 | 5.34 | 9.5 | 0.1 | 0.1 | 0.1 | N | North | FC
VICPAS_2_SOCBT2 |  | VICPAS_2_SOCSR2 | Sol Catcher BESS 2 | CISO | N | CAISO System |  |  | Paired_BattStorage | OTHER | LESR | 71 | 71 | 0.845 | 284 | 284 | 1 | 1 | 24 | 4 | 93.5 | FALSE | 142 | 1 | 71 | 71 | 71 | 71 | 71 | 71 | 71 | 71 | 71 | 71 | 71 | 71 | Y | South | FC |  | Group name: SOL_CATCHER_1302_2 - Max to grid 93.5 MW. Co-located with 93.5 MW EO VICPAS_2_SOCSR2.
ACACIA_6_SOLAR |  |  | West Antelope Solar | CISO | N | Big Creek-Ventura |  |  | Solar_Fixed | PHOTO VOLTAIC | SUN | 20 | 20 |  |  |  |  | 1 | 24 | 24 |  |  |  |  | 0.1 | 0.1 | 0.1 | 0.1 | 0.3 | 5.06 | 9.93 | 2.45 | 5.35 | 0.1 | 0.1 | 0.1 | N | South | FC
JOANEC_2_STABT2 |  |  | Santa Ana Storage 2 | CISO | N | LA Basin | Western |  | Battery Storage | OTHER | LESR | 20 | 20 | 0.8 | 80 | 80 | 1 | 1 | 24 | 4 |  | TRUE | 40 | 1 | 20 | 20 | 20 | 20 | 20 | 20 | 20 | 20 | 20 | 20 | 20 | 20 | Y | South | FC
BIGSKY_2_BSKSR7 |  | BIGSKY_2_SOLAR1, BIGSKY_2_SOLAR2, BIGSKY_2_SOLAR3, BIGSKY_2_SOLAR4, BIGSKY_2_SOLAR5, BIGSKY_2_SOLAR6, BIGSKY_2_SOLAR7, BGSKYN_2_ASSR1B, BGSKYN_2_AS2SR1, BGSKYN_2_ASSR3A, BGSKYN_2_ASSR3B, BGSKYN_2_ASPSR2, BIGSKY_2_BSKSR6, BIGSKY_2_BSKSR8, BGSKYN_2_BS3SR3, BIGSKY_2_AS2BT1, BIGSKY_2_ASLBT2 | Big Sky Solar 7 | CISO | N | Big Creek-Ventura |  |  | Paired_Solar_1Axis | PHOTO VOLTAIC | SUN | 20 | 20 |  |  |  |  | 1 | 24 | 24 | 650 |  |  |  | 0.1 | 0.1 | 0.1 | 0.1 | 0.64 | 8.5 | 13.46 | 4.06 | 7.79 | 0.1 | 0.1 | 0.1 | N | South | FC |  | Co-located
ATHOS_5_AP2X2 |  |  | Athos Power Plant 2 | CISO | N | CAISO System |  |  | Solar_1Axis | PHOTO VOLTAIC | SUN | 200 | 0 |  |  |  |  | 1 | 24 | 24 |  |  |  |  | 0.1 | 0.1 | 0.1 | 0.95 | 6.43 | 85.05 | 134.59 | 40.59 | 77.91 | 0.35 | 0.1 | 0.1 | N | South | FC |  | Max at POI 450 MWs - including new Athos Power Plant BESS.
ADMEST_6_SOLAR |  |  | Adams East | CISO | N | Fresno | Herndon | Y | Solar_Fixed | PHOTO VOLTAIC | SUN | 19 | 19 |  |  |  |  | 1 | 24 | 24 |  |  |  |  | 0.1 | 0.1 | 0.1 | 0.25 | 1 | 7.28 | 11.38 | 3.82 | 7.61 | 0.12 | 0.1 | 0.1 | N | North | ID | 1 | Q632 - 23TPD - Waiting for Manning and many other projects.
ULTPFR_1_UNIT 1 |  |  | Rio Bravo Fresno | CISO | N | Fresno | Herndon | Y | Biomass/Wood | STEAM | BIOMASS | 24.3 | 30.5 |  |  |  |  | 1 | 24 | 24 |  |  |  |  | 21.12 | 21.86 | 22.98 | 15.43 | 23.18 | 22.01 | 23.01 | 16.36 | 13.29 | 15.17 | 18.28 | 21.68 | N | North | FC
ADOBEE_1_SOLAR |  |  | Adobe Solar | CISO | N | CAISO System |  | Y | Solar_1Axis | PHOTO VOLTAIC | SUN | 20 | 20 |  |  |  |  | 1 | 24 | 24 |  |  |  |  | 0.1 | 0.1 | 0.1 | 0.27 | 1.41 | 11.34 | 14.59 | 5.34 | 9.5 | 0.1 | 0.1 | 0.1 | N | North | FC
MRCHNT_2_PL1X3 |  |  | Desert Star Energy Center | CISO | N | CAISO System |  |  | CCGT | COMBINED CYCLE | NATURAL GAS | 494.58 | 0 |  |  |  |  | 1 | 24 | 24 |  |  | 239.25 | 1 | 419.25 | 419.25 | 419.25 | 419.25 | 419.25 | 419.25 | 419.25 | 419.25 | 419.25 | 419.25 | 419.25 | 419.25 | Y | South | PD | 419.25
AGRICO_6_PL3N5 |  |  | Fresno Peaker | CISO | N | Fresno | Herndon | Y | Peaker | COMBUSTION TURBINE | NATURAL GAS | 22.69 | 0 |  |  |  |  | 1 | 24 | 24 |  |  | 22.69 | 1 | 22.69 | 22.69 | 22.69 | 22.69 | 22.69 | 22.69 | 22.69 | 22.69 | 22.69 | 22.69 | 22.69 | 22.69 | Y | North | FC
AGRICO_7_UNIT |  |  | Fresno Cogen | CISO | N | Fresno | Herndon | Y | CCGT | OTHER | NATURAL GAS | 59.97 | 0 |  |  |  |  | 1 | 24 | 24 |  |  | 50.6 | 1 | 50.6 | 50.6 | 50.6 | 50.6 | 50.6 | 50.6 | 50.6 | 50.6 | 50.6 | 50.6 | 50.6 | 50.6 | Y | North | FC
AVENAL_6_SUNCTY |  |  | Sun City Solar Project | CISO | N | Fresno | Coalinga | Y | Solar_Fixed | PHOTO VOLTAIC | SUN | 20 | 20 |  |  |  |  | 1 | 24 | 24 |  |  |  |  | 0.1 | 0.1 | 0.1 | 0.27 | 1.05 | 7.66 | 11.98 | 4.02 | 8.01 | 0.13 | 0.1 | 0.1 | N | North | ID | 1 | PGEWD0035 - 18DGD Waiting for Reconductor Los Banos-Padre Flat-Panoche 230 kV and possibly other
ALAMIT_7_ES1 |  |  | Alamitos Energy Storage | CISO | N | LA Basin | Western | Y | Battery Storage | OTHER | LESR | 100.45 | 100 | 0.908 | 401.8 | 1147.278 | 2.8553 | 1 | 24 | 11.4214 |  | TRUE | 200.89 | 1 | 100 | 100 | 100 | 100 | 100 | 100 | 100 | 100 | 100 | 100 | 100 | 100 | Y | South | FC
LTBEAR_1_LB4SR5 |  |  | Little Bear 4 Solar 5 | CISO | N | Fresno | Panoche 115 kV, Wilson 115 kV | Y | Solar_1Axis | PHOTO VOLTAIC | SUN | 50 | 50 |  |  |  |  | 1 | 24 | 24 |  |  |  |  | 0.1 | 0.1 | 0.1 | 0.68 | 3.51 | 28.35 | 36.48 | 13.36 | 23.76 | 0.19 | 0.1 | 0.1 | N | North | FC
VOYAGR_2_VOYWD2 |  |  | Voyager Wind 2 | CISO | N | CAISO System |  |  | Wind | WIND | WIND | 126.35 | 128.7 |  |  |  |  | 1 | 24 | 24 |  |  |  |  | 10.61 | 25.62 | 28.7 | 46.23 | 52.13 | 47.48 | 47.31 | 43.69 | 26.83 | 14.37 | 8.34 | 8.17 | N | South | FC
GRSCRK_6_BGCKWW |  |  | BIG CREEK WATER WORKS - CEDAR FLAT | CISO | N | CAISO System |  |  | Hydro | HYDRO | WATER | 5 | 5 |  |  |  |  | 1 | 24 | 24 |  |  |  |  | 1.45 | 1.36 | 1.4 | 1.87 | 1.97 | 0.45 | 0 | 0 | 0 | 0 | 0 | 0.21 | N | North | FC
CABALO_2_M2BSR1 |  |  | Mustang 2 Barbaro Solar | CISO | N | Fresno |  |  | Solar_1Axis | PHOTO VOLTAIC | SUN | 50 | 50 |  |  |  |  | 1 | 24 | 24 |  |  |  |  | 0.1 | 0.1 | 0.1 | 0.68 | 3.51 | 28.35 | 36.48 | 13.36 | 23.76 | 0.19 | 0.1 | 0.1 | N | North | FC
ALLGNY_6_HYDRO1 |  |  | Salmon Creek Hydroelectric Project | CISO | N | Sierra |  |  | Hydro | HYDRO | WATER | 0.52 | 0.6 |  |  |  |  | 1 | 24 | 24 |  |  |  |  | 0.22 | 0.29 | 0.32 | 0.49 | 0.47 | 0.08 | 0.14 | 0.03 | 0.01 | 0.03 | 0.14 | 0.14 | N | North | FC
PALOMR_2_PL1X3 |  |  | Palomar Energy Center | CISO | N | San Diego-IV | San Diego |  | CCGT | COMBINED CYCLE | NATURAL GAS | 588.21 | 0 |  |  |  |  | 1 | 24 | 24 |  |  | 363.21 | 1 | 588.21 | 588.21 | 588.21 | 588.21 | 588.21 | 588.21 | 588.21 | 588.21 | 588.21 | 588.21 | 588.21 | 588.21 | Y | South | FC
ALMASL_2_AL6BT6 |  | ALMASL_2_GS7SR7, ALMASL_2_GS1SR1, ALMASL_2_GS4SR4, ALMASL_2_GS6SR6 | Almasol 6 BES | CISO | N | CAISO System |  |  | Paired_BattStorage | OTHER | LESR | 50 | 50 | 0.8 | 200 | 200 | 1 | 1 | 24 | 4 | 500 | FALSE | 100 | 1 | 50 | 50 | 50 | 50 | 50 | 50 | 50 | 50 | 50 | 50 | 50 | 50 | Y | South | FC |  | Group name: ALMASOL_365 - Max to grid 500 MW, Co-located with ALMASL_2_GS6SR6
IVANPA_1_UNIT1 |  |  | Ivanpah 1 | CISO | N | CAISO System |  | Y | Solar_Thermal | STEAM | SUN | 126 | 126 |  |  |  |  | 1 | 24 | 24 |  |  |  |  | 0.1 | 0.1 | 0.1 | 4.32 | 11.4 | 55.01 | 67.47 | 36 | 56.93 | 2.68 | 0.1 | 0.1 | N | South | FC
ALMASL_2_GS4SR4 |  | ALMASL_2_AL6BT6, ALMASL_2_GS1SR1, ALMASL_2_GS7SR7, ALMASL_2_GS6SR6 | Almasol Generating Station 4 | CISO | N | CAISO System |  |  | Solar_1Axis | PHOTO VOLTAIC | SUN | 100 | 100 |  |  |  |  | 1 | 24 | 24 | 500 |  |  |  | 0.1 | 0.1 | 0.1 | 0.48 | 3.22 | 42.52 | 67.29 | 20.3 | 38.96 | 0.18 | 0.1 | 0.1 | N | South | FC |  | Group name: ALMASOL_365 - Max to grid 500 MW.
CORONS_2_SOLAR |  |  | Master Development Corona | CISO | N | LA Basin | Eastern |  | Solar_Fixed | PHOTO VOLTAIC | SUN | 0.99 | 1 |  |  |  |  | 1 | 24 | 24 |  |  |  |  | 0 | 0 | 0 | 0 | 0 | 0 | 0 | 0 | 0 | 0 | 0 | 0 | N | South | EO
ALMASL_2_GS7SR7 |  | ALMASL_2_AL6BT6, ALMASL_2_GS1SR1, ALMASL_2_GS4SR4, ALMASL_2_GS6SR6 | Almasol Generating Station 7 | CISO | N | CAISO System |  |  | Solar_1Axis | PHOTO VOLTAIC | SUN | 132 | 132 |  |  |  |  | 1 | 24 | 24 | 500 |  |  |  | 0.1 | 0.1 | 0.1 | 0.63 | 4.25 | 56.13 | 88.83 | 26.79 | 51.42 | 0.23 | 0.1 | 0.1 | N | South | FC |  | Group name: ALMASOL_365 - Max to grid 500 MW.
ALMEGT_1_UNIT 1 |  |  | ALAMEDA GT UNIT 1 | CISO | N | Bay Area | Oakland | Y | Peaker | FTUR | NATURAL GAS | 25 | 25.4 |  |  |  |  | 1 | 24 | 24 |  |  | 23.4 | 1 | 23.4 | 23.4 | 23.4 | 23.4 | 23.4 | 23.4 | 23.4 | 23.4 | 23.4 | 23.4 | 23.4 | 23.4 | Y | North | FC
ENERSJ_2_WIND |  |  | ESJ Wind Energy | CISO | N | San Diego-IV |  |  | Wind | WIND | WIND | 151 | 151 |  |  |  |  | 1 | 24 | 24 |  |  |  |  | 12.69 | 30.62 | 34.3 | 55.24 | 62.29 | 56.74 | 56.54 | 52.21 | 32.06 | 17.17 | 9.97 | 9.77 | N | South | FC
ALMEGT_1_UNIT 2 |  |  | ALAMEDA GT UNIT 2 | CISO | N | Bay Area | Oakland | Y | Peaker | FTUR | NATURAL GAS | 25 | 25.4 |  |  |  |  | 1 | 24 | 24 |  |  | 23.5 | 1 | 23.5 | 23.5 | 23.5 | 23.5 | 23.5 | 23.5 | 23.5 | 23.5 | 23.5 | 23.5 | 23.5 | 23.5 | Y | North | FC
GASKW1_2_GW1SR1 |  | GASKW1_2_GW2BT1, GASKW1_2_GW2SR1, GASKW1_2_GW2SR2, GASKW1_2_GW3SR1, GASKW1_2_GW4SR1, GASKW1_2_GW5SR1 | Gaskell West 1 | CISO | N | CAISO System |  |  | Paired_Solar_1Axis | PHOTO VOLTAIC | SUN | 20 | 20 |  |  |  |  | 1 | 24 | 24 | 124.59 |  |  |  | 0.1 | 0.1 | 0.1 | 0.1 | 0.64 | 8.5 | 13.46 | 4.06 | 7.79 | 0.1 | 0.1 | 0.1 | N | South | ID | 1 | Q1074 - Group name: GASKELL_WEST_1074 - Max to grid 124.59 MW. Waiting for the Whirlwind and Tehachapi CRAS
ALPSLR_1_NTHSLR |  |  | Alpaugh North, LLC | CISO | N | CAISO System |  | Y | Solar_Fixed | PHOTO VOLTAIC | SUN | 20 | 20 |  |  |  |  | 1 | 24 | 24 |  |  |  |  | 0.1 | 0.1 | 0.1 | 0.27 | 1.05 | 7.66 | 11.98 | 4.02 | 8.01 | 0.13 | 0.1 | 0.1 | N | North | FC
ALPSLR_1_SPSSLR |  |  | Alpaugh 50 LLC | CISO | N | CAISO System |  | Y | Solar_Fixed | PHOTO VOLTAIC | SUN | 50 | 50 |  |  |  |  | 1 | 24 | 24 |  |  |  |  | 0.1 | 0.1 | 0.1 | 0.67 | 2.62 | 19.16 | 29.96 | 10.05 | 20.04 | 0.32 | 0.1 | 0.1 | N | North | FC
STOILS_1_UNITS |  |  | Chevron Richmond Refinery | CISO | N | Bay Area | Pittsburg |  | CHP | COMBINED CYCLE | NATURAL GAS | 56.2 | 0 |  |  |  |  | 1 | 24 | 24 |  |  |  |  | 0 | 0 | 8.07 | 0 | 0 | 0 | 5.33 | 9.44 | 0 | 11.34 | 6.88 | 0 | N | North | FC
ALT6DN_2_WIND7 |  |  | Pinyon Pines 1 | CISO | N | CAISO System |  | Y | Wind | WIND | WIND | 164.31 | 168 |  |  |  |  | 1 | 24 | 24 |  |  |  |  | 13.8 | 33.32 | 37.32 | 60.11 | 67.79 | 61.74 | 61.52 | 56.82 | 34.89 | 18.68 | 10.85 | 10.63 | N | South | FC
ALTA4B_2_CPCW2 |  |  | Alta Wind 2 | CISO | N | CAISO System |  |  | Wind | WIND | WIND | 150 | 150 |  |  |  |  | 1 | 24 | 24 |  |  |  |  | 12.6 | 30.42 | 34.07 | 54.88 | 61.88 | 56.36 | 56.16 | 51.87 | 31.85 | 17.06 | 9.9 | 9.7 | N | South | FC
MAGNLA_6_ANAHEIM |  |  | Magnolia Power Plant Anaheim | LADWP | Y | Import |  |  | CCGT | COMBINED CYCLE | NATURAL GAS | 115 | 0 |  |  |  |  | 1 | 24 | 24 |  |  | 109 | 1 | 109 | 109 | 109 | 109 | 109 | 109 | 109 | 109 | 109 | 109 | 109 | 109 |  | South | IAR
ALTA3A_2_CPCE5 |  |  | Alta Wind 5 | CISO | N | CAISO System |  | Y | Wind | WIND | WIND | 168 | 168 |  |  |  |  | 1 | 24 | 24 |  |  |  |  | 14.11 | 34.07 | 38.16 | 61.46 | 69.31 | 63.13 | 62.9 | 58.09 | 35.67 | 19.1 | 11.09 | 10.87 | N | South | FC
ALTA4A_2_CPCW1 |  |  | Alta Wind 1 | CISO | N | CAISO System |  |  | Wind | WIND | WIND | 150 | 150 |  |  |  |  | 1 | 24 | 24 |  |  |  |  | 12.6 | 30.42 | 34.07 | 54.88 | 61.88 | 56.36 | 56.16 | 51.87 | 31.85 | 17.06 | 9.9 | 9.7 | N | South | FC
FRIANT_6_UNITS |  |  | FRIANT DAM | CISO | N | Fresno | Borden |  | Hydro | HYDRO | WATER | 25 | 34.7 |  |  |  |  | 1 | 24 | 24 |  |  |  |  | 2.99 | 1.15 | 0.72 | 1.47 | 2.31 | 8.91 | 11.85 | 9.87 | 4.75 | 2.22 | 0.42 | 1.67 | N | North | FC
ALTA4B_2_CPCW3 |  |  | Alta Wind 3 | CISO | N | CAISO System |  |  | Wind | WIND | WIND | 150 | 150 |  |  |  |  | 1 | 24 | 24 |  |  |  |  | 12.6 | 30.42 | 34.07 | 54.88 | 61.88 | 56.36 | 56.16 | 51.87 | 31.85 | 17.06 | 9.9 | 9.7 | N | South | FC
INDIGO_1_UNIT 2 |  |  | INDIGO PEAKER UNIT 2 | CISO | N | LA Basin | Eastern, Valley-Devers |  | Peaker | COMBUSTION TURBINE | NATURAL GAS | 45.3 | 45.3 |  |  |  |  | 1 | 24 | 24 |  |  | 45.3 | 1 | 45.3 | 45.3 | 45.3 | 45.3 | 45.3 | 45.3 | 45.3 | 45.3 | 45.3 | 45.3 | 45.3 | 45.3 | Y | South | FC
LAROA2_2_UNITA1 |  |  | LR2 | CISO | N | San Diego-IV |  |  | CCGT | COMBINED CYCLE | NATURAL GAS | 322 | 0 |  |  |  |  | 1 | 24 | 24 |  |  | 161 | 1 | 322 | 322 | 322 | 322 | 322 | 322 | 322 | 322 | 322 | 322 | 322 | 322 | Y | South | FC
ALTA6E_2_WIND10 |  |  | Alta Wind 10 | CISO | N | CAISO System |  | Y | Wind | WIND | WIND | 134.84 | 138 |  |  |  |  | 1 | 24 | 24 |  |  |  |  | 11.33 | 27.34 | 30.63 | 49.33 | 55.63 | 50.67 | 50.48 | 46.63 | 28.63 | 15.33 | 8.9 | 8.72 | N | South | FC
OLINDA_2_LNDFL2 |  |  | Brea Power II | CISO | N | LA Basin | Western |  | Biogas | COMBINED CYCLE | BIOGAS | 28.1 | 35.7 |  |  |  |  | 1 | 24 | 24 |  |  |  |  | 26.18 | 26.3 | 26.12 | 24.73 | 26.1 | 24.96 | 24.96 | 25.15 | 25.15 | 25.37 | 25.78 | 25.92 | N | South | FC
FULTON_1_QF |  |  | SMALL QF AGGREGATION - ZENIA | CISO | N | NCNB | Fulton |  | Hydro | HYDRO | WATER | 1 | 1 |  |  |  |  | 1 | 24 | 24 |  |  |  |  | 0.11 | 0.1 | 0.1 | 0.11 | 0.12 | 0.1 | 0.07 | 0.04 | 0.03 | 0.04 | 0.06 | 0.08 | N | North | FC
ALTWD_2_COAWD1 |  |  | Coachella 1 | CISO | N | LA Basin | Eastern, Valley-Devers |  | Wind | WIND | WIND | 50.4 | 50.4 |  |  |  |  | 1 | 24 | 24 |  |  |  |  | 4.23 | 10.22 | 11.45 | 18.44 | 20.79 | 18.94 | 18.87 | 17.43 | 10.7 | 5.73 | 3.33 | 3.26 | N | South | FC
OASIS_6_SOLAR2 |  |  | Oasis Solar | CISO | N | Big Creek-Ventura |  |  | Solar_1Axis | PHOTO VOLTAIC | SUN | 20 | 20 |  |  |  |  | 1 | 24 | 24 |  |  |  |  | 0.1 | 0.1 | 0.1 | 0.1 | 0.64 | 8.5 | 13.46 | 4.06 | 7.79 | 0.1 | 0.1 | 0.1 | N | South | FC
DRACKR_2_DS4SR4 |  | DRACKR_2_DSUBT4 | Dracker Solar Unit 4A | CISO | N | CAISO System |  |  | Paired_Solar_1Axis | PHOTO VOLTAIC | SUN | 62.5 | 62.5 |  |  |  |  | 1 | 24 | 24 | 62.5 |  |  |  | 0.1 | 0.1 | 0.1 | 0.3 | 2.01 | 15.5 | 15.5 | 12.69 | 15.5 | 0.11 | 0.1 | 0.1 | N | South | FC | 1 | Group name: DRACKER_294_4 - Max to grid 62.5 MW. Max 15.5 MW NQC. Co-located with DRACKR_2_DSUBT4
SANBRN_2_ES1BT3 | SANBRN_2_ES1BT3_LESR |  | EdSan 1 Edwards 1 | CISO | N | CAISO System |  |  | Hybrid_BattStorage | OTHER | HYBD | 22 | 51 | 0.8 | 88 | 88 | 1 | 1 | 24 | 4 | 50.43 | FALSE | 22 | 2 | 22 | 22 | 22 | 22 | 22 | 22 | 22 | 22 | 22 | 22 | 22 | 22 | Y | South | ID | 1 | Q1324 - Group name: EDSAN_1324_1424 - Max to grid 800 MW. Waiting for Tehachapi cRAS.
SANBRN_2_ES1BT3 | SANBRN_2_ES1BT3_SUN |  | EdSan 1 Edwards 1 | CISO | N | CAISO System |  |  | Hybrid_Solar_1Axis | OTHER | HYBD | 40 | 51 |  |  |  |  | 1 | 24 | 24 | 50.43 |  | 22 | 2 | 0.1 | 0.1 | 0.1 | 0.19 | 1.29 | 17.01 | 26.92 | 8.12 | 15.58 | 0.1 | 0.1 | 0.1 | Y | South | ID | 1 | Q1324 - Group name: EDSAN_1324_1424 - Max to grid 800 MW. Waiting for Tehachapi cRAS.
ANAHM_2_CANYN3 |  |  | CANYON POWER PLANT UNIT 3 | CISO | N | LA Basin | Western | Y | Peaker | COMBUSTION TURBINE | NATURAL GAS | 46.49 | 71.2 |  |  |  |  | 1 | 24 | 24 |  |  | 46.49 | 1 | 46.49 | 46.49 | 46.49 | 46.49 | 46.49 | 46.49 | 46.49 | 46.49 | 46.49 | 46.49 | 46.49 | 46.49 | Y | South | FC
ANAHM_2_CANYN4 |  |  | CANYON POWER PLANT UNIT 4 | CISO | N | LA Basin | Western | Y | Peaker | COMBUSTION TURBINE | NATURAL GAS | 49.8 | 71.2 |  |  |  |  | 1 | 24 | 24 |  |  | 49.8 | 1 | 49.8 | 49.8 | 49.8 | 49.8 | 49.8 | 49.8 | 49.8 | 49.8 | 49.8 | 49.8 | 49.8 | 49.8 | Y | South | FC
JAWBNE_2_NSRWND |  |  | North Sky River Wind Project | CISO | N | CAISO System |  |  | Wind | WIND | WIND | 160 | 162 |  |  |  |  | 1 | 24 | 24 |  |  |  |  | 13.44 | 32.45 | 36.34 | 58.54 | 66.01 | 60.12 | 59.9 | 55.33 | 33.97 | 18.19 | 10.56 | 10.35 | N | South | FC
POEPH_7_UNIT 1 |  |  | POE HYDRO UNIT 1 | CISO | N | Sierra | South of Palermo |  | Hydro | HYDRO | WATER | 68 | 68 |  |  |  |  | 1 | 24 | 24 |  |  | 0 | 1 | 52.08 | 38.64 | 42.56 | 43.2 | 40.32 | 31.84 | 24.32 | 37.04 | 38 | 32.88 | 39.92 | 15.52 | Y | North | FC
TOPAZ_2_SOLAR |  |  | Topaz Solar Farms | CISO | N | CAISO System |  |  | Solar_Fixed | PHOTO VOLTAIC | SUN | 550 | 550 |  |  |  |  | 1 | 24 | 24 |  |  |  |  | 0.1 | 0.1 | 0.11 | 7.37 | 28.83 | 210.72 | 329.52 | 110.53 | 220.4 | 3.57 | 0.1 | 0.1 | N | North | FC
ARCOGN_2_UNITS |  |  | WATSON COGENERATION | CISO | N | LA Basin | Western | Y | CHP | COMBINED CYCLE | NATURAL GAS | 277 | 416.6 |  |  |  |  | 1 | 24 | 24 |  |  | 0 | 1 | 305 | 305 | 305 | 305 | 305 | 305 | 305 | 305 | 305 | 305 | 305 | 305 | Y | South | FC
MCFLND_5_MFSBT1 |  | MCFLND_5_MSCBT1, MCFLND_5_MFSSR1 | McFarland Solar A BESS | CISO | N | CAISO System |  |  | Paired_BattStorage | OTHER | LESR | 100 | 100 | 0.8 | 400 | 400 | 1 | 1 | 24 | 4 | 350 | FALSE | 200 | 2 | 100 | 100 | 100 | 100 | 100 | 100 | 100 | 100 | 100 | 100 | 100 | 100 | Y | South | FC |  | 100 MW battery FC - Group name: MCFLND_1171 - Max to grid 500 MW. Co-located with MCFLND_5_MFSSR1.
CHESTN_2_CHWSX2 |  | CHESTN_2_CHWBX2 | Chestnut Westside PV | CISO | N | CAISO System |  |  | Paired_Solar_1Axis | PHOTO VOLTAIC | SUN | 150 | 0 |  |  |  |  | 1 | 24 | 24 | 150 |  |  |  | 0.1 | 0.1 | 0.1 | 0.02 | 2.04 | 10.54 | 15 | 15 | 15 | 15 | 0.57 | 0.1 | N | North | ID | 1 | Group name: CHESTNUT_1120 - Max to grid 150 MW. Co-located with CHESTN_2_CHWBX2. Max 15 MWs NQC.
ARLNTN_2_ASUSR1 |  | SUNCAT_2_A1ABT1, SUNCAT_2_A1BBT1 | Arlington Solar Unit 1 | CISO | N | CAISO System |  |  | Paired_Solar_1Axis | PHOTO VOLTAIC | SUN | 131 | 131 |  |  |  |  | 1 | 24 | 24 | 131 |  |  |  | 0.06 | 0.06 | 0.06 | 0.37 | 2.49 | 32.97 | 52.18 | 15.74 | 30.2 | 0.14 | 0.06 | 0.06 | N | South | PD | 0.5919 | Group name: ARLINGTON_1196_1 - Max to grid 131 MW. Co-located with SUNCAT_2_A1BBT1, SUNCAT_2_A1ABT1
SBERDO_2_PSP3 |  |  | Mountainview Gen Sta. Unit 3 | CISO | N | LA Basin | Eastern, West of Devers |  | CCGT | COMBINED CYCLE | NATURAL GAS | 555 | 0 |  |  |  |  | 1 | 24 | 24 |  |  | 457 | 1 | 555 | 555 | 555 | 555 | 555 | 555 | 555 | 555 | 555 | 555 | 555 | 555 | Y | South | FC
ASTORA_2_SOLAR1 |  |  | Astoria 1 | CISO | N | CAISO System |  |  | Solar_1Axis | PHOTO VOLTAIC | SUN | 100 | 100 |  |  |  |  | 1 | 24 | 24 |  |  |  |  | 0.1 | 0.1 | 0.1 | 0.48 | 3.22 | 42.52 | 67.29 | 20.3 | 38.96 | 0.18 | 0.1 | 0.1 | N | South | FC
HIGHDS_2_H5SBT1 |  | HIGHDS_2_H5SSR1 | High 5 Solar BESS | CISO | N | CAISO System |  |  | Paired_BattStorage | OTHER | LESR | 50 | 50 | 0.84 | 200 | 200 | 1 | 1 | 24 | 4 | 100 | FALSE | 100 | 2 | 50 | 50 | 50 | 50 | 50 | 50 | 50 | 50 | 50 | 50 | 50 | 50 | Y | South | FC |  | Group name: HIGH_5_SOLAR_1414 - Max to grid 100 MW. Co-located with HIGHDS_2_H5SSR1
ASTORA_2_SOLAR2 |  |  | Astoria 2 | CISO | N | CAISO System |  |  | Solar_1Axis | PHOTO VOLTAIC | SUN | 75 | 75 |  |  |  |  | 1 | 24 | 24 |  |  |  |  | 0.1 | 0.1 | 0.1 | 0.36 | 2.41 | 31.89 | 50.47 | 15.22 | 29.22 | 0.13 | 0.1 | 0.1 | N | South | FC
ATWEL2_1_SOLAR1 |  |  | Atwell West | CISO | N | CAISO System |  | Y | Solar_1Axis | PHOTO VOLTAIC | SUN | 20 | 20 |  |  |  |  | 1 | 24 | 24 |  |  |  |  | 0.1 | 0.1 | 0.1 | 0.27 | 1.41 | 11.34 | 14.59 | 5.34 | 9.5 | 0.1 | 0.1 | 0.1 | N | North | FC
SYCAMR_2_UNIT 3 |  |  | Sycamore Cogeneration Unit 3 | CISO | N | Big Creek-Ventura |  |  | CHP | FTUR | NATURAL GAS | 74 | 90 |  |  |  |  | 1 | 24 | 24 |  |  | 74 | 1 | 74 | 74 | 74 | 74 | 74 | 74 | 74 | 74 | 74 | 74 | 74 | 74 | Y | South | FC
ATWELL_1_SOLAR |  |  | Atwell Island PV Solar Generating Faci. | CISO | N | CAISO System |  | Y | Solar_Fixed | PHOTO VOLTAIC | SUN | 20 | 20 |  |  |  |  | 1 | 24 | 24 |  |  |  |  | 0.1 | 0.1 | 0.1 | 0.27 | 1.05 | 7.66 | 11.98 | 4.02 | 8.01 | 0.13 | 0.1 | 0.1 | N | North | FC
SLSTR1_2_SOLAR1 |  |  | Solar Star 1 | CISO | N | CAISO System |  |  | Solar_1Axis | PHOTO VOLTAIC | SUN | 310 | 0 |  |  |  |  | 1 | 24 | 24 |  |  |  |  | 0.1 | 0.1 | 0.1 | 1.48 | 9.97 | 131.82 | 208.61 | 62.92 | 120.76 | 0.55 | 0.1 | 0.1 | N | South | FC
AVENAL_6_AVPARK |  |  | Avenal Park Solar Project | CISO | N | Fresno | Coalinga | Y | Solar_Fixed | PHOTO VOLTAIC | SUN | 6 | 6 |  |  |  |  | 1 | 24 | 24 |  |  |  |  | 0.1 | 0.1 | 0.1 | 0.1 | 0.31 | 2.3 | 3.59 | 1.21 | 2.4 | 0.1 | 0.1 | 0.1 | N | North | ID | 1 | PGEWD0029 - 18DGD Waiting for Reconductor Los Banos-Padre Flat-Panoche 230 kV and possibly other
RICHMN_1_SOLAR |  |  | Chevron 2 | CISO | N | Bay Area |  |  | Solar_1Axis | PHOTO VOLTAIC | SUN | 2 | 2 |  |  |  |  | 1 | 24 | 24 |  |  |  |  | 0.1 | 0.1 | 0.1 | 0.1 | 0.14 | 1.13 | 1.46 | 0.53 | 0.95 | 0.1 | 0.1 | 0.1 | N | North | ID | 1 | PGEWD1122 - 16DGD Waiting for Moraga-Castro Valley 230 kV Line Capacity Increase and possibly other
AVENAL_6_AVSLR1 |  |  | Avenal Solar 1 | CISO | N | Fresno | Coalinga | Y | Solar_1Axis | PHOTO VOLTAIC | SUN | 7.9 | 7.9 |  |  |  |  | 1 | 24 | 24 |  |  |  |  | 0 | 0 | 0 | 0 | 0 | 0 | 0 | 0 | 0 | 0 | 0 | 0 | N | North | EO
SISQUC_1_SMARIA |  |  | Santa Maria II LFG Power Plant | CISO | N | CAISO System |  |  | Biogas | RECIPROCATING ENGINE | BIOGAS | 1.42 | 1.5 |  |  |  |  | 1 | 24 | 24 |  |  |  |  | 0.9 | 0.87 | 0.93 | 0.9 | 0.86 | 0.9 | 0.92 | 0.9 | 0.85 | 0.84 | 0.74 | 0.68 | N | North | FC
AVENAL_6_AVSLR2 |  |  | Avenal Solar 2 | CISO | N | Fresno | Coalinga |  | Solar_1Axis | PHOTO VOLTAIC | SUN | 7.9 | 7.9 |  |  |  |  | 1 | 24 | 24 |  |  |  |  | 0 | 0 | 0 | 0 | 0 | 0 | 0 | 0 | 0 | 0 | 0 | 0 | N | North | EO
SUNSLR_1_SSVSR1 |  |  | Sunshine Valley Solar 1 | CISO | N | CAISO System |  |  | Solar_1Axis | PHOTO VOLTAIC | SUN | 100 | 100 |  |  |  |  | 1 | 24 | 24 |  |  |  |  | 0.1 | 0.1 | 0.1 | 0.48 | 3.22 | 42.52 | 67.29 | 20.3 | 38.96 | 0.18 | 0.1 | 0.1 | N | South | FC
AVENAL_6_SANDDG |  |  | Sand Drag Solar Project | CISO | N | Fresno | Coalinga | Y | Solar_Fixed | PHOTO VOLTAIC | SUN | 19 | 19 |  |  |  |  | 1 | 24 | 24 |  |  |  |  | 0.08 | 0.08 | 0.08 | 0.21 | 0.84 | 6.08 | 9.51 | 3.19 | 6.36 | 0.1 | 0.08 | 0.08 | N | North | ID | 0.8358 | PGEWD0036 - 18DGD (83.58% or 15.88 MW of 19 MW) Waiting for Reconductor Los Banos-Padre Flat-Panoche 230 kV and possibly other
GARNET_1_WINDS |  |  | Garnet Winds Aggregation | CISO | N | LA Basin | Eastern, Valley-Devers |  | Wind | WIND | WIND | 22.5 | 23.3 |  |  |  |  | 1 | 24 | 24 |  |  |  |  | 1.89 | 4.56 | 5.11 | 8.23 | 9.28 | 8.45 | 8.42 | 7.78 | 4.78 | 2.56 | 1.49 | 1.46 | N | South | FC
TULLCK_7_UNITS |  |  | Tullock Hydro | CISO | N | Stockton | Tesla-Bellota |  | Hydro |  | WATER | 25.9 | 0 |  |  |  |  | 1 | 24 | 24 |  |  |  |  | 3.69 | 4.3 | 12.5 | 17.98 | 20.76 | 23.48 | 22.31 | 20.44 | 13.23 | 9.61 | 1.62 | 2.42 | N | North | FC
AVSOLR_2_SOLAR |  |  | AV SOLAR RANCH 1 | CISO | N | CAISO System |  |  | Solar_Fixed | PHOTO VOLTAIC | SUN | 241.5 | 250 |  |  |  |  | 1 | 24 | 24 |  |  |  |  | 0.1 | 0.1 | 0.1 | 0.71 | 3.67 | 61.11 | 119.92 | 29.62 | 64.61 | 0.37 | 0.1 | 0.1 | N | South | FC
CARBOU_7_PL2X3 |  |  | CARIBOU PH 1 UNIT 2 & 3 AGGREGATE | CISO | N | CAISO System |  |  | Hydro | HYDRO | WATER | 49 | 0 |  |  |  |  | 1 | 24 | 24 |  |  | 0 | 1 | 35.54 | 8.48 | 6.4 | 38.8 | 20.8 | 24.1 | 20.8 | 20.8 | 20.8 | 20.8 | 20.8 | 21.32 | Y | North | FC
BALCHS_7_UNIT 1 |  |  | BALCH 1 PH UNIT 1 | CISO | N | Fresno | Herndon |  | Hydro | HYDRO | WATER | 31 | 34 |  |  |  |  | 1 | 24 | 24 |  |  | 31 | 1 | 31 | 31 | 25.2 | 31 | 31 | 31 | 31 | 31 | 31 | 31 | 31 | 31 | Y | North | FC
BALCHS_7_UNIT 2 |  |  | BALCH 2 PH UNIT 2 | CISO | N | Fresno | Herndon |  | Hydro | HYDRO | WATER | 52.5 | 52.5 |  |  |  |  | 1 | 24 | 24 |  |  | 52.5 | 1 | 52.5 | 52.5 | 43.4 | 52.5 | 52.5 | 52.5 | 52.5 | 52.5 | 52.5 | 52.5 | 52.5 | 52.5 | Y | North | FC
VICPAS_2_SLOSR1 |  | VICPAS_2_SLOBT1 | Sloth | CISO | N | CAISO System |  |  | Paired_Solar_1Axis | PHOTO VOLTAIC | SUN | 49.5 | 49.5 |  |  |  |  | 1 | 24 | 24 | 49.5 |  |  |  | 0 | 0 | 0 | 0 | 0 | 0 | 0 | 0 | 0 | 0 | 0 | 0 | N | South | EO |  | Q421 - Group name: SLOTH_421 - Max to grid 49.5 MW - 9.5 MW EO Solar. Co-located with VICPAS_2_SLOBT1.
BALCHS_7_UNIT 3 |  |  | BALCH 2 PH UNIT 3 | CISO | N | Fresno | Herndon |  | Hydro | HYDRO | WATER | 54.6 | 54.6 |  |  |  |  | 1 | 24 | 24 |  |  | 54.6 | 1 | 54.6 | 54.6 | 43.78 | 54.6 | 54.6 | 54.6 | 54.6 | 54.6 | 54.6 | 54.6 | 54.6 | 54.6 | Y | North | FC
BANKPP_2_NSPIN |  |  | BANKPP_2_NSPIN | CISO | N | Bay Area | Contra Costa |  | Pump | PUMP | WATER | 270 | 270 |  |  |  |  | 1 | 24 | 24 |  |  |  |  | 127 | 127 | 127 | 127 | 127 | 127 | 127 | 127 | 127 | 127 | 127 | 127 | Y | North | FC
MERCED_1_SOLAR1 |  |  | Mission Solar | CISO | N | Fresno |  | Y | Solar_1Axis | PHOTO VOLTAIC | SUN | 1.5 | 1.5 |  |  |  |  | 1 | 24 | 24 |  |  |  |  | 0 | 0 | 0 | 0 | 0 | 0 | 0 | 0 | 0 | 0 | 0 | 0 | N | North | EO
BARRE_2_ALASB1 | BARRE_2_ALASB1_LESR |  | Los Alamitos 1 | CISO | N | LA Basin | Western |  | Hybrid_BattStorage | OTHER | HYBD | 5 | 10 | 0.8 | 20 | 20 | 1 | 1 | 24 | 4 | 10 | FALSE | 5 | 1 | 5 | 5 | 5 | 5 | 5 | 5 | 4.2626 | 5 | 5 | 5 | 5 | 5 | Y | South | FC
BARRE_2_ALASB1 | BARRE_2_ALASB1_SUN |  | Los Alamitos 1 | CISO | N | LA Basin | Western |  | Hybrid_Solar_1Axis | OTHER | HYBD | 10 | 10 |  |  |  |  | 1 | 24 | 24 | 10 |  | 5 | 1 | 0.1 | 0.1 | 0.1 | 0.1 | 0.32 | 4.25 | 5.7374 | 2.03 | 3.9 | 0.1 | 0.1 | 0.1 | Y | South | FC
COCOPP_2_CTG4 |  |  | Marsh Landing 4 | CISO | N | Bay Area | Contra Costa |  | Peaker | FTUR | NATURAL GAS | 204.29 | 222 |  |  |  |  | 1 | 24 | 24 |  |  | 194.53 | 1 | 203.72 | 203.2 | 202.81 | 199.67 | 198.47 | 194.44 | 193.36 | 192.89 | 194.53 | 199.67 | 200.98 | 204.2 | Y | North | FC
BARRE_6_PEAKER |  |  | Barre Peaker | CISO | N | LA Basin | Western | Y | Peaker | COMBUSTION TURBINE | NATURAL GAS | 49 | 59 |  |  |  |  | 1 | 24 | 9.1669 |  |  | 49 | 1 | 49 | 49 | 49 | 49 | 49 | 49 | 49 | 49 | 49 | 49 | 49 | 49 | Y | South | FC
PLMSSR_6_HISIER |  |  | High Sierra Cogeneration Aggregate | CISO | N | CAISO System |  |  | CHP | RECIPROCATING ENGINE | NATURAL GAS | 6 | 6 |  |  |  |  | 1 | 24 | 24 |  |  | 6 | 1 | 6 | 6 | 6 | 6 | 6 | 6 | 6 | 6 | 6 | 6 | 6 | 6 | Y | North | FC
BASICE_2_UNITS |  |  | King City Cogen | CISO | N | CAISO System |  |  | Peaker | COMBINED CYCLE | NATURAL GAS | 120 | 120 |  |  |  |  | 1 | 24 | 24 |  |  | 30 | 1 | 120 | 120 | 120 | 120 | 120 | 120 | 120 | 120 | 120 | 120 | 120 | 120 | Y | North | FC
BEARDS_7_UNIT 1 |  |  | Beardsley Hydro | CISO | N | Stockton | Tesla-Bellota, Stanislaus |  | Hydro | HYDRO | WATER | 11.5 | 11.5 |  |  |  |  | 1 | 24 | 24 |  |  | 0 | 1 | 6.3 | 2.74 | 2 | 6.54 | 5.96 | 9.1 | 5.54 | 5.94 | 3.8 | 3.2 | 6.2 | 8.4 | Y | North | FC
MRGT_6_MMAREF |  |  | Miramar Energy Facility | CISO | N | San Diego-IV | San Diego |  | Peaker | COMBUSTION TURBINE | NATURAL GAS | 45 | 68 |  |  |  |  | 1 | 24 | 24 |  |  | 45 | 1 | 45 | 45 | 45 | 45 | 45 | 45 | 45 | 45 | 45 | 45 | 45 | 45 | Y | South | FC
BEARMT_1_UNIT |  |  | Bear Mountain Limited | CISO | N | Kern | South Kern PP, Westpark |  | Peaker | COMBUSTION TURBINE | NATURAL GAS | 49.21 | 48.1 |  |  |  |  | 1 | 24 | 24 |  |  | 49.21 | 1 | 49.21 | 49.21 | 49.21 | 49.21 | 49.21 | 49.21 | 49.21 | 49.21 | 49.21 | 49.21 | 49.21 | 49.21 | Y | North | FC
LOCKFD_1_BEARCK |  |  | Bear Creek Solar | CISO | N | Stockton | Tesla-Bellota |  | Solar_Fixed | PHOTO VOLTAIC | SUN | 1.5 | 2.5 |  |  |  |  | 1 | 24 | 24 |  |  |  |  | 0.1 | 0.1 | 0.1 | 0.1 | 0.1 | 0.57 | 0.9 | 0.3 | 0.6 | 0.1 | 0.1 | 0.1 | N | North | FC
BELDEN_7_UNIT 1 |  |  | BELDEN HYDRO | CISO | N | Sierra | South of Palermo |  | Hydro | HYDRO | WATER | 119 | 119 |  |  |  |  | 1 | 24 | 24 |  |  | 0 | 1 | 2 | 2 | 1.6 | 2.08 | 2.08 | 35.2 | 80.8 | 93.95 | 88 | 45.2 | 2 | 1.6 | Y | North | FC
BGSKYN_2_AS2SR1 |  | BIGSKY_2_SOLAR1, BIGSKY_2_SOLAR2, BIGSKY_2_SOLAR3, BIGSKY_2_SOLAR4, BIGSKY_2_SOLAR5, BIGSKY_2_SOLAR6, BIGSKY_2_SOLAR7, BGSKYN_2_ASSR1B, BGSKYN_2_ASSR3A, BGSKYN_2_ASSR3B, BGSKYN_2_ASPSR2, BIGSKY_2_BSKSR6, BIGSKY_2_BSKSR7, BIGSKY_2_BSKSR8, BGSKYN_2_BS3SR3, BIGSKY_2_AS2BT1, BIGSKY_2_ASLBT2 | Antelope Solar 2 | CISO | N | Big Creek-Ventura |  |  | Paired_Solar_1Axis | PHOTO VOLTAIC | SUN | 105 | 105 |  |  |  |  | 1 | 24 | 24 | 650 |  |  |  | 0.1 | 0.1 | 0.1 | 0.5 | 3.38 | 44.65 | 70.66 | 21.31 | 40.9 | 0.18 | 0.1 | 0.1 | N | South | ID | 1 | Q1208 - Group name: ANTELOPE_1208 - Max to grid 650 MW, Waiting for Tehachapi CRAS. Co-located
PIOPIC_2_CTG2 |  |  | Pio Pico Unit 2 | CISO | N | San Diego-IV | San Diego |  | Peaker | COMBUSTION TURBINE | NATURAL GAS | 112.7 | 112.7 |  |  |  |  | 1 | 24 | 24 |  |  | 112.7 | 1 | 112.7 | 112.7 | 112.7 | 112.7 | 112.7 | 112.7 | 112.7 | 112.7 | 112.7 | 112.7 | 112.7 | 112.7 | Y | South | FC
BGSKYN_2_ASSR1B |  | BIGSKY_2_SOLAR1, BIGSKY_2_SOLAR2, BIGSKY_2_SOLAR3, BIGSKY_2_SOLAR4, BIGSKY_2_SOLAR5, BIGSKY_2_SOLAR6, BIGSKY_2_SOLAR7, BGSKYN_2_AS2SR2, BGSKYN_2_AS2SR1, BGSKYN_2_ASSR3A, BGSKYN_2_ASSR3B, BIGSKY_2_BSKSR6, BIGSKY_2_BSKSR7, BIGSKY_2_BSKSR8, BGSKYN_2_BS3SR3, BIGSKY_2_AS2BT1, BIGSKY_2_ASLBT2 | Antelope Solar 1B | CISO | N | Big Creek-Ventura |  |  | Paired_Solar_1Axis | PHOTO VOLTAIC | SUN | 17 | 17 |  |  |  |  | 1 | 24 | 24 | 650 |  |  |  | 0.1 | 0.1 | 0.1 | 0.1 | 0.55 | 7.23 | 11.44 | 3.45 | 6.62 | 0.1 | 0.1 | 0.1 | N | South | ID | 1 | Q1208 - Group name: ANTELOPE_1208 - Max to grid 650 MW, Waiting for Tehachapi CRAS. Co-located
GEYS18_7_UNIT18 |  |  | GEYSERS UNIT 18 (HEALDSBURG) | CISO | N | NCNB |  |  | Geothermal | STEAM | GEOTHERMAL | 72 | 119.9 |  |  |  |  | 1 | 24 | 24 |  |  | 50 | 1 | 72 | 72 | 72 | 72 | 72 | 72 | 72 | 72 | 72 | 72 | 72 | 72 | Y | North | FC
BGSKYN_2_ASSR3B |  | BIGSKY_2_SOLAR1, BIGSKY_2_SOLAR2, BIGSKY_2_SOLAR3, BIGSKY_2_SOLAR4, BIGSKY_2_SOLAR5, BIGSKY_2_SOLAR6, BIGSKY_2_SOLAR7, BGSKYN_2_ASSR1B, BGSKYN_2_AS2SR1, BGSKYN_2_ASSR3A, BGSKYN_2_ASPSR2, BIGSKY_2_BSKSR6, BIGSKY_2_BSKSR7, BIGSKY_2_BSKSR8, BGSKYN_2_BS3SR3, BIGSKY_2_AS2BT1, BIGSKY_2_ASLBT2 | Antelope Solar 3B | CISO | N | Big Creek-Ventura |  |  | Paired_Solar_1Axis | PHOTO VOLTAIC | SUN | 5 | 5 |  |  |  |  | 1 | 24 | 24 | 650 |  |  |  | 0.1 | 0.1 | 0.1 | 0.1 | 0.16 | 2.13 | 3.36 | 1.01 | 1.95 | 0.1 | 0.1 | 0.1 | N | South | ID | 1 | Q1208 - Group name: ANTELOPE_1208 - Max to grid 650 MW, Waiting for Tehachapi CRAS. Co-located
BGSKYN_2_BS3SR3 |  | BIGSKY_2_SOLAR1, BIGSKY_2_SOLAR2, BIGSKY_2_SOLAR3, BIGSKY_2_SOLAR4, BIGSKY_2_SOLAR5, BIGSKY_2_SOLAR6, BIGSKY_2_SOLAR7, BGSKYN_2_ASSR1B, BGSKYN_2_AS2SR1, BGSKYN_2_ASSR3A, BGSKYN_2_ASSR3B, BGSKYN_2_ASPSR2, BIGSKY_2_BSKSR6, BIGSKY_2_BSKSR7, BIGSKY_2_BSKSR8, BIGSKY_2_AS2BT1, BIGSKY_2_ASLBT2 | Big Sky Solar 3 | CISO | N | Big Creek-Ventura |  |  | Paired_Solar_1Axis | PHOTO VOLTAIC | SUN | 20 | 20 |  |  |  |  | 1 | 24 | 24 | 650 |  |  |  | 0.1 | 0.1 | 0.1 | 0.1 | 0.64 | 8.5 | 13.46 | 4.06 | 7.79 | 0.1 | 0.1 | 0.1 | N | South | FC |  | Co-located
BIGCRK_2_EXESWD |  |  | BIG CREEK HYDRO PROJECT PSP | CISO | N | Big Creek-Ventura | Rector, Vestal |  | Hydro | HYDRO | WATER | 820 | 0 |  |  |  |  | 1 | 24 | 24 |  |  | 700 | 1 | 522.6 | 570.6 | 548.2 | 590 | 700 | 730.2 | 710.02 | 700 | 700 | 536.08 | 516.6 | 549.52 | Y | South | FC
SIGHEB_6_MIRDYN |  |  | Heber South | IID | Y | Import |  |  | Geothermal | COMBUSTION TURBINE | GEOTHERMAL | 17 | 0 |  |  |  |  | 1 | 24 | 24 |  |  |  |  | 17 | 17 | 17 | 17 | 17 | 17 | 17 | 17 | 17 | 17 | 17 | 17 |  | South | IAR
BIGCRK_7_DAM7 |  |  | DAM 7 AT BIG CREEK (FISHWATER GEN) | CISO | N | Big Creek-Ventura | Rector, Vestal |  | Hydro | HYDRO | WATER | 0.3 | 0.3 |  |  |  |  | 1 | 24 | 24 |  |  |  |  | 0 | 0 | 0 | 0 | 0 | 0 | 0 | 0 | 0 | 0 | 0 | 0 | N | South | EO |  |  | NQC_Value, XLOOKUP([@[Resource ID]], NQC[Resource ID], NQC[Generator Name], "#N/A"),
COPMT4_2_SOLAR4 |  |  | Copper Mountain Solar 4 | CISO | N | CAISO System |  |  | Solar_Fixed | PHOTO VOLTAIC | SUN | 92 | 92 |  |  |  |  | 1 | 24 | 24 |  |  |  |  | 0.1 | 0.1 | 0.1 | 0.27 | 1.4 | 23.28 | 45.68 | 11.28 | 24.61 | 0.14 | 0.1 | 0.1 | N | South | FC
BIGCRK_7_MAMRES |  |  | MAMMOTH POOL RESERVOIR (FISHWATER | CISO | N | Big Creek-Ventura | Rector, Vestal |  | Hydro | HYDRO | WATER | 1.25 | 1.3 |  |  |  |  | 1 | 24 | 24 |  |  |  |  | 0 | 0 | 0 | 0 | 0 | 0 | 0 | 0 | 0 | 0 | 0 | 0 | N | South | EO |  |  | Hardcoding_Filtered, FILTER(Hardcoding,
BIGSKY_2_AS2BT1 |  | BIGSKY_2_SOLAR1, BIGSKY_2_SOLAR2, BIGSKY_2_SOLAR3, BIGSKY_2_SOLAR4, BIGSKY_2_SOLAR5, BIGSKY_2_SOLAR6, BIGSKY_2_SOLAR7, BGSKYN_2_ASSR1B, BGSKYN_2_AS2SR1, BGSKYN_2_ASSR3A, BGSKYN_2_ASSR3B, BGSKYN_2_ASPSR2, BIGSKY_2_BSKSR6, BIGSKY_2_BSKSR7, BIGSKY_2_BSKSR8, BGSKYN_2_BS3SR3, BIGSKY_2_ASLBT2 | Antelope Solar 2 LAB | CISO | N | Big Creek-Ventura |  |  | Paired_BattStorage | OTHER | LESR | 127 | 127 | 0.8 | 508 | 508 | 1 | 1 | 24 | 4 | 650 | FALSE | 254 | 2 | 127 | 127 | 127 | 127 | 127 | 127 | 127 | 127 | 127 | 127 | 127 | 127 | Y | South | ID | 1 | Q1208 - Group name: ANTELOPE_1208 - Max to grid 650 MW, Waiting for Tehachapi CRAS. Co-located | (Hardcoding[Resource ID]=[@[Resource ID]]) *
CHINO_2_PESBT1 |  |  | Pomona Energy Storage 2 | CISO | N | LA Basin | Eastern |  | Battery Storage | OTHER | LESR | 20 | 20 | 0.8 | 80 | 80 | 1 | 1 | 24 | 4 |  | TRUE | 30 | 2 | 10 | 10 | 10 | 10 | 10 | 10 | 10 | 10 | 10 | 10 | 10 | 10 | Y | South | FC |  |  | (Hardcoding[Hybrid Sub-ID]=[@[Hybrid Sub ID]]) *
TOADTW_6_UNIT |  |  | TOAD TOWN | CISO | N | CAISO System |  |  | Hydro | HYDRO | WATER | 1.5 | 1.5 |  |  |  |  | 1 | 24 | 24 |  |  |  |  | 0.22 | 0.38 | 0.3 | 0.37 | 0.31 | 0.39 | 0.44 | 0.4 | 0.11 | 0.03 | 0.12 | 0.05 | N | North | FC |  |  | (Hardcoding[Parameter]="Generator Name"),
BIGSKY_2_BSKSR8 |  | BIGSKY_2_SOLAR1, BIGSKY_2_SOLAR2, BIGSKY_2_SOLAR3, BIGSKY_2_SOLAR4, BIGSKY_2_SOLAR5, BIGSKY_2_SOLAR6, BIGSKY_2_SOLAR7, BGSKYN_2_ASSR1B, BGSKYN_2_AS2SR1, BGSKYN_2_ASSR3A, BGSKYN_2_ASSR3B, BGSKYN_2_ASPSR2, BIGSKY_2_BSKSR6, BIGSKY_2_BSKSR7, BGSKYN_2_BS3SR3, BIGSKY_2_AS2BT1, BIGSKY_2_ASLBT2 | Big Sky Solar 8 | CISO | N | Big Creek-Ventura |  |  | Paired_Solar_1Axis | PHOTO VOLTAIC | SUN | 20 | 20 |  |  |  |  | 1 | 24 | 24 | 650 |  |  |  | 0.1 | 0.1 | 0.1 | 0.1 | 0.64 | 8.5 | 13.46 | 4.06 | 7.79 | 0.1 | 0.1 | 0.1 | N | South | FC |  | Co-located | ""
BIGSKY_2_SOLAR1 |  | BIGSKY_2_SOLAR2, BIGSKY_2_SOLAR3, BIGSKY_2_SOLAR4, BIGSKY_2_SOLAR5, BIGSKY_2_SOLAR6, BIGSKY_2_SOLAR7, BGSKYN_2_ASSR1B, BGSKYN_2_AS2SR1, BGSKYN_2_ASSR3A, BGSKYN_2_ASSR3B, BGSKYN_2_ASPSR2, BIGSKY_2_BSKSR6, BIGSKY_2_BSKSR7, BIGSKY_2_BSKSR8, BGSKYN_2_BS3SR3, BIGSKY_2_AS2BT1, BIGSKY_2_ASLBT2 | Antelope Big Sky Ranch | CISO | N | Big Creek-Ventura |  |  | Paired_Solar_1Axis | PHOTO VOLTAIC | SUN | 20 | 20 |  |  |  |  | 1 | 24 | 24 | 650 |  |  |  | 0.1 | 0.1 | 0.1 | 0.1 | 0.64 | 8.5 | 13.46 | 4.06 | 7.79 | 0.1 | 0.1 | 0.1 | N | South | FC |  | Co-located | ),
BIGSKY_2_SOLAR2 |  | BIGSKY_2_SOLAR1, BIGSKY_2_SOLAR3, BIGSKY_2_SOLAR4, BIGSKY_2_SOLAR5, BIGSKY_2_SOLAR6, BIGSKY_2_SOLAR7, BGSKYN_2_ASSR1B, BGSKYN_2_AS2SR1, BGSKYN_2_ASSR3A, BGSKYN_2_ASSR3B, BGSKYN_2_ASPSR2, BIGSKY_2_BSKSR6, BIGSKY_2_BSKSR7, BIGSKY_2_BSKSR8, BGSKYN_2_BS3SR3, BIGSKY_2_AS2BT1, BIGSKY_2_ASLBT2 | Big Sky Solar 4 | CISO | N | Big Creek-Ventura |  |  | Paired_Solar_1Axis | PHOTO VOLTAIC | SUN | 40 | 40 |  |  |  |  | 1 | 24 | 24 | 650 |  |  |  | 0.1 | 0.1 | 0.1 | 0.19 | 1.29 | 17.01 | 26.92 | 8.12 | 15.58 | 0.1 | 0.1 | 0.1 | N | South | FC |  | Co-located
BIGSKY_2_SOLAR3 |  | BIGSKY_2_SOLAR1, BIGSKY_2_SOLAR2,BIGSKY_2_SOLAR4, BIGSKY_2_SOLAR5, BIGSKY_2_SOLAR6, BIGSKY_2_SOLAR7, BGSKYN_2_ASSR1B, BGSKYN_2_AS2SR1, BGSKYN_2_ASSR3A, BGSKYN_2_ASSR3B, BGSKYN_2_ASPSR2, BIGSKY_2_BSKSR6, BIGSKY_2_BSKSR7, BIGSKY_2_BSKSR8, BGSKYN_2_BS3SR3, BIGSKY_2_AS2BT1, BIGSKY_2_ASLBT2 | Big Sky Summer | CISO | N | Big Creek-Ventura |  |  | Paired_Solar_1Axis | PHOTO VOLTAIC | SUN | 20 | 20 |  |  |  |  | 1 | 24 | 24 | 650 |  |  |  | 0.1 | 0.1 | 0.1 | 0.1 | 0.64 | 8.5 | 13.46 | 4.06 | 7.79 | 0.1 | 0.1 | 0.1 | N | South | FC |  | Co-located | Hardcoding_Sorted, IF(ROWS(Hardcoding_Filtered),
ETIWND_6_GRPLND |  |  | Grapeland Peaker | CISO | N | LA Basin | Eastern | Y | Peaker | COMBUSTION TURBINE | NATURAL GAS | 45.64 | 59 |  |  |  |  | 1 | 24 | 8.933 |  |  | 45.64 | 1 | 45.64 | 45.64 | 45.64 | 45.64 | 45.64 | 45.64 | 45.64 | 45.64 | 45.64 | 45.64 | 45.64 | 45.64 | Y | South | FC |  |  | INDEX(SORT(Hardcoding_Filtered, 5, -1), 1, 4),
BIGSKY_2_SOLAR4 |  | BIGSKY_2_SOLAR1, BIGSKY_2_SOLAR2, BIGSKY_2_SOLAR3, BIGSKY_2_SOLAR5, BIGSKY_2_SOLAR6, BIGSKY_2_SOLAR7, BGSKYN_2_ASSR1B, BGSKYN_2_AS2SR1, BGSKYN_2_ASSR3A, BGSKYN_2_ASSR3B, BGSKYN_2_ASPSR2, BIGSKY_2_BSKSR6, BIGSKY_2_BSKSR7, BIGSKY_2_BSKSR8, BGSKYN_2_BS3SR3, BIGSKY_2_AS2BT1, BIGSKY_2_ASLBT2 | Western Antelope Blue Sky Ranch B | CISO | N | Big Creek-Ventura |  |  | Paired_Solar_1Axis | PHOTO VOLTAIC | SUN | 20 | 20 |  |  |  |  | 1 | 24 | 24 | 650 |  |  |  | 0.1 | 0.1 | 0.1 | 0.1 | 0.64 | 8.5 | 13.46 | 4.06 | 7.79 | 0.1 | 0.1 | 0.1 | N | South | FC |  | Co-located | ""
GWFPWR_1_UNITS |  |  | Hanford Peaker Plant | CISO | N | Fresno | Herndon, Hanford | Y | Peaker | COMBUSTION TURBINE | NATURAL GAS | 98.46 | 0 |  |  |  |  | 1 | 24 | 24 |  |  | 98.46 | 1 | 98.46 | 98.46 | 98.46 | 98.46 | 98.46 | 98.46 | 98.46 | 98.46 | 98.46 | 98.46 | 98.46 | 98.46 | Y | North | FC |  |  | ),
BIGSKY_2_SOLAR7 |  | BIGSKY_2_SOLAR1, BIGSKY_2_SOLAR2, BIGSKY_2_SOLAR3, BIGSKY_2_SOLAR4, BIGSKY_2_SOLAR5, BIGSKY_2_SOLAR6, BGSKYN_2_ASSR1B, BGSKYN_2_AS2SR1, BGSKYN_2_ASSR3A, BGSKYN_2_ASSR3B, BGSKYN_2_ASPSR2, BIGSKY_2_BSKSR6, BIGSKY_2_BSKSR7, BIGSKY_2_BSKSR8, BGSKYN_2_BS3SR3, BIGSKY_2_AS2BT1, BIGSKY_2_ASLBT2 | Big Sky Solar 1 | CISO | N | Big Creek-Ventura |  |  | Paired_Solar_1Axis | PHOTO VOLTAIC | SUN | 50 | 50 |  |  |  |  | 1 | 24 | 24 | 650 |  |  |  | 0.1 | 0.1 | 0.1 | 0.24 | 1.61 | 21.26 | 33.65 | 10.15 | 19.48 | 0.1 | 0.1 | 0.1 | N | South | FC |  | Co-located
OLSEN_2_UNIT |  |  | OLSEN POWER PARTNERS | CISO | N | CAISO System |  |  | Hydro | HYDRO | WATER | 5.5 | 5.8 |  |  |  |  | 1 | 24 | 24 |  |  |  |  | 1.58 | 0.67 | 1.89 | 2.47 | 3.42 | 1.85 | 0.2 | 0 | 0 | 0.11 | 0.08 | 0.48 | N | North | FC |  |  | Result, IF(NQC_Value<>"#N/A", NQC_Value,
BIOMAS_1_UNIT 1 |  |  | WOODLAND BIOMASS | CISO | N | Sierra | Drum-Rio Oso, South of Palermo |  | Biomass/Wood | STEAM | BIOMASS | 25.5 | 28.8 |  |  |  |  | 1 | 24 | 24 |  |  |  |  | 15.91 | 16.16 | 15.9 | 16.21 | 16.18 | 15.6 | 14.66 | 15.59 | 23.3 | 16.15 | 18.9 | 24.24 | N | North | FC |  |  | IF(Hardcoding_Sorted<>"", Hardcoding_Sorted, "Import")
GASKW1_2_GW5SR1 |  | GASKW1_2_GW1SR1, GASKW1_2_GW2BT1, GASKW1_2_GW2SR1, GASKW1_2_GW2SR2, GASKW1_2_GW3SR1, GASKW1_2_GW4SR1 | Gaskell West 5 | CISO | N | CAISO System |  |  | Paired_Solar_1Axis | PHOTO VOLTAIC | SUN | 20 | 20 |  |  |  |  | 1 | 24 | 24 | 124.59 |  |  |  | 0.1 | 0.1 | 0.1 | 0.1 | 0.64 | 8.5 | 13.46 | 4.06 | 7.79 | 0.1 | 0.1 | 0.1 | N | South | ID | 1 | Q1074 - Group name: GASKELL_WEST_1074 - Max to grid 124.59 MW. Waiting for the Whirlwind and Tehachapi CRAS | ),
BISHOP_1_UNITS |  |  | BISHOP CREEK PLANT 3 AND 4 | CISO | N | CAISO System |  |  | Hydro | HYDRO | WATER | 15.8 | 15.8 |  |  |  |  | 1 | 24 | 24 |  |  |  |  | 3.34 | 3.66 | 5.17 | 7.17 | 8.84 | 9 | 9.73 | 7.67 | 8.93 | 6.05 | 5.15 | 4.76 | N | South | FC |  | Behind the South of Control de-rate ¿ limited to 175 MWs and not binding at this time.
OLDRIV_6_LKVBM1 |  |  | Lakeview Dairy Biogas | CISO | N | Kern | South Kern PP, Kern 70 kV |  | Biogas | RECIPROCATING ENGINE | BIOGAS | 1 | 1 |  |  |  |  | 1 | 24 | 24 |  |  |  |  | 0.97 | 0.96 | 0.96 | 0.95 | 0.94 | 0.95 | 0.94 | 0.95 | 0.96 | 0.96 | 0.98 | 0.97 | N | North | FC |  |  | Result
SANBRN_2_ESABT1 |  |  | EdSan 1A | CISO | N | CAISO System |  |  | Battery Storage | OTHER | LESR | 100 | 100 | 0.8 | 200 | 200 | 1 | 1 | 24 | 2 | 100 | TRUE | 160 | 2 | 50 | 50 | 50 | 50 | 50 | 50 | 50 | 50 | 50 | 50 | 50 | 50 | Y | South | ID | 1 | Q1324 - Group name: EDSAN_1324_1424 - Max to grid 800 MW. Waiting for Tehachapi cRAS | ),"Import")
VICTOR_1_VDRYFB |  |  | Victor Dry Farm Ranch B | CISO | N | CAISO System |  |  | Solar_1Axis | PHOTO VOLTAIC | SUN | 5 | 5 |  |  |  |  | 1 | 24 | 24 |  |  |  |  | 0 | 0 | 0 | 0 | 0 | 0 | 0 | 0 | 0 | 0 | 0 | 0 | N | South | EO
SPRGAP_1_UNIT 1 |  |  | SPRING GAP HYDRO | CISO | N | Stockton | Tesla-Bellota, Stanislaus |  | Hydro | HYDRO | WATER | 7 | 7 |  |  |  |  | 1 | 24 | 24 |  |  |  |  | 3.47 | 3.29 | 4.08 | 5.18 | 3.59 | 0.68 | 1.67 | 0.38 | 2.81 | 2.52 | 3.62 | 4.96 | N | North | FC
BLAST_1_WIND |  |  | Mountain View IV Wind | CISO | N | LA Basin | Eastern, Valley-Devers |  | Wind | WIND | WIND | 49 | 49 |  |  |  |  | 1 | 24 | 24 |  |  |  |  | 4.12 | 9.94 | 11.13 | 17.93 | 20.21 | 18.41 | 18.35 | 16.94 | 10.4 | 5.57 | 3.23 | 3.17 | N | South | FC
BLCKBT_2_STONEY |  |  | BLACK BUTTE HYDRO | CISO | N | CAISO System |  |  | Hydro | HYDRO | WATER | 6.2 | 6.2 |  |  |  |  | 1 | 24 | 24 |  |  | 0 | 1 | 2.18 | 2.18 | 1.3 | 3.5 | 2.7 | 2.57 | 2.02 | 1.83 | 1.5 | 1.5 | 2.1 | 3.24 | Y | North | FC
EXCHEC_7_UNIT 1 |  |  | EXCHEQUER HYDRO | CISO | N | Fresno | Panoche 115 kV, Wilson 115 kV |  | Hydro | HYDRO | WATER | 94.5 | 94.5 |  |  |  |  | 1 | 24 | 24 |  |  | 94.5 | 1 | 94.5 | 94.5 | 94.5 | 94.5 | 94.5 | 94.5 | 94.5 | 94.5 | 94.5 | 94.5 | 94.5 | 94.5 | Y | North | FC
BLCKWL_6_SOLAR1 |  |  | Blackwell Solar | CISO | N | CAISO System |  | Y | Solar_1Axis | PHOTO VOLTAIC | SUN | 12 | 12 |  |  |  |  | 1 | 24 | 24 |  |  |  |  | 0.1 | 0.1 | 0.1 | 0.16 | 0.84 | 6.8 | 8.76 | 3.21 | 5.7 | 0.1 | 0.1 | 0.1 | N | North | FC
BLKCRK_2_GMCBT1 |  | BLKCRK_2_SOLAR1 | Genesis McCoy Bess | CISO | N | CAISO System |  |  | Paired_BattStorage | OTHER | LESR | 230 | 230 | 0.83 | 920 | 2503.6066 | 2.7213 | 1 | 24 | 10.8852 | 250 | TRUE | 460 | 1 | 230 | 230 | 230 | 230 | 230 | 230 | 230 | 230 | 230 | 230 | 230 | 230 | Y | South | FC |  | Group name: MCCOY_193_1 - Max to grid 250 MW. Co-located with BLKCRK_2_SOLAR1, GENESI_2_STG
BLKCRK_2_SOLAR1 |  | BLKCRK_2_GMCBT1 | McCoy Station | CISO | N | CAISO System |  |  | Paired_Solar_1Axis | PHOTO VOLTAIC | SUN | 250 | 250 |  |  |  |  | 1 | 24 | 24 | 250 |  |  |  | 0 | 0 | 0 | 0 | 0 | 0 | 0 | 0 | 0 | 0 | 0 | 0 | N | South | EO |  | Group name: MCCOY_193_1 - Max to grid 250 MW. Co-located with BLKCRK_2_GMCBT1, GENESI_2_STG
BLKDIA_2_BDEBT1 |  |  | Black Diamond Energy Storage | CISO | N | Bay Area | Pittsburg |  | Battery Storage | OTHER | LESR | 200 | 200 | 0.8 | 800 | 800 | 1 | 1 | 24 | 4 |  | TRUE | 400 | 1 | 200 | 200 | 200 | 200 | 200 | 200 | 200 | 200 | 200 | 200 | 200 | 200 | Y | North | FC
PLACVL_1_CHILIB |  |  | Chili Bar Powerhouse | CISO | N | Sierra | Gold Hill-Drum, South of Rio Oso, South of Palermo |  | Hydro | HYDRO | WATER | 8.34 | 8.4 |  |  |  |  | 1 | 24 | 24 |  |  |  |  | 3 | 2.8 | 3.5 | 4.28 | 4.18 | 2.6 | 2.32 | 1.78 | 2.35 | 0.8 | 0.83 | 2.55 | N | North | FC
BLM W_2_COSBT1 |  | BLM_2_UNITS, NAVYII_2_UNITS | Coso Battery Storage | CISO | N | CAISO System |  |  | Paired_BattStorage | OTHER | LESR | 60 | 60 | 0.8 | 240 | 240 | 1 | 1 | 24 | 4 | 162 | FALSE | 120 | 2 | 60 | 60 | 60 | 60 | 60 | 60 | 60 | 60 | 60 | 60 | 60 | 60 | Y | South | FC |  | Group name: COSO_0053CONV - Max to grid 162 MW.
KERMAN_6_SOLAR2 |  |  | Fresno Solar West | CISO | N | Fresno |  | Y | Solar_1Axis | PHOTO VOLTAIC | SUN | 1.5 | 1.5 |  |  |  |  | 1 | 24 | 24 |  |  |  |  | 0 | 0 | 0 | 0 | 0 | 0 | 0 | 0 | 0 | 0 | 0 | 0 | N | North | EO
BLM_2_UNITS |  | BLM W_2_COSBT1, NAVYII_2_UNITS | BLM EAST Facility | CISO | N | CAISO System |  |  | Geothermal | STEAM | GEOTHERMAL | 35 | 0 |  |  |  |  | 1 | 24 | 24 | 162 |  | 47 | 1 | 47 | 47 | 47 | 47 | 47 | 47 | 47 | 47 | 47 | 47 | 47 | 47 | Y | South | PD | 47 | Group name: COSO_0053CONV - Max to grid 162 MW.
TEHAPI_2_PW2WD2 |  |  | Point Wind 2 | CISO | N | CAISO System |  |  | Wind | WIND | WIND | 14.4 | 14.4 |  |  |  |  | 1 | 24 | 24 |  |  |  |  | 1.21 | 2.92 | 3.27 | 5.27 | 5.94 | 5.41 | 5.39 | 4.98 | 3.06 | 1.64 | 0.95 | 0.93 | N | South | FC
BLVRDE_6_BLVBT1 |  |  | Boulevard Energy Storage | CISO | N | San Diego-IV |  |  | Battery Storage | OTHER | LESR | 10 | 10 | 0.8 | 40 | 40 | 1 | 1 | 24 | 4 |  | TRUE | 19.75 | 1 | 9.75 | 9.75 | 9.75 | 9.75 | 9.75 | 9.75 | 9.75 | 9.75 | 9.75 | 9.75 | 9.75 | 9.75 | Y | South | FC
PLAINV_6_SOLAR3 |  |  | Sierra Solar Greenworks LLC | CISO | N | Big Creek-Ventura |  |  | Solar_1Axis | PHOTO VOLTAIC | SUN | 20 | 20 |  |  |  |  | 1 | 24 | 24 |  |  |  |  | 0 | 0 | 0 | 0 | 0 | 0 | 0 | 0 | 0 | 0 | 0 | 0 | N | South | EO
BLYTHE_1_SOLAR1 |  |  | Blythe Solar 1 Project | CISO | N | CAISO System |  |  | Solar_Fixed | PHOTO VOLTAIC | SUN | 21 | 21 |  |  |  |  | 1 | 24 | 24 |  |  |  |  | 0 | 0 | 0 | 0 | 0 | 0 | 0 | 0 | 0 | 0 | 0 | 0 | N | South | EO
BLYTHE_1_SOLAR2 |  |  | Blythe Green 1 | CISO | N | CAISO System |  |  | Solar_1Axis | PHOTO VOLTAIC | SUN | 20 | 20 |  |  |  |  | 1 | 24 | 24 |  |  |  |  | 0 | 0 | 0 | 0 | 0 | 0 | 0 | 0 | 0 | 0 | 0 | 0 | N | South | EO
WALCRK_2_CTG5 |  |  | Walnut Creek Energy Park Unit 5 | CISO | N | LA Basin | Western | Y | Peaker | COMBUSTION TURBINE | NATURAL GAS | 100.1 | 102.5 |  |  |  |  | 1 | 24 | 24 |  |  | 100.1 | 1 | 100.1 | 100.1 | 100.1 | 100.1 | 100.1 | 100.1 | 100.1 | 100.1 | 100.1 | 100.1 | 100.1 | 100.1 | Y | South | FC
BNNIEN_7_ALTAPH |  |  | ALTA POWER HOUSE | CISO | N | Sierra | Placer, Gold Hill-Drum, Drum-Rio Oso, South of Rio Oso, South of Palermo |  | Hydro | HYDRO | WATER | 1 | 2 |  |  |  |  | 1 | 24 | 24 |  |  |  |  | 0.36 | 0.31 | 0.31 | 0.46 | 0.21 | 0.44 | 0.46 | 0.55 | 0.44 | 0.56 | 0.33 | 0.22 | N | North | FC
BOGUE_1_UNITA1 |  |  | Feather River Energy Center, Unit #1 | CISO | N | Sierra | Bogue, Drum-Rio Oso |  | Peaker | COMBUSTION TURBINE | NATURAL GAS | 48.69 | 49.9 |  |  |  |  | 1 | 24 | 24 |  |  | 47.38 | 1 | 47.38 | 47.38 | 47.38 | 47.38 | 47.38 | 47.38 | 47.38 | 47.38 | 47.38 | 47.38 | 47.38 | 47.38 | Y | North | FC
DEVERS_2_DHSPG2 |  |  | Desert Hot Springs 2 | CISO | N | LA Basin | Eastern, Valley-Devers |  | Solar_1Axis | PHOTO VOLTAIC | SUN | 1.4 | 1.5 |  |  |  |  | 1 | 24 | 24 |  |  |  |  | 0 | 0 | 0 | 0 | 0 | 0 | 0 | 0 | 0 | 0 | 0 | 0 | N | South | EO
BORDER_6_UNITA1 |  |  | CalPeak Power Border Unit 1 | CISO | N | San Diego-IV | San Diego, Border |  | Peaker | COMBUSTION TURBINE | NATURAL GAS | 51.25 | 52 |  |  |  |  | 1 | 24 | 24 |  |  | 51.25 | 1 | 51.25 | 51.25 | 51.25 | 51.25 | 51.25 | 51.25 | 51.25 | 51.25 | 51.25 | 51.25 | 51.25 | 51.25 | Y | South | FC
BRDGVL_7_BAKER |  |  | Baker Station Hydro | CISO | N | Humboldt |  |  | Hydro | HYDRO | WATER | 1.49 | 2.5 |  |  |  |  | 1 | 24 | 24 |  |  |  |  | 0.55 | 0.57 | 0.56 | 0.46 | 0.12 | 0.01 | 0 | 0 | 0 | 0.01 | 0.08 | 0.57 | N | North | FC
MTNPOS_1_UNIT |  |  | MT.POSO COGENERATION CO. | CISO | N | Kern | South Kern PP, Kern Oil |  | Biomass/Wood | STEAM | BIOMASS | 46.64 | 57 |  |  |  |  | 1 | 24 | 24 |  |  |  |  | 42.67 | 28.37 | 24.31 | 28.36 | 31.61 | 39.35 | 40.13 | 40.26 | 39.25 | 39.7 | 26.08 | 19.2 | N | North | FC
BRDSLD_2_MTZUM2 |  |  | NextEra Energy Montezuma Wind II | CISO | N | Bay Area | Contra Costa | Y | Wind | WIND | WIND | 78.2 | 78.2 |  |  |  |  | 1 | 24 | 24 |  |  |  |  | 4.44 | 6.64 | 13.86 | 27.47 | 36.07 | 33.37 | 33.58 | 23.76 | 19.24 | 8.55 | 3.15 | 4.32 | N | North | FC
KRAMER_1_R1PX3 |  | KRAMER_1_R1BX3 | Resurgence 1 PV | CISO | N | CAISO System |  |  | Paired_Solar_1Axis | PHOTO VOLTAIC | SUN | 90 | 90 |  |  |  |  | 1 | 24 | 24 | 90 |  |  |  | 0.1 | 0.1 | 0.1 | 0.43 | 2.9 | 15 | 15 | 15 | 15 | 0.16 | 0.1 | 0.1 | N | South | FC | 1 | Co-located with KRAMER_1_R1BX3, Group name: 0034_CONV - Max to grid 90 MW.
BRDSLD_2_SHILO1 |  |  | Shiloh I Wind Project | CISO | N | Bay Area | Contra Costa | Y | Wind | WIND | WIND | 150 | 150 |  |  |  |  | 1 | 24 | 24 |  |  |  |  | 8.51 | 12.74 | 26.58 | 52.69 | 69.19 | 64 | 64.42 | 45.57 | 36.91 | 16.4 | 6.04 | 8.29 | N | North | FC
BRDSLD_2_SHILO2 |  |  | SHILOH WIND PROJECT 2 | CISO | N | Bay Area | Contra Costa |  | Wind | WIND | WIND | 150 | 150 |  |  |  |  | 1 | 24 | 24 |  |  |  |  | 8.51 | 12.74 | 26.58 | 52.69 | 69.19 | 64 | 64.42 | 45.57 | 36.91 | 16.4 | 6.04 | 8.29 | N | North | FC
NWCSTL_7_UNIT 1 |  |  | NEWCASTLE HYDRO | CISO | N | Sierra | Placer, Gold Hill-Drum, Drum-Rio Oso, South of Rio Oso, South of Palermo |  | Hydro | HYDRO | WATER | 12 | 12 |  |  |  |  | 1 | 24 | 24 |  |  |  |  | 1.32 | 3.83 | 3.83 | 2.49 | 0.64 | 0.68 | 0.08 | 0.53 | 0 | 0.52 | 0 | 1.31 | N | North | FC
TRNQL8_2_ROJSR1 |  |  | Tranquillity 8 Rojo | CISO | N | Fresno |  |  | Solar_1Axis | PHOTO VOLTAIC | SUN | 100 | 100 |  |  |  |  | 1 | 24 | 24 |  |  |  |  | 0.1 | 0.1 | 0.1 | 1.36 | 7.03 | 56.7 | 72.97 | 26.72 | 47.51 | 0.38 | 0.1 | 0.1 | N | North | FC
BREGGO_6_DEGRSL |  |  | Desert Green Solar Farm | CISO | N | San Diego-IV | San Diego |  | Solar_2Axis | PHOTO VOLTAIC | SUN | 6.3 | 6.5 |  |  |  |  | 1 | 24 | 24 |  |  |  |  | 0.1 | 0.1 | 0.1 | 0.1 | 0.2 | 2.68 | 4.24 | 1.28 | 2.45 | 0.1 | 0.1 | 0.1 | N | South | FC
BREGGO_6_SOLAR |  |  | NRG Borrego Solar One | CISO | N | San Diego-IV | San Diego |  | Solar_Fixed | PHOTO VOLTAIC | SUN | 26 | 26 |  |  |  |  | 1 | 24 | 24 |  |  |  |  | 0.1 | 0.1 | 0.1 | 0.1 | 0.39 | 6.58 | 12.91 | 3.19 | 6.96 | 0.1 | 0.1 | 0.1 | N | South | FC
SNCLRA_2_UNIT1 |  |  | New Indy Oxnard | CISO | N | Big Creek-Ventura | S.Clara, Moorpark | Y | CHP | FTUR | NATURAL GAS | 27.8 | 29 |  |  |  |  | 1 | 24 | 24 |  |  | 27.8 | 1 | 27.8 | 27.8 | 27.8 | 27.8 | 27.8 | 27.8 | 27.8 | 27.8 | 27.8 | 27.8 | 27.8 | 27.8 | Y | South | FC
BRODIE_2_WIND |  |  | Coram Brodie Wind Project | CISO | N | CAISO System |  | Y | Wind | WIND | WIND | 102 | 102 |  |  |  |  | 1 | 24 | 24 |  |  |  |  | 8.57 | 20.68 | 23.17 | 37.32 | 42.08 | 38.33 | 38.19 | 35.27 | 21.66 | 11.6 | 6.73 | 6.6 | N | South | FC
PMPJCK_1_RB2SLR |  |  | Rio Bravo Solar 2 | CISO | N | CAISO System |  | Y | Solar_1Axis | PHOTO VOLTAIC | SUN | 20 | 20 |  |  |  |  | 1 | 24 | 24 |  |  |  |  | 0.1 | 0.1 | 0.1 | 0.27 | 1.41 | 11.34 | 14.59 | 5.34 | 9.5 | 0.1 | 0.1 | 0.1 | N | North | FC
BUCKBL_2_PL1X3 |  |  | Blythe Energy Center | CISO | N | CAISO System |  |  | CCGT | COMBINED CYCLE | NATURAL GAS | 493.63 | 0 |  |  |  |  | 1 | 24 | 24 |  |  | 368.63 | 1 | 493.63 | 493.63 | 493.63 | 493.63 | 493.63 | 493.63 | 493.63 | 493.63 | 493.63 | 493.63 | 493.63 | 493.63 | Y | South | FC
PARDSE_6_PESBT1 |  |  | Paradise Energy Storage | CISO | N | San Diego-IV |  |  | Battery Storage | OTHER | LESR | 10 | 10 | 0.8 | 40 | 40 | 1 | 1 | 24 | 4 |  | TRUE | 19.75 | 1 | 9.75 | 9.75 | 9.75 | 9.75 | 9.75 | 9.75 | 9.75 | 9.75 | 9.75 | 9.75 | 9.75 | 9.75 | Y | South | FC
BUCKCK_2_HYDRO |  |  | Lassen Station Hydro | CISO | N | Sierra | South of Palermo |  | Hydro | HYDRO | WATER | 0.99 | 1 |  |  |  |  | 1 | 24 | 24 |  |  |  |  | 0.74 | 0.87 | 0.72 | 0.75 | 0.57 | 0.31 | 0.09 | 0 | 0 | 0.02 | 0.15 | 0.49 | N | North | FC
CRESTA_7_PL1X2 |  |  | CRESTA PH UNIT 1 & 2 AGGREGATE | CISO | N | Sierra | South of Palermo |  | Hydro | HYDRO | WATER | 70.4 | 0 |  |  |  |  | 1 | 24 | 24 |  |  | 0 | 1 | 34.96 | 22.8 | 50.32 | 44 | 35.93 | 32.63 | 38.61 | 51.78 | 46.4 | 34.36 | 23.8 | 24 | Y | North | FC
BURNYF_2_UNIT 1 |  |  | Burney Forest Power | CISO | N | CAISO System |  |  | Biomass/Wood | STEAM | BIOMASS | 29 | 35.7 |  |  |  |  | 1 | 24 | 24 |  |  |  |  | 28.32 | 28.61 | 28.17 | 29 | 29 | 29 | 29 | 29 | 29 | 28.93 | 29 | 29 | N | North | FC
MIDWD_2_WIND2 |  |  | Coram Energy | CISO | N | CAISO System |  |  | Wind | WIND | WIND | 3 | 3 |  |  |  |  | 1 | 24 | 24 |  |  |  |  | 0.25 | 0.61 | 0.68 | 1.1 | 1.24 | 1.13 | 1.12 | 1.04 | 0.64 | 0.34 | 0.2 | 0.19 | N | South | FC
RSMSLR_6_SOLAR2 |  |  | Rosamond Two | CISO | N | Big Creek-Ventura |  |  | Solar_1Axis | PHOTO VOLTAIC | SUN | 20 | 20 |  |  |  |  | 1 | 24 | 24 |  |  |  |  | 0.1 | 0.1 | 0.1 | 0.1 | 0.64 | 8.5 | 13.46 | 4.06 | 7.79 | 0.1 | 0.1 | 0.1 | N | South | FC
CABALO_2_M2WSR2 |  |  | Mustang 2 Whirlaway Solar | CISO | N | Fresno |  |  | Solar_1Axis | PHOTO VOLTAIC | SUN | 100 | 100 |  |  |  |  | 1 | 24 | 24 |  |  | 0 | 1 | 0.1 | 0.1 | 0.1 | 1.36 | 7.03 | 56.7 | 72.97 | 26.72 | 47.51 | 0.38 | 0.1 | 0.1 | Y | North | FC
ROMOLA_5_MPBBT1 |  |  | Menifee Power Bank | CISO | N | LA Basin |  |  | Battery Storage | OTHER | LESR | 230 | 230 | 0.8 | 920 | 920 | 1 | 1 | 24 | 4 |  | TRUE | 460 | 1 | 230 | 230 | 230 | 230 | 230 | 230 | 230 | 230 | 230 | 230 | 230 | 230 | Y | South | FC
CALFTN_2_SOLAR |  | CALFTN_2_CFSBT1 | California Flats North | CISO | N | CAISO System |  |  | Paired_Solar_Fixed | PHOTO VOLTAIC | SUN | 130 | 130 |  |  |  |  | 1 | 24 | 24 | 130 |  |  |  | 0.1 | 0.1 | 0.1 | 1.74 | 6.81 | 49.81 | 70 | 26.12 | 52.09 | 0.84 | 0.1 | 0.1 | N | North | FC | 1 | Group name: CALFLATS_877_1 - Max to grid 130 MW. Co-located with CALFTN_2_CFSBT1
VISTRA_5_PLABT3 |  |  | Plano Storage 3 | CISO | N | Bay Area | South Bay-Moss Landing |  | Battery Storage | OTHER | LESR | 74.6 | 74.6 | 0.8 | 298.4 | 298.4 | 1 | 1 | 24 | 4 |  | TRUE | 149.2 | 1 | 74.6 | 74.6 | 74.6 | 74.6 | 74.6 | 74.6 | 74.6 | 74.6 | 74.6 | 74.6 | 74.6 | 74.6 | Y | North | FC
CALGEN_1_UNITS |  |  | Coso Navy 1 | CISO | N | CAISO System |  |  | Geothermal | STEAM | GEOTHERMAL | 55 | 0 |  |  |  |  | 1 | 24 | 24 |  |  | 80 | 1 | 80 | 80 | 80 | 80 | 80 | 80 | 80 | 80 | 80 | 80 | 80 | 80 | Y | South | FC
STANTN_2_SBEBX2 |  |  | Stanton Battery Energy Storage | CISO | N | LA Basin | Western |  | Battery Storage | OTHER | LESR | 68.8 | 0 | 0.8 | 275.2 | 275.2 | 1 | 1 | 24 | 4 |  | TRUE | 137.6 | 1 | 68.8 | 68.8 | 68.8 | 68.8 | 68.8 | 68.8 | 68.8 | 68.8 | 68.8 | 68.8 | 68.8 | 68.8 | Y | South | FC
CAMERN_6_BSPSR1 |  |  | Buckman Springs PV | CISO | N | San Diego-IV |  |  | Solar_1Axis | PHOTO VOLTAIC | SUN | 0.84 | 0.85 |  |  |  |  | 1 | 24 | 24 |  |  |  |  | 0 | 0 | 0 | 0 | 0 | 0 | 0 | 0 | 0 | 0 | 0 | 0 | N | South | EO
SNCLRA_2_UNIT |  |  | Channel Islands Power | CISO | N | Big Creek-Ventura | S.Clara, Moorpark |  | CHP | COMBINED CYCLE | NATURAL GAS | 27.5 | 28 |  |  |  |  | 1 | 24 | 24 |  |  | 0.01 | 1 | 27.5 | 27.5 | 27.5 | 27.5 | 27.5 | 27.5 | 27.5 | 27.5 | 27.5 | 27.5 | 27.5 | 27.5 | Y | South | FC
CUMMNG_6_SUNCT1 |  |  | SunSelect 1 | CISO | N | CAISO System |  |  | CHP | RECIPROCATING ENGINE | NATURAL GAS | 4 | 4 |  |  |  |  | 1 | 24 | 24 |  |  | 0 | 1 | 3.33 | 3.39 | 3.04 | 3.01 | 3.34 | 3.54 | 3.53 | 3.56 | 3.4 | 3.16 | 3.38 | 3.45 | Y | South | FC
WISE_1_UNIT 1 |  |  | Wise Hydro Unit 1 | CISO | N | Sierra | Placer, Gold Hill-Drum, Drum-Rio Oso, South of Rio Oso, South of Palermo |  | Hydro | HYDRO | WATER | 14.5 | 14.5 |  |  |  |  | 1 | 24 | 24 |  |  | 0 | 1 | 4.36 | 4.38 | 5.6 | 5.5 | 8.16 | 8.04 | 7.72 | 7.34 | 7.52 | 7.96 | 5.76 | 5.52 | Y | North | FC
ETIWND_6_MWDETI |  |  | ETIWANDA RECOVERY HYDRO | CISO | N | LA Basin | Eastern | Y | Hydro | HYDRO | WATER | 24 | 23.9 |  |  |  |  | 1 | 24 | 24 |  |  |  |  | 0 | 0 | 0 | 0 | 0 | 0 | 0 | 0 | 0 | 1.37 | 3.05 | 3.19 | N | South | FC
CAPWD_1_QF |  |  | Edom Hills Wind Farm | CISO | N | LA Basin | Eastern, Valley-Devers |  | Wind | WIND | WIND | 19.55 | 20 |  |  |  |  | 1 | 24 | 24 |  |  |  |  | 1.64 | 3.96 | 4.44 | 7.15 | 8.07 | 7.35 | 7.32 | 6.76 | 4.15 | 2.22 | 1.29 | 1.26 | N | South | FC
IVANPA_1_UNIT2 |  |  | Ivanpah 2 | CISO | N | CAISO System |  | Y | Solar_Thermal | STEAM | SUN | 133 | 133.4 |  |  |  |  | 1 | 24 | 24 |  |  |  |  | 0.1 | 0.1 | 0.1 | 4.56 | 12.03 | 58.06 | 71.22 | 38 | 60.1 | 2.83 | 0.1 | 0.1 | N | South | FC
VOLTA_7_QFUNTS |  |  | VOLTA_7_QFUNTS | CISO | N | CAISO System |  |  | Hydro | HYDRO | WATER | 0.15 | 2.3 |  |  |  |  | 1 | 24 | 24 |  |  |  |  | 0.06 | 0.05 | 0.04 | 0.03 | 0.05 | 0.04 | 0.05 | 0.04 | 0.03 | 0.03 | 0.03 | 0.04 | N | North | FC
OASIS_6_GBDSR4 |  |  | Green Beanworks D | CISO | N | Big Creek-Ventura |  |  | Solar_1Axis | PHOTO VOLTAIC | SUN | 3 | 3 |  |  |  |  | 1 | 24 | 24 |  |  |  |  | 0.1 | 0.1 | 0.1 | 0.1 | 0.1 | 1.28 | 2.02 | 0.61 | 1.17 | 0.1 | 0.1 | 0.1 | N | South | FC
DSFLWR_2_W9CSB2 | DSFLWR_2_W9CSB2_SUN |  | Willy 9 Chap 2 | CISO | N | CAISO System |  |  | Hybrid_Solar_1Axis | OTHER | HYBD | 72 | 72 |  |  |  |  | 1 | 24 | 24 | 72 |  | 36 | 1 | 0.1 | 0.1 | 0.1 | 0.34 | 2.32 | 30.62 | 36 | 14.61 | 28.05 | 0.13 | 0.1 | 0.1 | Y | South | ID | 1 | Q1215-Q1319 combined - Hybrid 72 MW solar with 36 MW 144 MWH battery - Waiting for Whirlwind CRAS
DSFLWR_2_W9CSB2 | DSFLWR_2_W9CSB2_LESR |  | Willy 9 Chap 2 | CISO | N | CAISO System |  |  | Hybrid_BattStorage | OTHER | HYBD | 36 | 72 | 0.84 | 144 | 144 | 1 | 1 | 24 | 4 | 72 | FALSE | 36 | 1 | 0 | 0 | 0 | 36 | 36 | 36 | 36 | 36 | 36 | 36 | 36 | 36 | Y | South | ID | 1 | Q1215-Q1319 combined - Hybrid 72 MW solar with 36 MW 144 MWH battery - Waiting for Whirlwind CRAS
SLATE_2_SLASR4 | SLATE_2_SLASR4_LESR |  | SLATE_4 | CISO | N | Fresno |  |  | Hybrid_BattStorage | OTHER | HYBD | 50 | 63 | 0.8 | 200 | 200 | 1 | 1 | 24 | 4 | 63 | FALSE | 50 | 3 | 50 | 50 | 50 | 50 | 50 | 42.4872 | 35.8974 | 50 | 41.8605 | 50 | 50 | 50 | Y | North | FC |  | Hybrid - PV 63.00 MW and ESS 50.00 MW with Max 63 MW at POI.
SLATE_2_SLASR4 | SLATE_2_SLASR4_SUN |  | SLATE_4 | CISO | N | Fresno |  |  | Hybrid_Solar_1Axis | OTHER | HYBD | 63 | 63 |  |  |  |  | 1 | 24 | 24 | 63 |  | 50 | 3 | 0.1 | 0.1 | 0.1 | 0.84 | 3.3 | 20.5128 | 27.1026 | 12.66 | 21.1395 | 0.41 | 0.1 | 0.1 | Y | North | FC |  | Hybrid - PV 63.00 MW and ESS 50.00 MW with Max 63 MW at POI.
CATLNA_2_SOLAR |  |  | Catalina Solar - Phases 1 and 2 | CISO | N | CAISO System |  |  | Solar_Fixed | PHOTO VOLTAIC | SUN | 110 | 110 |  |  |  |  | 1 | 24 | 24 |  |  |  |  | 0.1 | 0.1 | 0.1 | 0.32 | 1.67 | 27.83 | 54.62 | 13.49 | 29.43 | 0.17 | 0.1 | 0.1 | N | South | FC
PUTHCR_1_PCNSB1 | PUTHCR_1_PCNSB1_LESR |  | Putah Creek Solar Farm North | CISO | N | CAISO System |  |  | Hybrid_BattStorage | OTHER | HYBD | 3 | 3 | 0.869 | 12 | 12 | 1 | 1 | 24 | 4 | 3 | FALSE | 3 | 1 | 2.9 | 2.9 | 2.9 | 2.9605 | 2.8037 | 1.9149 | 1.7341 | 2.3684 | 2.0316 | 2.99 | 2.9 | 2.9 | Y | North | FC |  | Hybrid - PV 3.00 MW and ESS 3.00 MW with Max output 3.00 MW.
PUTHCR_1_PCNSB1 | PUTHCR_1_PCNSB1_SUN |  | Putah Creek Solar Farm North | CISO | N | CAISO System |  |  | Hybrid_Solar_1Axis | OTHER | HYBD | 3 | 3 |  |  |  |  | 1 | 24 | 24 | 3 |  | 3 | 1 | 0.1 | 0.1 | 0.1 | 0.039474 | 0.19626 | 1.0851 | 1.2659 | 0.63158 | 0.9684 | 0.0099668 | 0.1 | 0.1 | Y | North | FC |  | Hybrid - PV 3.00 MW and ESS 3.00 MW with Max output 3.00 MW.
TIDWTR_2_UNITS |  |  | MARTINEZ COGEN LIMITED PARTNERSHIP | CISO | N | Bay Area | Pittsburg | Y | CHP | FTUR | NATURAL GAS | 114.8 | 114.8 |  |  |  |  | 1 | 24 | 24 |  |  |  |  | 38 | 38 | 38 | 38 | 38 | 38 | 38 | 38 | 38 | 38 | 38 | 38 | N | North | FC
CAVLSR_2_BSOLAR |  |  | California Valley Solar Ranch-Phase B | CISO | N | CAISO System |  |  | Solar_Fixed | PHOTO VOLTAIC | SUN | 40 | 40 |  |  |  |  | 1 | 24 | 24 |  |  |  |  | 0.1 | 0.1 | 0.1 | 0.54 | 2.1 | 15.32 | 23.97 | 8.04 | 16.03 | 0.26 | 0.1 | 0.1 | N | North | FC
COTTLE_2_FRNKNH |  |  | Frankenheimer Power Plant | CISO | N | CAISO System |  |  | Hydro | HYDRO | WATER | 5.3 | 5 |  |  |  |  | 1 | 24 | 24 |  |  |  |  | 0 | 0 | 0.06 | 0 | 0 | 0 | 0 | 0.96 | 1.27 | 0.2 | 0 | 0 | N | North | FC
LASSEN_6_UNITS |  |  | Honey Lake Power | CISO | N | CAISO System |  |  | Biomass/Wood | STEAM | BIOMASS | 30 | 50.4 |  |  |  |  | 1 | 24 | 24 |  |  | 18 | 1 | 30 | 30 | 30 | 30 | 30 | 30 | 30 | 30 | 30 | 30 | 30 | 30 | Y | North | FC
CDWR07_2_GEN |  |  | CDWR07_2_GEN | CISO | N | CAISO System |  |  | Reciprocating Engine | PUMP | WATER | 415.3 | 0 |  |  |  |  | 1 | 24 | 24 |  |  | 0 | 1 | 115.6 | 115.6 | 115.6 | 115.6 | 115.6 | 115.6 | 115.6 | 115.6 | 115.6 | 115.6 | 115.6 | 115.6 | Y | North | FC
HALSEY_6_UNIT |  |  | HALSEY HYDRO | CISO | N | Sierra | Placer, Gold Hill-Drum, Drum-Rio Oso, South of Rio Oso, South of Palermo |  | Hydro | HYDRO | WATER | 13.5 | 13.5 |  |  |  |  | 1 | 24 | 24 |  |  | 0 | 1 | 2.6 | 2.72 | 3.56 | 3.5 | 5.16 | 5.42 | 4.1 | 4.24 | 4.92 | 3.08 | 2.16 | 2.46 | Y | North | FC
CEDUCR_2_SOLAR1 |  |  | Ducor Solar 1 | CISO | N | Big Creek-Ventura | Vestal | Y | Solar_1Axis | PHOTO VOLTAIC | SUN | 20 | 20 |  |  |  |  | 1 | 24 | 24 |  |  |  |  | 0 | 0 | 0 | 0 | 0 | 0 | 0 | 0 | 0 | 0 | 0 | 0 | N | South | EO
VISTRA_5_DALBT3 |  |  | Dallas Energy Storage 3 | CISO | N | Bay Area | South Bay-Moss Landing |  | Battery Storage | OTHER | LESR | 100 | 100 | 0.8 | 400 | 400 | 1 | 1 | 24 | 4 |  | TRUE | 200 | 1 | 100 | 100 | 100 | 100 | 100 | 100 | 100 | 100 | 100 | 100 | 100 | 100 | Y | North | FC
CEDUCR_2_SOLAR2 |  |  | Ducor Solar 2 | CISO | N | Big Creek-Ventura | Vestal | Y | Solar_1Axis | PHOTO VOLTAIC | SUN | 20 | 20 |  |  |  |  | 1 | 24 | 24 |  |  |  |  | 0 | 0 | 0 | 0 | 0 | 0 | 0 | 0 | 0 | 0 | 0 | 0 | N | South | EO
CEDUCR_2_SOLAR3 |  |  | Ducor Solar 3 | CISO | N | Big Creek-Ventura | Vestal | Y | Solar_1Axis | PHOTO VOLTAIC | SUN | 15 | 15 |  |  |  |  | 1 | 24 | 24 |  |  |  |  | 0 | 0 | 0 | 0 | 0 | 0 | 0 | 0 | 0 | 0 | 0 | 0 | N | South | EO
CEDUCR_2_SOLAR4 |  |  | Ducor Solar 4 | CISO | N | Big Creek-Ventura | Vestal | Y | Solar_1Axis | PHOTO VOLTAIC | SUN | 20 | 20 |  |  |  |  | 1 | 24 | 24 |  |  |  |  | 0 | 0 | 0 | 0 | 0 | 0 | 0 | 0 | 0 | 0 | 0 | 0 | N | South | EO
CENTER_2_SOLAR1 |  |  | Pico Rivera | CISO | N | LA Basin | Western | Y | Solar_1Axis | PHOTO VOLTAIC | SUN | 0.9 | 1 |  |  |  |  | 1 | 24 | 24 |  |  |  |  | 0 | 0 | 0 | 0 | 0 | 0 | 0 | 0 | 0 | 0 | 0 | 0 | N | South | EO
VACADX_1_UNITA1 |  |  | CalPeak Power Vaca Dixon Unit 1 | CISO | N | CAISO System |  |  | Peaker | COMBUSTION TURBINE | NATURAL GAS | 51.91 | 57 |  |  |  |  | 1 | 24 | 24 |  |  | 50.61 | 1 | 50.61 | 50.61 | 50.61 | 50.61 | 50.61 | 50.61 | 50.61 | 50.61 | 50.61 | 50.61 | 50.61 | 50.61 | Y | North | PD | 50.61
CENTER_6_PEAKER |  |  | Center Peaker | CISO | N | LA Basin | Western | Y | Peaker | COMBUSTION TURBINE | NATURAL GAS | 47.3 | 59 |  |  |  |  | 1 | 24 | 8.5 |  |  | 47.3 | 1 | 47.3 | 47.3 | 47.3 | 47.3 | 47.3 | 47.3 | 47.3 | 47.3 | 47.3 | 47.3 | 47.3 | 47.3 | Y | South | FC
CENTPD_2_BMSSX2 |  | CENTPD_2_BMSX2 | Blythe Mesa Solar | CISO | N | CAISO System |  |  | Paired_Solar_1Axis | PHOTO VOLTAIC | SUN | 223.6 | 223.6 |  |  |  |  | 1 | 24 | 24 | 223.6 |  |  |  | 0.1 | 0.1 | 0.1 | 1.06 | 7.19 | 95.08 | 111.6 | 45.38 | 87.1 | 0.39 | 0.1 | 0.1 | N | South | FC | 1 | Group name: BLYTHE_MESA_576 - Max to grid 223.6 MW. Co-located with CENTPD_2_BMSX2
CENTPD_2_BMSX2 |  | CENTPD_2_BMSSX2 | Blythe Mesa Solar 2 BESS | CISO | N | CAISO System |  |  | Paired_BattStorage | OTHER | LESR | 112 | 112 | 0.8 | 448 | 448 | 1 | 1 | 24 | 4 | 223.6 | FALSE | 224 | 2 | 112 | 112 | 112 | 112 | 112 | 112 | 112 | 112 | 112 | 112 | 112 | 112 | Y | South | FC |  | Group name: BLYTHE_MESA_576 - Max to grid 223.6 MW. Co-located with CENTPD_2_BMSSX2
GILRPP_1_PL3X4 |  |  | GILROY ENERGY CENTER, UNIT #3 | CISO | N | Bay Area | Llagas, San Jose, South Bay-Moss Landing | Y | Peaker | COMBUSTION TURBINE | NATURAL GAS | 46.2 | 49.9 |  |  |  |  | 1 | 24 | 24 |  |  | 46.2 | 1 | 46.2 | 46.2 | 46.2 | 46.2 | 46.2 | 46.2 | 46.2 | 46.2 | 46.2 | 46.2 | 46.2 | 46.2 | Y | North | FC
CENTRY_6_PL1X4 |  |  | CENTURY GENERATING PLANT (AGGREGATE) | CISO | N | LA Basin | Eastern | Y | Peaker | FTUR | NATURAL GAS | 41.4 | 0 |  |  |  |  | 1 | 24 | 24 |  |  | 40 | 1 | 40 | 40 | 40 | 40 | 40 | 40 | 40 | 40 | 40 | 40 | 40 | 40 | Y | South | FC
MOJAVE_1_SIPHON |  |  | MOJAVE SIPHON POWER PLANT | CISO | N | LA Basin | Eastern | Y | Hydro | HYDRO | WATER | 14.36 | 34.5 |  |  |  |  | 1 | 24 | 24 |  |  | 10.22 | 1 | 2.03 | 1.86 | 2.67 | 8.22 | 9.01 | 12.7 | 12.99 | 13.95 | 14.36 | 11.69 | 12.77 | 14.15 | Y | South | FC
CHALK_1_UNIT |  |  | CHALK CLIFF LIMITED | CISO | N | CAISO System |  | Y | Peaker | COMBUSTION TURBINE | NATURAL GAS | 48.67 | 55.1 |  |  |  |  | 1 | 24 | 24 |  |  | 48.67 | 1 | 48.67 | 48.67 | 48.67 | 48.67 | 48.67 | 48.67 | 48.67 | 48.67 | 48.67 | 48.67 | 48.67 | 48.67 | Y | North | FC
LOCKFD_1_KSOLAR |  |  | Kettleman Solar | CISO | N | Stockton | Tesla-Bellota | Y | Solar_Fixed | PHOTO VOLTAIC | SUN | 1 | 1 |  |  |  |  | 1 | 24 | 24 |  |  |  |  | 0.1 | 0.1 | 0.1 | 0.1 | 0.1 | 0.38 | 0.6 | 0.2 | 0.4 | 0.1 | 0.1 | 0.1 | N | North | FC
CHARMN_2_PGONG1 |  |  | PROCTER AND GAMBLE OXNARD I | CISO | N | Big Creek-Ventura | S.Clara, Moorpark |  | CHP | FTUR | NATURAL GAS | 19.87 | 19.9 |  |  |  |  | 1 | 24 | 24 |  |  |  |  | 19.24 | 19.51 | 17.87 | 18.67 | 15.71 | 18.94 | 19.31 | 19.42 | 19.53 | 12.4 | 10.84 | 18.1 | N | South | FC
IVANPA_1_UNIT3 |  |  | Ivanpah 3 | CISO | N | CAISO System |  | Y | Solar_Thermal | STEAM | SUN | 133 | 133.4 |  |  |  |  | 1 | 24 | 24 |  |  |  |  | 0.1 | 0.1 | 0.1 | 4.56 | 12.03 | 58.06 | 71.22 | 38 | 60.1 | 2.83 | 0.1 | 0.1 | N | South | FC
CHESTN_2_CHWBX2 |  | CHESTN_2_CHWSX2 | Chestnut Westside BESS | CISO | N | CAISO System |  |  | Paired_BattStorage | OTHER | LESR | 135 | 0 | 0.8 | 540 | 540 | 1 | 1 | 24 | 4 | 150 | FALSE | 270 | 2 | 135 | 135 | 135 | 135 | 135 | 135 | 135 | 135 | 135 | 135 | 135 | 135 | Y | North | ID | 1 | Q1120 - Group name: CHESTNUT_1120 - Max to grid 150 MW - 23TPD - Waiting for Manning and possibly other. Co-located with CHESTN_2_CHWSX2.
CLINESCO_3_PVDYN |  |  | CLINES CORNERS | PNM | Y | Import |  |  | Wind | WIND | WIND | 129.94 | 0 |  |  |  |  | 1 | 24 | 24 |  |  |  |  | 53.6 | 63.88 | 67.57 | 66.27 | 54.57 | 57.51 | 44.18 | 40.28 | 38.98 | 43.53 | 39.97 | 49.38 |  | South | IAR
CHEVCO_6_UNIT 1 |  |  | CHEVRON USA (COALINGA) | CISO | N | Fresno | Coalinga, Panoche 115 kV | Y | CHP | COMBUSTION TURBINE | NATURAL GAS | 16.5 | 19 |  |  |  |  | 1 | 24 | 24 |  |  |  |  | 1.64 | 1.95 | 1.19 | 1.22 | 1.65 | 2.46 | 2.46 | 2.59 | 1.89 | 1.41 | 0.97 | 0.97 | N | North | FC
DRUM_7_UNIT 5 |  |  | DRUM PH 2 UNIT 5 | CISO | N | Sierra | Drum-Rio Oso, South of Palermo |  | Hydro | HYDRO | WATER | 50 | 50 |  |  |  |  | 1 | 24 | 24 |  |  | 0 | 1 | 47.88 | 44.24 | 43.6 | 38.82 | 42 | 46.9 | 47.7 | 47.6 | 38.8 | 31 | 36.8 | 44.06 | Y | North | FC
CHEVCO_6_UNIT 2 |  |  | AERA ENERGY LLC. (COALINGA) | CISO | N | Fresno | Coalinga, Panoche 115 kV | Y | CHP | FTUR | NATURAL GAS | 8.5 | 12.5 |  |  |  |  | 1 | 24 | 24 |  |  |  |  | 1.1 | 1.02 | 1.12 | 1 | 0.9 | 0.82 | 0.73 | 0.79 | 0.83 | 0.64 | 0.98 | 0.67 | N | North | FC
CHEVMN_2_UNITS |  |  | CHEVRON U.S.A. UNITS 1 & 2 AGGREGATE | CISO | N | LA Basin | Western, El Nido | Y | CHP |  | OTHER | 124.87 | 170.7 |  |  |  |  | 1 | 24 | 24 |  |  |  |  | 9.86 | 4.43 | 8.2 | 0.96 | 7.61 | 7.23 | 10.64 | 10.17 | 3.61 | 3.33 | 4.67 | 11.25 | N | South | FC
VLCNTR_6_VCSLR1 |  |  | Valley Center 1 | CISO | N | San Diego-IV | San Diego |  | Solar_Fixed | PHOTO VOLTAIC | SUN | 2.5 | 2.5 |  |  |  |  | 1 | 24 | 24 |  |  |  |  | 0.1 | 0.1 | 0.1 | 0.1 | 0.1 | 0.63 | 1.24 | 0.31 | 0.67 | 0.1 | 0.1 | 0.1 | N | South | FC
CHICPK_7_UNIT 1 |  |  | Chicago Park Powerhouse | CISO | N | Sierra | Placer, Gold Hill-Drum, Drum-Rio Oso, South of Rio Oso, South of Palermo |  | Hydro | HYDRO | WATER | 42 | 42 |  |  |  |  | 1 | 24 | 24 |  |  | 0 | 1 | 25.04 | 24.54 | 20.24 | 20 | 20.8 | 24 | 28.06 | 28.04 | 20.4 | 10.56 | 19.2 | 26.03 | Y | North | FC
CHILLS_1_SYCENG |  |  | Sycamore Energy 1 | CISO | N | San Diego-IV | San Diego |  | Biogas | COMBUSTION TURBINE | BIOGAS | 1.5 | 1.9 |  |  |  |  | 1 | 24 | 24 |  |  |  |  | 0.89 | 0.92 | 1 | 0.81 | 0.86 | 0.9 | 0.99 | 0.96 | 0.97 | 1 | 0.96 | 1.01 | N | South | FC
CHINO_2_APEBT1 |  |  | Pomona Energy Storage | CISO | N | LA Basin | Eastern | Y | Battery Storage | OTHER | LESR | 20 | 20 | 0.8 | 80 | 80 | 1 | 1 | 24 | 4 |  | TRUE | 40 | 3 | 20 | 20 | 20 | 20 | 20 | 20 | 20 | 20 | 20 | 20 | 20 | 20 | Y | South | FC
NAROW2_2_UNIT |  |  | Narrows Powerhouse Unit 2 | CISO | N | Sierra |  |  | Hydro | HYDRO | WATER | 55 | 55 |  |  |  |  | 1 | 24 | 24 |  |  | 55 | 2 | 55 | 55 | 55 | 55 | 55 | 55 | 55 | 55 | 55 | 55 | 55 | 55 | Y | North | FC
SAUGUS_7_CHIQCN |  |  | Chiquita Canyon Landfill Fac | CISO | N | Big Creek-Ventura |  |  | Biogas | COMBUSTION TURBINE | BIOGAS | 8 | 9.2 |  |  |  |  | 1 | 24 | 24 |  |  |  |  | 4.91 | 4.93 | 5.25 | 5.36 | 5.7 | 5.4 | 5.02 | 5.06 | 4.78 | 5.32 | 5.46 | 5.43 | N | South | FC
CHINO_2_SASOLR |  |  | SS San Antonio West LLC | CISO | N | LA Basin | Eastern |  | Solar_Fixed | PHOTO VOLTAIC | SUN | 1.5 | 1.5 |  |  |  |  | 1 | 24 | 24 |  |  |  |  | 0 | 0 | 0 | 0 | 0 | 0 | 0 | 0 | 0 | 0 | 0 | 0 | N | South | EO
HINSON_6_LBECH2 |  |  | Long Beach Unit 2 | CISO | N | LA Basin | Western |  | Peaker | FTUR | NATURAL GAS | 63 | 70 |  |  |  |  | 1 | 24 | 24 |  |  | 63 | 1 | 63 | 63 | 63 | 63 | 63 | 63 | 63 | 63 | 63 | 63 | 63 | 63 | Y | South | FC
LITLRK_6_SOLAR2 |  |  | Palmdale 18 | CISO | N | Big Creek-Ventura |  |  | Solar_1Axis | PHOTO VOLTAIC | SUN | 2 | 2 |  |  |  |  | 1 | 24 | 24 |  |  |  |  | 0.1 | 0.1 | 0.1 | 0.1 | 0.1 | 0.85 | 1.35 | 0.41 | 0.78 | 0.1 | 0.1 | 0.1 | N | South | FC
CHINO_6_CIMGEN |  |  | Chino Co-Generation | CISO | N | LA Basin | Eastern |  | CHP | COMBINED CYCLE | NATURAL GAS | 26 | 31.6 |  |  |  |  | 1 | 24 | 24 |  |  | 0.01 | 1 | 26 | 26 | 26 | 26 | 26 | 26 | 26 | 26 | 26 | 26 | 26 | 26 | Y | South | FC
CLRMNT_6_CLEBT1 |  |  | Clairemont Energy Storage | CISO | N | San Diego-IV |  |  | Battery Storage | OTHER | LESR | 9 | 9 | 0.8 | 36 | 36 | 1 | 1 | 24 | 4 |  | TRUE | 16.25 | 1 | 7.25 | 7.25 | 7.25 | 7.25 | 7.25 | 7.25 | 7.25 | 7.25 | 7.25 | 7.25 | 7.25 | 7.25 | Y | South | FC
CLRMTK_1_QF |  |  | SMALL QF AGGREGATION - OAKLAND | CISO | N | Bay Area | Oakland |  | CHP | FTUR | NATURAL GAS | 1.25 | 1.3 |  |  |  |  | 1 | 24 | 24 |  |  |  |  | 0 | 0 | 0.01 | 0 | 0 | 0 | 0 | 0 | 0 | 0 | 0 | 0 | N | North | FC
CMBLND_2_DS2BT1 |  | CMBLND_2_DS2SR1 | Daggett 2 a BESS | CISO | N | CAISO System |  |  | Paired_BattStorage | OTHER | LESR | 52 | 52 | 0.845 | 208 | 208 | 1 | 1 | 24 | 4 | 65 | TRUE | 104 | 1 | 52 | 52 | 52 | 52 | 52 | 52 | 52 | 52 | 52 | 52 | 52 | 52 | Y | South | ID | 1 | Q1313 - Group name: DAGGETT_SOLAR2_1313_1 - Max to grid 65 MW. Waiting for Mojave RAS. Co-located with CMBLND_2_DS2SR1.
NCPA_7_GP1UN1 |  |  | NCPA GEO PLANT 1 UNIT 1 | CISO | N | NCNB |  |  | Geothermal | STEAM | GEOTHERMAL | 38.85 | 55 |  |  |  |  | 1 | 24 | 24 |  |  | 18.85 | 1 | 38.85 | 38.85 | 38.85 | 38.85 | 38.85 | 38.85 | 38.85 | 38.85 | 38.85 | 38.85 | 38.85 | 38.85 | Y | North | FC
CMBLND_2_DS2BT3 |  | CMBLND_2_DS2SR3 | Daggett 2 c BESS | CISO | N | CAISO System |  |  | Paired_BattStorage | OTHER | LESR | 46 | 46 | 0.8 | 184 | 184 | 1 | 1 | 24 | 4 | 52 | TRUE | 92 | 1 | 46 | 46 | 46 | 46 | 46 | 46 | 46 | 46 | 46 | 46 | 46 | 46 | Y | South | ID | 1 | Q1313 - Group name: DAGGETT_SOLAR2_1313_3 - Max to grid 52 MW. Waiting for Mojave RAS. Co-located with CMBLND_2_DS2SR3.
RTEDDY_2_SPASR4 |  | RTEDDY_2_RWSBT2, RTEDDY_2_RWSBT3, RTEDDY_2_RWSBT4, RTEDDY_2_RWSBT5, RTEDDY_2_SC1SR3, RTEDDY_2_SEBSR3, RTEDDY_2_SEBSR4, RTEDDY_2_RWSBT1, RTEDDY_2_SRXSR4 | Rosamond West Solar Palo Alto | CISO | N | CAISO System |  |  | Paired_Solar_1Axis | PHOTO VOLTAIC | SUN | 26 | 26 |  |  |  |  | 1 | 24 | 24 | 299.6 |  |  |  | 0.1 | 0.1 | 0.1 | 0.12 | 0.84 | 11.06 | 17.5 | 5.28 | 10.13 | 0.1 | 0.1 | 0.1 | N | South | FC |  | Group name: ROSAMOND_WEST_506 - Max to grid 299.6 MW.
CMBLND_2_DS2SR1 |  | CMBLND_2_DS2BT1 | Daggett 2 a PV | CISO | N | CAISO System |  |  | Paired_Solar_1Axis | PHOTO VOLTAIC | SUN | 65 | 65 |  |  |  |  | 1 | 24 | 24 | 65 |  |  |  | 0.1 | 0.1 | 0.1 | 0.31 | 2.09 | 13 | 13 | 13 | 13 | 0.11 | 0.1 | 0.1 | N | South | ID | 1 | Q1313 - Group name: DAGGETT_SOLAR2_1313_1 - Max to grid 65 MW. Waiting for Mojave RAS. Max 13 MW NQC. Co-located with CMBLND_2_DS2BT1.
VALLEY_5_PERRIS |  |  | MWD Perris Hydroelectric Recovery Plant | CISO | N | LA Basin | Eastern, Valley, Valley-Devers |  | Hydro | HYDRO | WATER | 7.94 | 7.9 |  |  |  |  | 1 | 24 | 24 |  |  | 0 | 1 | 1.6 | 0 | 0 | 0 | 0 | 0 | 2.4 | 2.4 | 0 | 0 | 0 | 0 | Y | South | FC
CMBLND_2_DS2SR3 |  | CMBLND_2_DS2BT3 | Daggett 2 c PV | CISO | N | CAISO System |  |  | Paired_Solar_1Axis | PHOTO VOLTAIC | SUN | 52 | 52 |  |  |  |  | 1 | 24 | 24 | 52 |  |  |  | 0.1 | 0.1 | 0.1 | 0.25 | 1.67 | 6 | 6 | 6 | 6 | 0.1 | 0.1 | 0.1 | N | South | ID | 1 | Q1313 - Group name: DAGGETT_SOLAR2_1313_3 - Max to grid 52 MW. Waiting for Mojave RAS. Max 6 MWs NQC. Co-located with CMBLND_2_DS2BT3
CNTNLA_2_SOLAR1 |  |  | Centinela Solar Energy I | CISO | N | San Diego-IV |  | Y | Solar_Fixed | PHOTO VOLTAIC | SUN | 125 | 127 |  |  |  |  | 1 | 24 | 24 |  |  |  |  | 0.1 | 0.1 | 0.1 | 0.37 | 1.9 | 31.63 | 62.07 | 15.33 | 33.44 | 0.19 | 0.1 | 0.1 | N | South | FC
CNTNLA_2_SOLAR2 |  |  | Centinels Solar Energy 2 | CISO | N | San Diego-IV |  |  | Solar_Fixed | PHOTO VOLTAIC | SUN | 45.6 | 47 |  |  |  |  | 1 | 24 | 24 |  |  |  |  | 0.1 | 0.1 | 0.1 | 0.13 | 0.69 | 11.54 | 22.64 | 5.59 | 12.2 | 0.1 | 0.1 | 0.1 | N | South | FC
YUBACT_6_UNITA1 |  |  | Yuba City Energy Center (Calpine) | CISO | N | Sierra | Pease, Drum-Rio Oso |  | Peaker | COMBUSTION TURBINE | NATURAL GAS | 47.16 | 49.9 |  |  |  |  | 1 | 24 | 24 |  |  | 47.16 | 1 | 47.16 | 47.16 | 47.16 | 47.16 | 47.16 | 47.16 | 47.16 | 47.16 | 47.16 | 47.16 | 47.16 | 47.16 | Y | North | FC
COCOPP_2_CTG1 |  |  | Marsh Landing 1 | CISO | N | Bay Area | Contra Costa |  | Peaker | FTUR | NATURAL GAS | 204.2 | 222 |  |  |  |  | 1 | 24 | 24 |  |  | 194.72 | 1 | 203.08 | 202.82 | 202.21 | 199.04 | 197.87 | 194.63 | 193.62 | 193.09 | 194.72 | 198.97 | 200.43 | 203.72 | Y | North | FC
COCOPP_2_CTG3 |  |  | Marsh Landing 3 | CISO | N | Bay Area | Contra Costa |  | Peaker | FTUR | NATURAL GAS | 208.96 | 222 |  |  |  |  | 1 | 24 | 24 |  |  | 193.18 | 1 | 201.79 | 201.31 | 200.92 | 197.81 | 196.72 | 193.1 | 192.03 | 191.57 | 193.18 | 197.81 | 199.11 | 202.45 | Y | North | FC
NCPA_7_GP1UN2 |  |  | NCPA GEO PLANT 1 UNIT 2 | CISO | N | NCNB |  |  | Geothermal | STEAM | GEOTHERMAL | 50 | 55 |  |  |  |  | 1 | 24 | 24 |  |  | 19.94 | 1 | 39.94 | 39.94 | 39.94 | 39.94 | 39.94 | 39.94 | 39.94 | 39.94 | 39.94 | 39.94 | 39.94 | 39.94 | Y | North | FC
COCOSB_6_SOLAR |  |  | Oakley Solar Project | CISO | N | Bay Area | Contra Costa | Y | Solar_Fixed | PHOTO VOLTAIC | SUN | 1.5 | 1.5 |  |  |  |  | 1 | 24 | 24 |  |  |  |  | 0 | 0 | 0 | 0 | 0 | 0 | 0 | 0 | 0 | 0 | 0 | 0 | N | North | EO
DUTCH2_7_UNIT 1 |  |  | DUTCH FLAT 2 PH | CISO | N | Sierra | Drum-Rio Oso, South of Palermo |  | Hydro | HYDRO | WATER | 26 | 26 |  |  |  |  | 1 | 24 | 24 |  |  | 0 | 1 | 18.2 | 16 | 17.2 | 5.6 | 16 | 5.6 | 16 | 16.8 | 17.6 | 1.6 | 5.6 | 5.6 | Y | North | FC
COGNAT_1_UNIT |  |  | Stockton Biomas | CISO | N | CAISO System |  | Y | Biomass/Wood | STEAM | BIOMASS | 45 | 45 |  |  |  |  | 1 | 24 | 24 |  |  |  |  | 43.02 | 44.73 | 43.32 | 29.91 | 44.25 | 45 | 45 | 45 | 45 | 44.91 | 45 | 44.85 | N | North | FC
COLGAT_7_UNIT 1 |  |  | Colgate Powerhouse Unit 1 | CISO | N | Sierra |  |  | Hydro | HYDRO | WATER | 176.72 | 176.7 |  |  |  |  | 1 | 24 | 24 |  |  | 176.72 | 1 | 176.72 | 176.72 | 176.72 | 176.72 | 176.72 | 176.72 | 176.72 | 176.72 | 176.72 | 176.72 | 176.72 | 176.72 | Y | North | FC
ORLND_6_SOLAR1 |  |  | Enerparc California 2 | CISO | N | CAISO System |  |  | Solar_1Axis | PHOTO VOLTAIC | SUN | 1.5 | 1.5 |  |  |  |  | 1 | 24 | 24 |  |  |  |  | 0.1 | 0.1 | 0.1 | 0.1 | 0.11 | 0.85 | 1.09 | 0.4 | 0.71 | 0.1 | 0.1 | 0.1 | N | North | FC
COLGAT_7_UNIT 2 |  |  | Colgate Powerhouse Unit 2 | CISO | N | Sierra |  |  | Hydro | HYDRO | WATER | 175.67 | 175.7 |  |  |  |  | 1 | 24 | 24 |  |  | 175.67 | 1 | 175.67 | 175.67 | 175.67 | 175.67 | 175.67 | 175.67 | 175.67 | 175.67 | 175.67 | 175.67 | 175.67 | 175.67 | Y | North | FC
RTEDDY_2_SOLAR1 |  |  | Rosamond West Solar 1 | CISO | N | CAISO System |  |  | Solar_1Axis | PHOTO VOLTAIC | SUN | 54 | 55 |  |  |  |  | 1 | 24 | 24 |  |  |  |  | 0.1 | 0.1 | 0.1 | 0.26 | 1.74 | 22.96 | 36.34 | 10.96 | 21.04 | 0.1 | 0.1 | 0.1 | N | South | FC
RTEDDY_2_RWSBT1 |  | RTEDDY_2_RWSBT2, RTEDDY_2_RWSBT3, RTEDDY_2_RWSBT4, RTEDDY_2_RWSBT5, RTEDDY_2_SC1SR3, RTEDDY_2_SEBSR3, RTEDDY_2_SEBSR4, RTEDDY_2_SPASR4, RTEDDY_2_SRXSR4 | Rosamond West Solar Central BESS A1 | CISO | N | CAISO System |  |  | Paired_BattStorage | OTHER | LESR | 30 | 30 | 0.8 | 120 | 120 | 1 | 1 | 24 | 4 | 299.6 | FALSE | 60 | 1 | 30 | 30 | 30 | 30 | 30 | 30 | 30 | 30 | 30 | 30 | 30 | 30 | Y | South | FC |  | Group name: ROSAMOND_WEST_506 - Max to grid 299.6 MW.
COLTON_6_AGUAM1 |  |  | AGUA MANSA UNIT 1 (CITY OF COLTON) | CISO | N | LA Basin | Eastern | Y | Peaker | COMBUSTION TURBINE | NATURAL GAS | 43 | 45.5 |  |  |  |  | 1 | 24 | 24 |  |  | 43 | 1 | 43 | 43 | 43 | 43 | 43 | 43 | 43 | 43 | 43 | 43 | 43 | 43 | Y | South | FC
COLUSA_2_PL1X3 |  |  | Colusa Generating Station | CISO | N | CAISO System |  |  | CCGT | COMBINED CYCLE | NATURAL GAS | 641 | 0 |  |  |  |  | 1 | 24 | 24 |  |  | 499.69 | 1 | 626 | 627 | 633 | 629 | 617 | 610 | 608 | 605 | 610 | 618 | 624 | 627 | Y | North | FC
TECOLOTE_3_WBDYN |  |  | TECOLOTE WIND | PNM | Y | Import |  |  | Wind | WIND | WIND | 271.68 | 0 |  |  |  |  | 1 | 24 | 24 |  |  |  |  | 112.07 | 133.56 | 141.27 | 138.56 | 114.11 | 120.25 | 92.37 | 84.22 | 81.5 | 91.01 | 83.57 | 103.24 |  | South | IAR
CONDOR_2_CDRBT1 |  |  | Condor BESS | CISO | N | LA Basin |  |  | Battery Storage | OTHER | LESR | 200 | 200 | 0.8 | 800 | 800 | 1 | 1 | 24 | 4 |  | TRUE | 400 | 2 | 200 | 200 | 200 | 200 | 200 | 200 | 200 | 200 | 200 | 200 | 200 | 200 | Y | South | FC |  | Former - SCEWDT1659
MAGUND_1_BKISR1 |  |  | Bakersfield Industrial 1 | CISO | N | Kern | South Kern PP, Kern Oil | Y | Solar_1Axis | PHOTO VOLTAIC | SUN | 1 | 1 |  |  |  |  | 1 | 24 | 24 |  |  |  |  | 0.1 | 0.1 | 0.1 | 0.1 | 0.1 | 0.57 | 0.73 | 0.27 | 0.48 | 0.1 | 0.1 | 0.1 | N | North | FC
CONTRL_1_CASAD2 |  |  | Mammoth G2 | CISO | N | CAISO System |  |  | Geothermal | OTHER | GEOTHERMAL | 10.5 | 12 |  |  |  |  | 1 | 24 | 24 |  |  | 0 | 1 | 10.11 | 9.97 | 9.45 | 8.35 | 8.63 | 8.23 | 9.41 | 9.28 | 9.17 | 9.16 | 9.99 | 10.2 | Y | South | FC |  | Behind the South of Control de-rate ¿ limited to 175 MWs and not binding at this time.
CONTRL_1_LUNDY |  |  | LUNDY | CISO | N | CAISO System |  |  | Hydro | HYDRO | WATER | 3 | 3 |  |  |  |  | 1 | 24 | 24 |  |  |  |  | 0.32 | 0.36 | 0.34 | 0.51 | 1.16 | 1.91 | 1.69 | 0.89 | 0.83 | 0.53 | 0.87 | 0.39 | N | South | FC |  | Behind the South of Control de-rate ¿ limited to 175 MWs and not binding at this time.
TOWNSITE_2_MEADDYN | TOWNSITE_2_MEADDYN_LESR |  | Townsite Solar BESS | WALC | Y | Import |  |  | Hybrid_BattStorage | OTHER | HYBD | 90 | 0 | 0.8 | 360 | 360 | 1 | 1 | 24 | 4 | 180 | FALSE | 90 | 2 | 90 | 90 | 90 | 90 | 90 | 90 | 76.73 | 90 | 90 | 90 | 90 | 90 |  | South | IAR
TOWNSITE_2_MEADDYN | TOWNSITE_2_MEADDYN_SUN |  | Townsite Solar BESS | WALC | Y | Import |  |  | Hybrid_Solar_1Axis | OTHER | HYBD | 180 | 0 |  |  |  |  | 1 | 24 | 24 | 180 |  | 90 | 2 | 0.1 | 0.1 | 0.1 | 0.86 | 5.79 | 76.54 | 103.27 | 36.53 | 70.12 | 0.32 | 0.1 | 0.1 |  | South | IAR
CONTRL_1_OXBOW |  |  | Dixie Valley Geo | CISO | N | CAISO System |  |  | Geothermal | STEAM | GEOTHERMAL | 60 | 64.7 |  |  |  |  | 1 | 24 | 24 |  |  |  |  | 59.31 | 57.37 | 54.76 | 40.69 | 43.99 | 50.33 | 53.29 | 53.4 | 54.54 | 46.14 | 58.86 | 58.51 | N | South | FC |  | Behind the South of Control de-rate ¿ limited to 175 MWs and not binding at this time.
CONTRL_1_POOLE |  |  | POOLE HYDRO PLANT 1 | CISO | N | CAISO System |  |  | Hydro | HYDRO | WATER | 11.07 | 11.3 |  |  |  |  | 1 | 24 | 24 |  |  | 10.9 | 1 | 1.72 | 0.8 | 0.5 | 1.64 | 1.6 | 8.27 | 5.42 | 1.46 | 10.9 | 0.48 | 0.6 | 0.8 | Y | South | FC |  | Behind the South of Control de-rate ¿ limited to 175 MWs and not binding at this time.
CONTRL_1_QF |  |  | CONTROL QFS | CISO | N | CAISO System |  |  | CHP | OTHER | OTHER | 1.05 | 41.9 |  |  |  |  | 1 | 24 | 24 |  |  |  |  | 0.24 | 0.25 | 0.31 | 0.42 | 0.3 | 0.28 | 0.24 | 0.17 | 0.27 | 0.25 | 0.22 | 0.2 | N | South | FC |  | Behind the South of Control de-rate ¿ limited to 175 MWs and not binding at this time.
CONTRL_1_RUSHCK |  |  | RUSH CREEK | CISO | N | CAISO System |  |  | Hydro | HYDRO | WATER | 12.19 | 13 |  |  |  |  | 1 | 24 | 24 |  |  | 11.94 | 1 | 0.8 | 0.82 | 4.82 | 0.82 | 9.54 | 9.54 | 8.82 | 1.82 | 11.94 | 1.01 | 0.97 | 0.82 | Y | South | FC |  | Behind the South of Control de-rate ¿ limited to 175 MWs and not binding at this time.
COPMTN_2_CM10 |  |  | Copper Mountain 10 | CISO | N | CAISO System |  |  | Solar_Fixed | PHOTO VOLTAIC | SUN | 10 | 10 |  |  |  |  | 1 | 24 | 24 |  |  |  |  | 0.1 | 0.1 | 0.1 | 0.1 | 0.15 | 2.53 | 4.97 | 1.23 | 2.68 | 0.1 | 0.1 | 0.1 | N | South | PD | 7.25
LAMONT_1_SOLAR5 |  |  | Redcrest Solar Farm | CISO | N | Kern | South Kern PP, Kern PWR-Tevis | Y | Solar_1Axis | PHOTO VOLTAIC | SUN | 16.66 | 20 |  |  |  |  | 1 | 24 | 24 |  |  |  |  | 0.1 | 0.1 | 0.1 | 0.23 | 1.17 | 9.45 | 12.16 | 4.45 | 7.92 | 0.1 | 0.1 | 0.1 | N | North | FC
CORCAN_1_SOLAR2 |  |  | Corcoran City | CISO | N | Fresno | Herndon, Hanford | Y | Solar_1Axis | PHOTO VOLTAIC | SUN | 11 | 12 |  |  |  |  | 1 | 24 | 24 |  |  |  |  | 0.1 | 0.1 | 0.1 | 0.15 | 0.77 | 6.24 | 8.03 | 2.94 | 5.23 | 0.1 | 0.1 | 0.1 | N | North | FC
INTMNT_3_ANAHEIM |  |  | Intermountain Power Project | LADWP | Y | Import |  |  | Coal | STEAM | COAL | 234 | 0 |  |  |  |  | 1 | 24 | 24 |  |  | 236 | 1 | 234 | 234 | 234 | 234 | 234 | 234 | 234 | 234 | 234 | 234 | 234 | 234 |  | South | IAR
CORONS_6_CLRWTR |  |  | Clearwater Power Plant | CISO | N | LA Basin | Eastern | Y | CCGT | COMBINED CYCLE | NATURAL GAS | 28 | 0 |  |  |  |  | 1 | 24 | 24 |  |  | 8 | 1 | 28 | 28 | 28 | 28 | 28 | 28 | 28 | 28 | 28 | 28 | 28 | 28 | Y | South | FC
OILFLD_7_QFUNTS |  |  | Nacimiento Hydroelectric Plant | CISO | N | CAISO System |  |  | Hydro | HYDRO | WATER | 3.8 | 4.4 |  |  |  |  | 1 | 24 | 24 |  |  |  |  | 0.79 | 0.96 | 1.15 | 1.33 | 0.95 | 1.18 | 0.84 | 1.23 | 1.2 | 0.87 | 0.07 | 0 | N | North | FC
CORRAL_6_SJOAQN |  |  | Ameresco San Joaquin | CISO | N | CAISO System |  |  | Biogas | RECIPROCATING ENGINE | BIOGAS | 4.3 | 4.3 |  |  |  |  | 1 | 24 | 24 |  |  |  |  | 4.23 | 4.19 | 4.3 | 4.2 | 4.3 | 4.29 | 4.29 | 3.92 | 3.97 | 4.13 | 4.23 | 4.3 | N | North | FC
DSFLWR_2_W9CSB1 | DSFLWR_2_W9CSB1_SUN |  | Willy 9 Chap 1 | CISO | N | CAISO System |  |  | Hybrid_Solar_1Axis | OTHER | HYBD | 102 | 102 |  |  |  |  | 1 | 24 | 24 | 102 |  | 52 | 1 | 0.1 | 0.1 | 0.1 | 0.49 | 3.28 | 43.37 | 58.0345 | 20.7 | 39.73 | 0.18 | 0.1 | 0.1 | Y | South | FC |  | Q1215-Q1319 combined - Hybrid 102 MW solar with 52 MW 208 MWH battery
DSFLWR_2_W9CSB1 | DSFLWR_2_W9CSB1_LESR |  | Willy 9 Chap 1 | CISO | N | CAISO System |  |  | Hybrid_BattStorage | OTHER | HYBD | 52 | 102 | 0.8 | 208 | 208 | 1 | 1 | 24 | 4 | 52 | FALSE | 52 | 1 | 52 | 52 | 52 | 52 | 52 | 52 | 43.9655 | 52 | 52 | 52 | 52 | 52 | Y | South | FC |  | Q1215-Q1319 combined - Hybrid 102 MW solar with 52 MW 208 MWH battery
COVERD_2_MCKHY1 |  |  | Montgomery Creek Hydro | CISO | N | CAISO System |  |  | Hydro | HYDRO | WATER | 2.8 | 2.8 |  |  |  |  | 1 | 24 | 24 |  |  |  |  | 1.31 | 0.93 | 1.24 | 1.41 | 0.84 | 0.32 | 0.04 | 0 | 0 | 0.08 | 0 | 0.62 | N | North | FC
COVERD_2_QFUNTS |  |  | Cove Hydroelectric Project | CISO | N | CAISO System |  |  | Hydro | HYDRO | WATER | 5.5 | 20.3 |  |  |  |  | 1 | 24 | 24 |  |  | 0 | 1 | 1.52 | 1.6 | 1.66 | 3.3 | 3.3 | 0.8 | 0 | 0 | 0 | 1.2 | 0.4 | 1.2 | Y | North | FC
HENRTA_6_SOLAR1 |  |  | Lemoore 1 | CISO | N | Fresno |  |  | Solar_1Axis | PHOTO VOLTAIC | SUN | 1.5 | 1.5 |  |  |  |  | 1 | 24 | 24 |  |  |  |  | 0.1 | 0.1 | 0.1 | 0.1 | 0.11 | 0.85 | 1.09 | 0.4 | 0.71 | 0.1 | 0.1 | 0.1 | N | North | ID | 1 | PGEWD1012 - 18DGD Waiting for Reconductor Los Banos-Padre Flat-Panoche 230 kV and many other
COVERD_2_RCKHY1 |  |  | ROARING CREEK | CISO | N | CAISO System |  |  | Hydro | HYDRO | WATER | 2 | 2 |  |  |  |  | 1 | 24 | 24 |  |  |  |  | 1.22 | 1.09 | 0.54 | 0.8 | 0.5 | 0.32 | 0.08 | 0 | 0 | 0.04 | 0.09 | 0.27 | N | North | FC
RDWAY_1_CREST |  |  | CREST Contracts | CISO | N | CAISO System |  |  | Solar_1Axis | PHOTO VOLTAIC | SUN | 4.5 | 8.5 |  |  |  |  | 1 | 24 | 24 |  |  |  |  | 0 | 0 | 0 | 0 | 0 | 0 | 0 | 0 | 0 | 0 | 0 | 0 | N | South | EO
CPVERD_2_SOLAR |  |  | Campo Verde Solar | CISO | N | San Diego-IV |  | Y | Solar_Fixed | PHOTO VOLTAIC | SUN | 139 | 147 |  |  |  |  | 1 | 24 | 24 |  |  |  |  | 0.1 | 0.1 | 0.1 | 0.41 | 2.11 | 35.17 | 69.02 | 17.05 | 37.19 | 0.22 | 0.1 | 0.1 | N | South | FC
CRELMN_6_RAMON1 |  |  | Ramona 1 | CISO | N | San Diego-IV | San Diego |  | Solar_Fixed | PHOTO VOLTAIC | SUN | 2 | 2 |  |  |  |  | 1 | 24 | 24 |  |  |  |  | 0.1 | 0.1 | 0.1 | 0.1 | 0.1 | 0.51 | 0.99 | 0.25 | 0.54 | 0.1 | 0.1 | 0.1 | N | South | FC
JOANEC_2_ST3BT3 |  |  | Santa Ana Storage 3 | CISO | N | LA Basin | Western |  | Battery Storage | OTHER | LESR | 40 | 40 | 0.8 | 160 | 160 | 1 | 1 | 24 | 4 |  | TRUE | 80 | 1 | 40 | 40 | 40 | 40 | 40 | 40 | 40 | 40 | 40 | 40 | 40 | 40 | Y | South | FC
CRELMN_6_RAMSR3 |  |  | Ramona Solar Energy | CISO | N | San Diego-IV | San Diego |  | Solar_1Axis | PHOTO VOLTAIC | SUN | 4.32 | 4.4 |  |  |  |  | 1 | 24 | 24 |  |  |  |  | 0.08 | 0.08 | 0.08 | 0.08 | 0.11 | 1.47 | 2.32 | 0.7 | 1.34 | 0.08 | 0.08 | 0.08 | N | South | PD | 0.8
DRUM_7_PL1X2 |  |  | Drum PH 1 Units 1 & 2 Aggregate | CISO | N | Sierra | Drum-Rio Oso, South of Palermo |  | Hydro | HYDRO | WATER | 26 | 0 |  |  |  |  | 1 | 24 | 24 |  |  | 0 | 1 | 13 | 10.4 | 5.2 | 9.6 | 10.4 | 10.4 | 10.4 | 10.4 | 10.4 | 10 | 22.6 | 10.4 | Y | North | FC
TIGRCK_7_UNITS |  |  | TIGER CREEK HYDRO AGGREGATE | CISO | N | CAISO System |  |  | Hydro | HYDRO | WATER | 62 | 0 |  |  |  |  | 1 | 24 | 24 |  |  | 0 | 1 | 31.78 | 8.3 | 7.14 | 0 | 18.58 | 36.84 | 38.48 | 43.58 | 37.18 | 31.4 | 36.8 | 37 | Y | North | FC
CRIMSN_2_CRMBT1 |  |  | Crimson | CISO | N | CAISO System |  |  | Battery Storage | OTHER | LESR | 200 | 200 | 0.8 | 800 | 800 | 1 | 1 | 24 | 4 |  | TRUE | 400 | 1 | 200 | 200 | 200 | 200 | 200 | 200 | 200 | 200 | 200 | 200 | 200 | 200 | Y | South | FC
SANBRN_2_ES2SB3 | SANBRN_2_ES2SB3_LESR |  | EdSan 2 Sanborn 3 | CISO | N | CAISO System |  |  | Hybrid_BattStorage | OTHER | HYBD | 18 | 42 | 0.8 | 72 | 72 | 1 | 1 | 24 | 4 | 42 | FALSE | 18 | 2 | 18 | 18 | 18 | 18 | 18 | 18 | 17.9658 | 18 | 18 | 18 | 18 | 18 | Y | South | ID | 1 | Q1324 - Group name: EDSAN_1324_1424 - Max to grid 800 MW. Waiting for Tehachapi cRAS.
SANBRN_2_ES2SB3 | SANBRN_2_ES2SB3_SUN |  | EdSan 2 Sanborn 3 | CISO | N | CAISO System |  |  | Hybrid_Solar_1Axis | OTHER | HYBD | 33 | 42 |  |  |  |  | 1 | 24 | 24 | 42 |  | 18 | 2 | 0.1 | 0.1 | 0.1 | 0.16 | 1.06 | 14.03 | 22.21 | 6.7 | 12.86 | 0.1 | 0.1 | 0.1 | Y | South | ID | 1 | Q1324 - Group name: EDSAN_1324_1424 - Max to grid 800 MW. Waiting for Tehachapi cRAS.
LHILLS_6_SOLAR1 |  |  | Lost Hills Solar | CISO | N | CAISO System |  | Y | Solar_1Axis | PHOTO VOLTAIC | SUN | 20 | 20 |  |  |  |  | 1 | 24 | 24 |  |  |  |  | 0.1 | 0.1 | 0.1 | 0.27 | 1.41 | 11.34 | 14.59 | 5.34 | 9.5 | 0.1 | 0.1 | 0.1 | N | North | FC
CROKET_7_UNIT |  |  | CROCKETT COGEN | CISO | N | Bay Area | Pittsburg |  | CHP | COMBINED CYCLE | NATURAL GAS | 240 | 240 |  |  |  |  | 1 | 24 | 24 |  |  |  |  | 220.56 | 205.23 | 137.46 | 217.83 | 216.47 | 227.92 | 223.11 | 224.87 | 214.14 | 208.32 | 203.61 | 208.89 | N | North | FC
CRSTWD_6_KUMYAY |  |  | Kumeyaay Wind Farm | CISO | N | San Diego-IV | San Diego |  | Wind | WIND | WIND | 50 | 50 |  |  |  |  | 1 | 24 | 24 |  |  |  |  | 4.2 | 10.14 | 11.36 | 18.29 | 20.63 | 18.79 | 18.72 | 17.29 | 10.62 | 5.69 | 3.3 | 3.23 | N | South | FC
CRWCKS_1_SOLAR1 |  |  | Crow Creek Solar 1 | CISO | N | Stockton | Tesla-Bellota | Y | Solar_1Axis | PHOTO VOLTAIC | SUN | 20 | 20 |  |  |  |  | 1 | 24 | 24 |  |  |  |  | 0 | 0 | 0 | 0 | 0 | 0 | 0 | 0 | 0 | 0 | 0 | 0 | N | North | EO
DEADCK_1_UNIT |  |  | DEADCK_1_UNIT | CISO | N | Sierra | Drum-Rio Oso |  | Hydro | HYDRO | WATER | 1.96 | 2 |  |  |  |  | 1 | 24 | 24 |  |  |  |  | 0.21 | 0.28 | 0.23 | 0.41 | 0.23 | 0.08 | 0.04 | 0.02 | 0 | 0 | 0 | 0.03 | N | North | FC
CSCGNR_1_UNIT 2 |  |  | GIANERA PEAKER UNIT 2 | CISO | N | Bay Area | San Jose, South Bay-Moss Landing |  | Peaker | FTUR | NATURAL GAS | 24.75 | 24.8 |  |  |  |  | 1 | 24 | 24 |  |  | 24 | 1 | 24 | 24 | 24 | 24 | 24 | 24 | 24 | 24 | 24 | 24 | 24 | 24 | Y | North | FC
CSLR4S_2_SOLAR |  |  | Csolar IV South | CISO | N | San Diego-IV |  | Y | Solar_Fixed | PHOTO VOLTAIC | SUN | 130 | 130 |  |  |  |  | 1 | 24 | 24 |  |  |  |  | 0.1 | 0.1 | 0.1 | 0.38 | 1.97 | 32.89 | 64.55 | 15.94 | 34.78 | 0.2 | 0.1 | 0.1 | N | South | FC
CSTRVL_7_PL1X2 |  |  | Marina Land Fill Gas | CISO | N | CAISO System |  |  | Biogas | RECIPROCATING ENGINE | OTHER | 4.53 | 5 |  |  |  |  | 1 | 24 | 24 |  |  | 4.17 | 1 | 4.13 | 3.51 | 3.69 | 4.01 | 3.63 | 3.95 | 4.16 | 4.14 | 4.17 | 3.86 | 3.98 | 3.73 | Y | North | FC
CTNWDP_1_QF |  |  | SMALL QF AGGREGATION - BURNEY | CISO | N | CAISO System |  |  | Hydro | HYDRO | WATER | 0.5 | 1 |  |  |  |  | 1 | 24 | 24 |  |  |  |  | 0.04 | 0.04 | 0.04 | 0.03 | 0.02 | 0.02 | 0.01 | 0.01 | 0.01 | 0.03 | 0.04 | 0.04 | N | North | FC
CUMBIA_1_SOLAR |  |  | Columbia Solar Energy II | CISO | N | Bay Area | Pittsburg | Y | Solar_1Axis | PHOTO VOLTAIC | SUN | 19 | 19 |  |  |  |  | 1 | 24 | 24 |  |  |  |  | 0.1 | 0.1 | 0.1 | 0.26 | 1.34 | 10.77 | 13.86 | 5.08 | 9.03 | 0.1 | 0.1 | 0.1 | N | North | FC
OLIVEP_1_SOLAR |  |  | White River Solar | CISO | N | CAISO System |  | Y | Solar_Fixed | PHOTO VOLTAIC | SUN | 20 | 20 |  |  |  |  | 1 | 24 | 24 |  |  |  |  | 0.1 | 0.1 | 0.1 | 0.27 | 1.05 | 7.66 | 11.98 | 4.02 | 8.01 | 0.13 | 0.1 | 0.1 | N | North | FC
BCTSYS_5_PWXDYN |  |  | BCTSYS_5_PWXDYN | BPAT | Y | Import |  |  | Hydro |  | WATER | 428 | 0 |  |  |  |  | 1 | 24 | 24 |  |  | 0 | 1 | 428 | 428 | 428 | 428 | 428 | 428 | 428 | 428 | 428 | 428 | 428 | 428 |  | North | IAR
JOHANN_2_JOSBT2 |  |  | Johanna Storage 2 | CISO | N | LA Basin | Western |  | Battery Storage | OTHER | LESR | 10 | 10 | 0.8 | 40 | 40 | 1 | 1 | 24 | 4 |  | TRUE | 20 | 2 | 10 | 10 | 10 | 10 | 10 | 10 | 10 | 10 | 10 | 10 | 10 | 10 | Y | South | FC
CURTIS_1_FARFLD |  |  | Fairfield Powerhouse | CISO | N | Fresno |  |  | Hydro | HYDRO | WATER | 0.9 | 0.9 |  |  |  |  | 1 | 24 | 24 |  |  |  |  | 0 | 0 | 0 | 0 | 0.06 | 0.14 | 0.04 | 0.11 | 0.04 | 0 | 0 | 0 | N | North | FC
ELKHRN_1_EESX3 |  |  | Elkhorn Energy Storage | CISO | N | Bay Area | South Bay-Moss Landing |  | Battery Storage | OTHER | LESR | 182.5 | 0 | 0.8 | 730 | 730 | 1 | 1 | 24 | 4 |  | TRUE | 365 | 1 | 182.5 | 182.5 | 182.5 | 182.5 | 182.5 | 182.5 | 182.5 | 182.5 | 182.5 | 182.5 | 182.5 | 182.5 | Y | North | FC
CUYAMA_6_SB3SB1 | CUYAMA_6_SB3SB1_LESR |  | SEPV Barbara 3 | CISO | N | CAISO System |  |  | Hybrid_BattStorage | OTHER | HYBD | 3 | 3 | 0.9 | 12 | 24 | 2 | 1 | 24 | 8 | 3 | TRUE | 6 | 2 | 2.9 | 2.9 | 2.9 | 2.9605 | 2.8037 | 1.9149 | 1.7341 | 2.3684 | 2.0316 | 2.99 | 2.9 | 2.9 | Y | North | FC
CUYAMA_6_SB3SB1 | CUYAMA_6_SB3SB1_SUN |  | SEPV Barbara 3 | CISO | N | CAISO System |  |  | Hybrid_Solar_1Axis | OTHER | HYBD | 3 | 3 |  |  |  |  | 1 | 24 | 24 | 3 |  | 6 | 2 | 0.1 | 0.1 | 0.1 | 0.039474 | 0.19626 | 1.0851 | 1.2659 | 0.63158 | 0.9684 | 0.0099668 | 0.1 | 0.1 | Y | North | FC
SANTGO_2_LNDFL1 |  |  | Bowerman Power | CISO | N | LA Basin | Western |  | Biogas | RECIPROCATING ENGINE | BIOGAS | 19.6 | 20 |  |  |  |  | 1 | 24 | 24 |  |  |  |  | 18.81 | 18.94 | 17.82 | 18.82 | 18.71 | 19.54 | 18.25 | 18.62 | 18.57 | 17.86 | 19.31 | 19.6 | N | South | FC
CUYAMS_6_CUYSR1 |  |  | Cuyama Solar | CISO | N | CAISO System |  |  | Solar_1Axis | PHOTO VOLTAIC | SUN | 40 | 40 |  |  |  |  | 1 | 24 | 24 |  |  |  |  | 0.1 | 0.1 | 0.1 | 0.54 | 2.81 | 22.68 | 29.19 | 10.69 | 19.01 | 0.15 | 0.1 | 0.1 | N | North | FC
ROMOLA_5_MPBBT2 |  |  | Menifee Power Bank 2 | CISO | N | LA Basin |  |  | Battery Storage | OTHER | LESR | 230 | 230 | 0.8 | 920 | 920 | 1 | 1 | 24 | 4 |  | TRUE | 460 | 1 | 230 | 230 | 230 | 230 | 230 | 230 | 230 | 230 | 230 | 230 | 230 | 230 | Y | South | FC
DAIRLD_1_MD1SL1 |  |  | Madera 1 | CISO | N | Fresno |  |  | Solar_1Axis | PHOTO VOLTAIC | SUN | 1.5 | 1.5 |  |  |  |  | 1 | 24 | 24 |  |  |  |  | 0 | 0 | 0 | 0 | 0 | 0 | 0 | 0 | 0 | 0 | 0 | 0 | N | North | EO
DAVIS_1_SOLAR1 |  |  | Grasslands 3 | CISO | N | Sierra | Drum-Rio Oso, South of Palermo |  | Solar_2Axis | PHOTO VOLTAIC | SUN | 1 | 1 |  |  |  |  | 1 | 24 | 24 |  |  |  |  | 0 | 0 | 0 | 0 | 0 | 0 | 0 | 0 | 0 | 0 | 0 | 0 | N | North | EO
DAVIS_1_SOLAR2 |  |  | Grasslands 4 | CISO | N | Sierra | Drum-Rio Oso, South of Palermo |  | Solar_2Axis | PHOTO VOLTAIC | SUN | 1 | 1 |  |  |  |  | 1 | 24 | 24 |  |  |  |  | 0 | 0 | 0 | 0 | 0 | 0 | 0 | 0 | 0 | 0 | 0 | 0 | N | North | EO
GEYS11_7_UNIT11 |  |  | GEYSERS UNIT 11 (HEALDSBURG) | CISO | N | NCNB | Eagle Rock, Fulton |  | Geothermal | STEAM | GEOTHERMAL | 86.8 | 85 |  |  |  |  | 1 | 24 | 24 |  |  | 46 | 1 | 68 | 75 | 75 | 75 | 75 | 75 | 75 | 75 | 75 | 75 | 75 | 75 | Y | North | FC
DAVIS_7_MNMETH |  |  | MM Yolo Power LLC | CISO | N | Sierra | Drum-Rio Oso, South of Palermo |  | Biogas | RECIPROCATING ENGINE | BIOGAS | 4 | 2.7 |  |  |  |  | 1 | 24 | 24 |  |  |  |  | 2.04 | 2.46 | 2.53 | 2.45 | 1.98 | 2.01 | 1.86 | 2.21 | 2.26 | 2.39 | 2.24 | 2.07 | N | North | FC
LCKHT1_2_LH1SR2 |  |  | Lockhart Solar 2 | CISO | N | CAISO System |  |  | Solar_1Axis | PHOTO VOLTAIC | SUN | 75 | 75 |  |  |  |  | 1 | 24 | 24 |  |  |  |  | 0.1 | 0.1 | 0.1 | 0.36 | 2.41 | 31.89 | 50.47 | 15.22 | 29.22 | 0.13 | 0.1 | 0.1 | N | South | ID | 1 | Q1617 - Waiting for the Mohave RAS.
MNDALY_6_MCGRTH |  |  | McGrath Beach Peaker | CISO | N | Big Creek-Ventura | S.Clara, Moorpark | Y | Peaker | COMBUSTION TURBINE | NATURAL GAS | 48.56 | 59 |  |  |  |  | 1 | 24 | 24 |  |  | 48.56 | 1 | 48.56 | 48.56 | 48.56 | 48.56 | 48.56 | 48.56 | 48.56 | 48.56 | 48.56 | 48.56 | 48.56 | 48.56 | Y | South | FC
DELAMO_2_SOLAR2 |  |  | Golden Springs Building M | CISO | N | LA Basin | Western | Y | Solar_1Axis | PHOTO VOLTAIC | SUN | 1.75 | 1.8 |  |  |  |  | 1 | 24 | 24 |  |  |  |  | 0.1 | 0.1 | 0.1 | 0.1 | 0.1 | 0.74 | 1.18 | 0.36 | 0.68 | 0.1 | 0.1 | 0.1 | N | South | FC
MIRLOM_6_PEAKER |  |  | Mira Loma Peaker | CISO | N | LA Basin | Eastern | Y | Peaker | COMBUSTION TURBINE | NATURAL GAS | 47.18 | 59 |  |  |  |  | 1 | 24 | 8.9669 |  |  | 47.18 | 1 | 47.18 | 47.18 | 47.18 | 47.18 | 47.18 | 47.18 | 47.18 | 47.18 | 47.18 | 47.18 | 47.18 | 47.18 | Y | South | FC
DELAMO_2_SOLAR3 |  |  | Golden Springs Building G | CISO | N | LA Basin | Western | Y | Solar_1Axis | PHOTO VOLTAIC | SUN | 1.25 | 1.3 |  |  |  |  | 1 | 24 | 24 |  |  |  |  | 0.1 | 0.1 | 0.1 | 0.1 | 0.1 | 0.53 | 0.84 | 0.25 | 0.49 | 0.1 | 0.1 | 0.1 | N | South | FC
SOUTH_2_UNIT |  |  | SOUTH HYDRO | CISO | N | CAISO System |  |  | Hydro | HYDRO | WATER | 7.1 | 7.1 |  |  |  |  | 1 | 24 | 24 |  |  |  |  | 2.5 | 2.78 | 2.69 | 0.37 | 2.38 | 2.42 | 2.17 | 1.68 | 1.54 | 1.65 | 1.82 | 1.49 | N | North | FC
DELAMO_2_SOLAR4 |  |  | Golden Springs Building F | CISO | N | LA Basin | Western | Y | Solar_1Axis | PHOTO VOLTAIC | SUN | 1.3 | 1.4 |  |  |  |  | 1 | 24 | 24 |  |  |  |  | 0.1 | 0.1 | 0.1 | 0.1 | 0.1 | 0.55 | 0.87 | 0.26 | 0.51 | 0.1 | 0.1 | 0.1 | N | South | FC
ETIWND_2_SOLAR1 |  |  | Dedeaux Ontario | CISO | N | LA Basin | Eastern | Y | Solar_1Axis | PHOTO VOLTAIC | SUN | 1 | 1 |  |  |  |  | 1 | 24 | 24 |  |  |  |  | 0.1 | 0.1 | 0.1 | 0.1 | 0.1 | 0.43 | 0.67 | 0.2 | 0.39 | 0.1 | 0.1 | 0.1 | N | South | FC
DELAMO_2_SOLRC1 |  |  | Golden Springs Building C1 | CISO | N | LA Basin | Western | Y | Solar_Fixed | PHOTO VOLTAIC | SUN | 1.16 | 1.3 |  |  |  |  | 1 | 24 | 24 |  |  |  |  | 0 | 0 | 0 | 0 | 0 | 0 | 0 | 0 | 0 | 0 | 0 | 0 | N | South | EO
TEHAPI_2_WIND1 |  |  | Wind Wall Monolith 1 | CISO | N | CAISO System |  |  | Wind | WIND | WIND | 19.85 | 19.85 |  |  |  |  | 1 | 24 | 24 |  |  |  |  | 1.67 | 4.03 | 4.51 | 7.26 | 8.19 | 7.46 | 7.43 | 6.86 | 4.21 | 2.26 | 1.31 | 1.28 | N | South | FC
DELAMO_2_SOLRD |  |  | Golden Solar Building D | CISO | N | LA Basin | Western | Y | Solar_Fixed | PHOTO VOLTAIC | SUN | 1.25 | 1.4 |  |  |  |  | 1 | 24 | 24 |  |  |  |  | 0 | 0 | 0 | 0 | 0 | 0 | 0 | 0 | 0 | 0 | 0 | 0 | N | South | EO
ROSMDW_2_WIND1 |  |  | Pacific Wind - Phase 1 | CISO | N | CAISO System |  |  | Wind | WIND | WIND | 140 | 141.3 |  |  |  |  | 1 | 24 | 24 |  |  |  |  | 11.76 | 28.39 | 31.8 | 51.22 | 57.76 | 52.61 | 52.42 | 48.41 | 29.73 | 15.92 | 9.24 | 9.05 | N | South | FC
DELSUR_6_BSOLAR |  |  | Central Antelope Dry Ranch B | CISO | N | Big Creek-Ventura |  | Y | Solar_1Axis | PHOTO VOLTAIC | SUN | 3 | 3 |  |  |  |  | 1 | 24 | 24 |  |  |  |  | 0.1 | 0.1 | 0.1 | 0.1 | 0.1 | 1.28 | 2.02 | 0.61 | 1.17 | 0.1 | 0.1 | 0.1 | N | South | FC
SPBURN_7_SNOWMT |  |  | Burney Creek Hydro | CISO | N | CAISO System |  |  | Hydro | HYDRO | WATER | 3 | 3 |  |  |  |  | 1 | 24 | 24 |  |  |  |  | 0.29 | 0.01 | 0.63 | 1.41 | 1.14 | 0.37 | 0 | 0 | 0 | 0.01 | 0.01 | 0.07 | N | North | FC
DELSUR_6_CREST |  |  | Delsur Aggregate Solar Resources | CISO | N | Big Creek-Ventura |  |  | Solar_Fixed | PHOTO VOLTAIC | SUN | 8.5 | 0 |  |  |  |  | 1 | 24 | 24 |  |  |  |  | 0 | 0 | 0 | 0 | 0 | 0 | 0 | 0 | 0 | 0 | 0 | 0 | N | South | EO
SALIRV_2_UNIT |  |  | Salinas River Cogeneration | CISO | N | CAISO System |  | Y | CHP | FTUR | NATURAL GAS | 39 | 57 |  |  |  |  | 1 | 24 | 24 |  |  |  |  | 23.66 | 22.78 | 23.05 | 21.75 | 18.26 | 18.97 | 18.87 | 18.45 | 18.9 | 18.28 | 20.68 | 20.44 | N | North | FC
DELSUR_6_SOLAR1 |  |  | Summer Solar North | CISO | N | Big Creek-Ventura |  |  | Solar_1Axis | PHOTO VOLTAIC | SUN | 6.5 | 6.5 |  |  |  |  | 1 | 24 | 24 |  |  |  |  | 0.1 | 0.1 | 0.1 | 0.1 | 0.21 | 2.76 | 4.37 | 1.32 | 2.53 | 0.1 | 0.1 | 0.1 | N | South | FC
DELSUR_6_SOLAR4 |  |  | Radiance Solar 4 | CISO | N | Big Creek-Ventura |  |  | Solar_1Axis | PHOTO VOLTAIC | SUN | 1.5 | 1.9 |  |  |  |  | 1 | 24 | 24 |  |  |  |  | 0 | 0 | 0 | 0 | 0 | 0 | 0 | 0 | 0 | 0 | 0 | 0 | N | South | EO
JAWBNE_2_SRWND |  |  | Sky River Wind Repower A | CISO | N | CAISO System |  | Y | Wind | WIND | WIND | 30 | 30 |  |  |  |  | 1 | 24 | 24 |  |  |  |  | 2.52 | 6.08 | 6.81 | 10.98 | 12.38 | 11.27 | 11.23 | 10.37 | 6.37 | 3.41 | 1.98 | 1.94 | N | South | FC
DELTA_2_PL1X4 |  |  | DELTA ENERGY CENTER AGGREGATE | CISO | N | Bay Area | Pittsburg | Y | CCGT | COMBINED CYCLE | NATURAL GAS | 880 | 0 |  |  |  |  | 1 | 24 | 24 |  |  | 642 | 1 | 880 | 880 | 880 | 880 | 880 | 880 | 880 | 873 | 873 | 880 | 880 | 880 | Y | North | FC
VALLEY_5_SOLAR2 |  |  | AP North Lake Solar | CISO | N | LA Basin | Eastern, Valley, Valley-Devers |  | Solar_1Axis | PHOTO VOLTAIC | SUN | 20 | 20 |  |  |  |  | 1 | 24 | 24 |  |  |  |  | 0.1 | 0.1 | 0.1 | 0.1 | 0.64 | 8.5 | 13.46 | 4.06 | 7.79 | 0.1 | 0.1 | 0.1 | N | South | FC
STOREY_2_MDRCH4 |  |  | Madera Chowchilla 4 | CISO | N | Fresno |  |  | Hydro | HYDRO | WATER | 0.92 | 1 |  |  |  |  | 1 | 24 | 24 |  |  |  |  | 0 | 0.08 | 0.05 | 0.21 | 0.25 | 0.25 | 0.42 | 0.24 | 0.19 | 0.1 | 0.04 | 0 | N | North | FC
PALA_6_PGCBT1 |  |  | Pala Gomez Creek BESS | CISO | N | San Diego-IV |  |  | Battery Storage | OTHER | LESR | 10 | 10 | 0.8 | 40 | 40 | 1 | 1 | 24 | 4 |  | TRUE | 0 | 1 | 0 | 0 | 0 | 0 | 0 | 0 | 0 | 0 | 0 | 0 | 0 | 0 | Y | South | EO
DEVERS_1_SOLAR1 |  |  | SEPV8 | CISO | N | LA Basin | Eastern, Valley-Devers |  | Solar_1Axis | PHOTO VOLTAIC | SUN | 12 | 12 |  |  |  |  | 1 | 24 | 24 |  |  |  |  | 0 | 0 | 0 | 0 | 0 | 0 | 0 | 0 | 0 | 0 | 0 | 0 | N | South | EO
PNCHVS_2_SOLAR |  |  | Panoche Valley Solar | CISO | N | CAISO System |  |  | Solar_1Axis | PHOTO VOLTAIC | SUN | 140 | 0 |  |  |  |  | 1 | 24 | 24 |  |  |  |  | 0.1 | 0.1 | 0.1 | 1.91 | 9.84 | 79.39 | 102.15 | 37.41 | 66.52 | 0.53 | 0.1 | 0.1 | N | North | FC
DEVERS_2_CS2SR4 |  |  | Caliente Solar 2 | CISO | N | LA Basin | Eastern, Valley-Devers |  | Solar_1Axis | PHOTO VOLTAIC | SUN | 0.91 | 1 |  |  |  |  | 1 | 24 | 24 |  |  |  |  | 0 | 0 | 0 | 0 | 0 | 0 | 0 | 0 | 0 | 0 | 0 | 0 | N | South | EO
PNOCHE_1_UNITA1 |  |  | CalPeak Power Panoche Unit 1 | CISO | N | Fresno | Panoche 115 kV | Y | Peaker | COMBUSTION TURBINE | NATURAL GAS | 52.3 | 57 |  |  |  |  | 1 | 24 | 24 |  |  | 52.01 | 1 | 52.01 | 52.01 | 52.01 | 52.01 | 52.01 | 52.01 | 52.01 | 52.01 | 52.01 | 52.01 | 52.01 | 52.01 | Y | North | PD | 52.01
DEXZEL_1_UNIT |  |  | Western Power and Steam Cogeneration | CISO | N | Kern | South Kern PP, Kern Oil | Y | CHP | COMBUSTION TURBINE | NATURAL GAS | 20 | 36.8 |  |  |  |  | 1 | 24 | 24 |  |  | 8 | 1 | 20 | 20 | 20 | 20 | 20 | 20 | 20 | 20 | 20 | 20 | 20 | 20 | Y | North | FC
MARVEL_2_MARBT3 |  |  | Marvel 2 | CISO | N | LA Basin | Eastern, Valley-Devers |  | Battery Storage | OTHER | LESR | 74.94 | 75 | 0.83 | 299.76 | 815.7403 | 2.7213 | 1 | 24 | 10.8852 |  | TRUE | 149.88 | 1 | 74.94 | 74.94 | 74.94 | 74.94 | 74.94 | 74.94 | 74.94 | 74.94 | 74.94 | 74.94 | 74.94 | 74.94 | Y | South | FC
GASKW1_2_GW3SR1 |  | GASKW1_2_GW1SR1, GASKW1_2_GW2BT1, GASKW1_2_GW2SR1, GASKW1_2_GW2SR2, GASKW1_2_GW4SR1, GASKW1_2_GW5SR1 | Gaskell West 3 | CISO | N | CAISO System |  |  | Paired_Solar_1Axis | PHOTO VOLTAIC | SUN | 20 | 20 |  |  |  |  | 1 | 24 | 24 | 124.59 |  |  |  | 0.1 | 0.1 | 0.1 | 0.1 | 0.64 | 8.5 | 13.46 | 4.06 | 7.79 | 0.1 | 0.1 | 0.1 | N | South | ID | 1 | Q1074 - Group name: GASKELL_WEST_1074 - Max to grid 124.59 MW. Waiting for the Whirlwind and Tehachapi CRAS
INDIGO_1_UNIT 3 |  |  | INDIGO PEAKER UNIT 3 | CISO | N | LA Basin | Eastern, Valley-Devers |  | Peaker | COMBUSTION TURBINE | NATURAL GAS | 45.3 | 45.3 |  |  |  |  | 1 | 24 | 24 |  |  | 45.3 | 1 | 45.3 | 45.3 | 45.3 | 45.3 | 45.3 | 45.3 | 45.3 | 45.3 | 45.3 | 45.3 | 45.3 | 45.3 | Y | South | FC
DOSMGO_2_NSPIN |  |  | DOSMGO_2_NSPIN | CISO | N | CAISO System |  |  | Pump | PUMP | WATER | 159 | 159 |  |  |  |  | 1 | 24 | 24 |  |  |  |  | 16.26 | 16.26 | 16.26 | 16.26 | 15.21 | 16.26 | 16.26 | 16.26 | 16.26 | 13.64 | 16.26 | 16.26 | Y | North | FC
IVSLRP_2_SOLAR1 |  |  | Silver Ridge Mount Signal | CISO | N | San Diego-IV |  | Y | Solar_Fixed | PHOTO VOLTAIC | SUN | 200 | 200 |  |  |  |  | 1 | 24 | 24 |  |  |  |  | 0.1 | 0.1 | 0.1 | 0.59 | 3.04 | 50.61 | 99.31 | 24.53 | 53.51 | 0.31 | 0.1 | 0.1 | N | South | FC
SANBRN_2_SS2BT4 |  |  | Sanborn Solar 2 SBESS 4 | CISO | N | CAISO System |  |  | Battery Storage | OTHER | LESR | 47 | 47 | 0.8 | 188 | 188 | 1 | 1 | 24 | 4 | 47 | TRUE | 94 | 2 | 47 | 47 | 47 | 47 | 47 | 47 | 47 | 47 | 47 | 47 | 47 | 47 | Y | South | ID | 1 | Q1518 - Group name: SANBORN_SOLAR2_1518 - Max to grid 500 MW. Waiting for Windhub CRAS, Tehachapi CRAS and possibly other.
DRACKR_2_D4SR4B |  |  | Dracker Solar Unit 4B | CISO | N | CAISO System |  |  | Solar_1Axis | PHOTO VOLTAIC | SUN | 62.5 | 62.5 |  |  |  |  | 1 | 24 | 24 | 62.5 |  |  |  | 0.1 | 0.1 | 0.1 | 0.3 | 2.01 | 26.58 | 42.06 | 12.69 | 24.35 | 0.11 | 0.1 | 0.1 | N | South | FC |  | Group name: DRACKER_294_5 - Max to grid 62.5 MW.
DRACKR_2_DS3SR3 |  | DRACKR_2_DSUBT3 | Dracker Solar Unit 3 | CISO | N | CAISO System |  |  | Paired_Solar_Fixed | PHOTO VOLTAIC | SUN | 125 | 125 |  |  |  |  | 1 | 24 | 24 | 125 |  |  |  | 0 | 0 | 0 | 0 | 0 | 0 | 0 | 0 | 0 | 0 | 0 | 0 | N | South | EO |  | Group name: DRACKER_294_3 - Max to grid 125 MW. Co-located with DRACKR_2_DSUBT3
DRACKR_2_DSUBT1 |  | DRACKR_2_SOLAR1 | Dracker Solar Unit 1 BESS | CISO | N | CAISO System |  |  | Paired_BattStorage | OTHER | LESR | 63 | 63 | 0.85 | 252 | 252 | 1 | 1 | 24 | 4 | 110 | FALSE | 126 | 3 | 63 | 63 | 63 | 63 | 63 | 63 | 63 | 63 | 63 | 63 | 63 | 63 | Y | South | FC |  | Group name: DRACKER_294_1 - Max to grid 110 MW. Co-located with DSRTSN_2_SOLAR1
DRACKR_2_DSUBT2 |  | DRACKR_2_SOLAR2 | Dracker Solar Unit 2 BESS | CISO | N | CAISO System |  |  | Paired_BattStorage | OTHER | LESR | 115 | 115 | 0.83 | 460 | 1251.8033 | 2.7213 | 1 | 24 | 10.8852 | 125 | TRUE | 230 | 1 | 115 | 115 | 115 | 115 | 115 | 115 | 115 | 115 | 115 | 115 | 115 | 115 | Y | South | FC |  | Group name: DRACKER_294_2 - Max to grid 125 MW. Co-located with DRACKR_2_SOLAR2 (EO)
DRACKR_2_DSUBT3 |  | DRACKR_2_DS3SR3 | Dracker Solar Unit 3 BESS | CISO | N | CAISO System |  |  | Paired_BattStorage | OTHER | LESR | 115 | 115 | 0.83 | 460 | 1251.8033 | 2.7213 | 1 | 24 | 10.8852 | 125 | TRUE | 230 | 1 | 115 | 115 | 115 | 115 | 115 | 115 | 115 | 115 | 115 | 115 | 115 | 115 | Y | South | FC |  | Group name: DRACKER_294_3 - Max to grid 125 MW. Co-located with DRACKR_2_DS3SR3 (EO)
FLOWD_2_RT2WD2 |  |  | Ridgetop 2 | CISO | N | CAISO System |  |  | Wind | WIND | WIND | 27.39 | 27.4 |  |  |  |  | 1 | 24 | 24 |  |  |  |  | 2.3 | 5.55 | 6.22 | 10.02 | 11.3 | 10.29 | 10.25 | 9.47 | 5.82 | 3.11 | 1.81 | 1.77 | N | South | FC
HURON_6_SOLAR |  |  | Huron Solar Station | CISO | N | Fresno | Coalinga, Panoche 115 kV | Y | Solar_Fixed | PHOTO VOLTAIC | SUN | 20 | 20 |  |  |  |  | 1 | 24 | 24 |  |  |  |  | 0.1 | 0.1 | 0.1 | 0.27 | 1.05 | 7.66 | 11.98 | 4.02 | 8.01 | 0.13 | 0.1 | 0.1 | N | North | FC
DRACKR_2_SOLAR1 |  | DRACKR_2_DSUBT1 | Dracker Solar Unit 1 | CISO | N | CAISO System |  |  | Paired_Solar_Fixed | PHOTO VOLTAIC | SUN | 110 | 110 |  |  |  |  | 1 | 24 | 24 | 110 |  |  |  | 0.1 | 0.1 | 0.1 | 0.32 | 1.67 | 27.83 | 47 | 13.49 | 29.43 | 0.17 | 0.1 | 0.1 | N | South | FC | 1 | Group name: DRACKER_294_1 - Max to grid 110 MW. Max 47 MW NQC. Co-located with DRACKR_2_DSUBT1
DRACKR_2_SOLAR2 |  | DRACKR_2_DSUBT2 | Dracker Solar Unit 2 | CISO | N | CAISO System |  |  | Paired_Solar_Fixed | PHOTO VOLTAIC | SUN | 125 | 125 |  |  |  |  | 1 | 24 | 24 | 125 |  |  |  | 0 | 0 | 0 | 0 | 0 | 0 | 0 | 0 | 0 | 0 | 0 | 0 | N | South | EO |  | Group name: DRACKER_294_2 - Max to grid 125 MW. Co-located with DRACKR_2_DSUBT2
PLACVL_1_RCKCRE |  |  | Rock Creek Hydro | CISO | N | Sierra | South of Rio Oso, South of Palermo |  | Hydro | HYDRO | WATER | 5 | 3.6 |  |  |  |  | 1 | 24 | 24 |  |  |  |  | 0.13 | 0.04 | 0.1 | 0.2 | 0.02 | 0 | 0 | 0 | 0 | 0 | 0.01 | 0.04 | N | North | FC
DREWSR_2_BHSSR1 |  |  | Blue Hornet Solar | CISO | N | San Diego-IV |  |  | Solar_1Axis | PHOTO VOLTAIC | SUN | 100 | 100 |  |  |  |  | 1 | 24 | 24 |  |  |  |  | 0.1 | 0.1 | 0.1 | 0.48 | 3.22 | 42.52 | 67.29 | 20.3 | 38.96 | 0.18 | 0.1 | 0.1 | N | South | FC
LAPLMA_2_UNIT 1 |  |  | La Paloma Generating Plant Unit #1 | CISO | N | CAISO System |  |  | CCGT | COMBINED CYCLE | NATURAL GAS | 267 | 295 |  |  |  |  | 1 | 24 | 24 |  |  | 202 | 1 | 267 | 267 | 267 | 267 | 267 | 267 | 267 | 267 | 267 | 267 | 267 | 267 | Y | North | FC
DRUM_7_PL3X4 |  |  | Drum PH 1 Units 3 & 4 Aggregate | CISO | N | Sierra | Drum-Rio Oso, South of Palermo |  | Hydro | HYDRO | WATER | 28.9 | 0 |  |  |  |  | 1 | 24 | 24 |  |  | 0 | 1 | 16 | 12.8 | 12.8 | 12.8 | 12.8 | 12.8 | 9.6 | 15.2 | 12.8 | 12.8 | 24 | 15.8 | Y | North | FC
DSABLA_7_UNIT |  |  | De Sabla Hydro | CISO | N | CAISO System |  |  | Hydro | HYDRO | WATER | 18.5 | 18.5 |  |  |  |  | 1 | 24 | 24 |  |  |  |  | 5.38 | 7.04 | 5.21 | 4.69 | 6.99 | 8.37 | 8.82 | 7.07 | 3.93 | 2.41 | 3.09 | 2.42 | N | North | FC
MRLSDS_6_SOLAR1 |  |  | Morelos Solar | CISO | N | CAISO System |  | Y | Solar_1Axis | PHOTO VOLTAIC | SUN | 15 | 15 |  |  |  |  | 1 | 24 | 24 |  |  |  |  | 0.1 | 0.1 | 0.1 | 0.2 | 1.05 | 8.51 | 10.94 | 4.01 | 7.13 | 0.1 | 0.1 | 0.1 | N | North | FC
PADUA_7_SDIMAS |  |  | San Dimas Wash Hydro | CISO | N | LA Basin | Eastern |  | Hydro | HYDRO | WATER | 1.05 | 2 |  |  |  |  | 1 | 24 | 24 |  |  | 1.05 | 1 | 0 | 0 | 0 | 0 | 1.05 | 1.05 | 1.05 | 1.05 | 1.05 | 0 | 0 | 0 | Y | South | FC
DSRTHV_2_DH1SR1 |  | DSRTHV_2_DH2SR2, DSRTHV_2_DH2BT1 | Desert Harvest | CISO | N | CAISO System |  |  | Paired_Solar_1Axis | PHOTO VOLTAIC | SUN | 80 | 80 |  |  |  |  | 1 | 24 | 24 | 150 |  |  |  | 0.1 | 0.1 | 0.1 | 0.38 | 2.57 | 34.02 | 53.84 | 16.24 | 31.16 | 0.14 | 0.1 | 0.1 | N | South | FC |  | Group name: DESERT_HARVEST_643AE - Max to grid 150 MW.
COLGNS_2_CNSSR1 |  |  | ColGreen North Shore | IID | Y | Import |  | Y | Solar_1Axis | PHOTO VOLTAIC | SUN | 74.8 | 74.8 |  |  |  |  | 1 | 24 | 24 |  |  |  |  | 0.1 | 0.1 | 0.1 | 0.36 | 2.41 | 31.81 | 50.34 | 15.18 | 29.14 | 0.13 | 0.1 | 0.1 |  | South | IAR
LIVEOK_6_SOLAR |  |  | Harris | CISO | N | Sierra | Pease |  | Solar_Fixed | PHOTO VOLTAIC | SUN | 1.25 | 1.3 |  |  |  |  | 1 | 24 | 24 |  |  |  |  | 0.04 | 0.04 | 0.04 | 0.04 | 0.04 | 0.19 | 0.3 | 0.1 | 0.2 | 0.04 | 0.04 | 0.04 | N | North | PD | 0.4
DSRTHV_2_DH2SR2 |  | DSRTHV_2_DH1SR1, DSRTHV_2_DH2BT1 | Desert Harvest 2 | CISO | N | CAISO System |  |  | Paired_Solar_1Axis | PHOTO VOLTAIC | SUN | 70 | 70 |  |  |  |  | 1 | 24 | 24 | 150 |  |  |  | 0.1 | 0.1 | 0.1 | 0.33 | 2.25 | 29.77 | 47.11 | 14.21 | 27.27 | 0.12 | 0.1 | 0.1 | N | South | FC |  | Group name: DESERT_HARVEST_643AE - Max to grid 150 MW. Co-located with DSRTHV_2_DH2BT1 (PD)
DSRTSL_2_SOLAR1 |  |  | Desert Stateline | CISO | N | CAISO System |  | Y | Solar_1Axis | PHOTO VOLTAIC | SUN | 296.19 | 0 |  |  |  |  | 1 | 24 | 24 |  |  |  |  | 0.1 | 0.1 | 0.1 | 1.41 | 9.53 | 125.95 | 199.32 | 60.12 | 115.38 | 0.52 | 0.1 | 0.1 | N | South | FC
DSRTSN_2_DS2BX2 |  | DSRTSN_2_SOLAR1 | Desert Sunlight PV II Storage 2 | CISO | N | CAISO System |  |  | Paired_BattStorage | OTHER | LESR | 230 | 230 | 0.825 | 920 | 920 | 1 | 1 | 24 | 4 | 300 | TRUE | 460 | 1 | 230 | 230 | 230 | 230 | 230 | 230 | 230 | 230 | 230 | 230 | 230 | 230 | Y | South | FC |  | Group name: DESERT_SUNLIGHT_146_147_2 - Max to grid 300 MW. Co-located with DSRTSN_2_SOLAR1 (PD at 78.9%)
PINFLT_7_UNITS |  |  | PINE FLAT HYDRO AGGREGATE | CISO | N | Fresno | Herndon |  | Hydro | HYDRO | WATER | 198.51 | 0 |  |  |  |  | 1 | 24 | 24 |  |  | 0 | 1 | 0 | 0 | 0 | 36.38 | 93.45 | 173.55 | 175.44 | 96.4 | 36.46 | 0 | 0 | 0 | Y | North | FC
DSRTSN_2_SOLAR1 |  | DSRTSN_2_DS2BX2 | Desert Sunlight 300 | CISO | N | CAISO System |  |  | Paired_Solar_1Axis | PHOTO VOLTAIC | SUN | 300 | 300 |  |  |  |  | 1 | 24 | 24 | 300 |  |  |  | 0.1 | 0.1 | 0.1 | 0.88 | 4.56 | 70 | 70 | 36.79 | 70 | 0.46 | 0.1 | 0.1 | N | South | PD | 0.789 | Group name: DESERT_SUNLIGHT_146_147_2 - Max to grid 300 MW. Max 70 MW NQC. Co-located with DSRTSN_2_DS2BX2
PNOCHE_1_PL1X2 |  |  | Panoche Peaker | CISO | N | Fresno | Herndon, Panoche 115 kV | Y | Peaker | COMBUSTION TURBINE | NATURAL GAS | 49.97 | 0 |  |  |  |  | 1 | 24 | 24 |  |  | 49.97 | 1 | 49.97 | 49.97 | 49.97 | 49.97 | 49.97 | 49.97 | 49.97 | 49.97 | 49.97 | 49.97 | 49.97 | 49.97 | Y | North | FC
MELRSE_6_MELBT2 |  |  | Melrose BESS 2 | CISO | N | San Diego-IV |  |  | Battery Storage | OTHER | LESR | 10 | 10 | 0.8 | 40 | 40 | 1 | 1 | 24 | 4 |  | TRUE | 20 | 1 | 10 | 10 | 10 | 10 | 10 | 10 | 10 | 10 | 10 | 10 | 10 | 10 | Y | South | FC
DUANE_1_PL1X3 |  |  | DONALD VON RAESFELD POWER PROJECT | CISO | N | Bay Area | San Jose, South Bay-Moss Landing | Y | CCGT | COMBINED CYCLE | NATURAL GAS | 147.8 | 0 |  |  |  |  | 1 | 24 | 24 |  |  | 85.65 | 1 | 147.8 | 147.8 | 147.8 | 147.8 | 143.5 | 143.5 | 143.5 | 143.5 | 143.5 | 147.8 | 147.8 | 147.8 | Y | North | FC
DUTCH1_7_UNIT 1 |  |  | DUTCH FLAT 1 PH | CISO | N | Sierra | Placer, Gold Hill-Drum, Drum-Rio Oso, South of Rio Oso, South of Palermo |  | Hydro | HYDRO | WATER | 22 | 22 |  |  |  |  | 1 | 24 | 24 |  |  | 0 | 1 | 17.6 | 17.6 | 14 | 17.94 | 18.28 | 20.4 | 20.4 | 21.4 | 16.8 | 12.8 | 17.6 | 20.2 | Y | North | FC
DVLCYN_1_UNITS |  |  | DEVIL CANYON HYDRO UNITS 1-4 AGGREGATE | CISO | N | LA Basin | Eastern |  | Hydro | HYDRO | WATER | 235 | 0 |  |  |  |  | 1 | 24 | 24 |  |  | 201.33 | 1 | 63.1 | 78.14 | 87.22 | 234.97 | 234.97 | 234.97 | 234.97 | 234.97 | 201.33 | 234.97 | 234.97 | 234.97 | Y | South | FC
OLINDA_2_COYCRK |  |  | MWD Coyote Creek Hydroelectric Recovery | CISO | N | LA Basin | Western | Y | Hydro | HYDRO | WATER | 3.13 | 3.1 |  |  |  |  | 1 | 24 | 24 |  |  | 0.8 | 1 | 0 | 0 | 0 | 0 | 0 | 0 | 0 | 0 | 0.8 | 0 | 0 | 0 | Y | South | FC
DYERSM_6_DSWWD1 |  |  | Dyer Summit Wind Repower | CISO | N | CAISO System |  |  | Wind | WIND | WIND | 44.8 | 44.8 |  |  |  |  | 1 | 24 | 24 |  |  |  |  | 2.54 | 3.8 | 7.94 | 15.74 | 20.67 | 19.12 | 19.24 | 13.61 | 11.02 | 4.9 | 1.8 | 2.48 | N | North | FC
JOANEC_2_STABT1 |  |  | Santa Ana Storage 1 | CISO | N | LA Basin | Western |  | Battery Storage | OTHER | LESR | 20 | 20 | 0.8 | 80 | 80 | 1 | 1 | 24 | 4 |  | TRUE | 36.5 | 2 | 16.5 | 16.5 | 16.5 | 16.5 | 16.5 | 16.5 | 16.5 | 16.5 | 16.5 | 16.5 | 16.5 | 16.5 | Y | South | FC
GOLETA_2_GE2BT3 |  |  | Goleta Energy Storage | CISO | N | Big Creek-Ventura |  |  | Battery Storage | OTHER | LESR | 60 | 60 | 0.8 | 160.133 | 160.133 | 1 | 1 | 24 | 4 |  | TRUE | 100 | 3 | 40 | 40 | 40 | 40 | 40 | 40 | 40 | 40 | 40 | 40 | 40 | 40 | Y | South | FC
OMAR_2_UNIT 1 |  |  | KERN RIVER COGENERATION CO. UNIT 1 | CISO | N | Big Creek-Ventura |  |  | Peaker | FTUR | NATURAL GAS | 75 | 85 |  |  |  |  | 1 | 24 | 24 |  |  | 73.67 | 1 | 75 | 75 | 75 | 75 | 74.67 | 73.67 | 73 | 72.67 | 73.67 | 74.33 | 75 | 75 | Y | South | FC
GUERNS_6_VH2BM1 |  |  | Hanford Digester Genset 2 | CISO | N | Fresno |  |  | Biogas | RECIPROCATING ENGINE | BIOGAS | 1 | 1.02 |  |  |  |  | 1 | 24 | 24 |  |  | 0 | 1 | 0 | 0 | 0 | 0 | 0 | 0 | 0 | 0 | 0 | 0 | 0 | 0 | Y | North | EO
EDWARD_2_ES2BT3 | EDWARD_2_ES2BT3_LESR |  | EdSan 2 | CISO | N | CAISO System |  |  | Hybrid_BattStorage | OTHER | HYBD | 66 | 151 | 0.8 | 264 | 264 | 1 | 1 | 24 | 4 | 151 | FALSE | 66 | 2 | 66 | 66 | 66 | 66 | 66 | 66 | 66 | 66 | 66 | 66 | 66 | 66 | Y | South | ID | 1 | Q1424 - Hybrid - Group name: EDSAN_134_1424 - Max to grid 800 MW. C10 - Waiting for Tehachapi cRAS and possibly other - PV 118.0 MW and ESS 66.0 MW
EDWARD_2_ES2BT3 | EDWARD_2_ES2BT3_SUN |  | EdSan 2 | CISO | N | CAISO System |  |  | Hybrid_Solar_1Axis | OTHER | HYBD | 118 | 151 |  |  |  |  | 1 | 24 | 24 | 151 |  | 66 | 2 | 0.1 | 0.1 | 0.1 | 0.56 | 3.8 | 50.18 | 79.41 | 23.95 | 45.97 | 0.21 | 0.1 | 0.1 | Y | South | ID | 1 | Q1424 - Hybrid - Group name: EDSAN_134_1424 - Max to grid 800 MW. C10 - Waiting for Tehachapi cRAS and possibly other - PV 118.0 MW and ESS 66.0 MW
EDWARD_2_ESSSB1 | EDWARD_2_ESSSB1_LESR |  | Sanborn Solar 2 Edwards 5 | CISO | N | CAISO System |  |  | Hybrid_BattStorage | OTHER | HYBD | 47 | 68 | 0.8 | 188 | 188 | 1 | 1 | 24 | 4 | 68 | FALSE | 47 | 2 | 47 | 47 | 47 | 47 | 47 | 47 | 47 | 47 | 47 | 47 | 47 | 47 | Y | South | ID | 0.8492 | Q1518 - Group name SANBORN_SOLAR2_1518 - Max to grid 500 MW. Waiting for Tehachapi CRAS. Hybrid resource with COM Pmax at 68 MW. Partial deliverability available for 47 MW battery and 68 MW solar. CPUC calc. by sum of deliverable components - 47.1 47.1 47.1 47.32 49.19 68 68 60.8 68 47.12 47.1 47.1
EDWARD_2_ESSSB1 | EDWARD_2_ESSSB1_SUN |  | Sanborn Solar 2 Edwards 5 | CISO | N | CAISO System |  |  | Hybrid_Solar_1Axis | OTHER | HYBD | 68 | 68 |  |  |  |  | 1 | 24 | 24 | 68 |  | 47 | 2 | 0.1 | 0.1 | 0.1 | 0.32 | 2.19 | 21 | 21 | 13.8 | 21 | 0.12 | 0.1 | 0.1 | Y | South | ID | 0.8492 | Q1518 - Group name SANBORN_SOLAR2_1518 - Max to grid 500 MW. Waiting for Tehachapi CRAS. Hybrid resource with COM Pmax at 68 MW. Partial deliverability available for 47 MW battery and 68 MW solar. CPUC calc. by sum of deliverable components - 47.1 47.1 47.1 47.32 49.19 68 68 60.8 68 47.12 47.1 47.1
SUNCAT_2_A2ABT2 |  | ARLNTN_2_AR1SR1, SUNCAT_2_A2BSR2 | Arlington Solar Unit 2A BESS | CISO | N | CAISO System |  |  | Paired_BattStorage | OTHER | LESR | 132 | 132 | 0.885 | 528 | 528 | 1 | 1 | 24 | 4 | 269 | FALSE | 264 | 2 | 132 | 132 | 132 | 132 | 132 | 132 | 132 | 132 | 132 | 132 | 132 | 132 | Y | South | FC |  | Group name: ARLINGTON_1196_2 - Max to grid 269 MW. Co-located with SUNCAT_2_A2ABT2, ARLNTN_2_AR1SR1
OLDRV1_6_SOLAR |  |  | Old River One | CISO | N | Kern | South Kern PP, Kern 70 kV |  | Solar_Fixed | PHOTO VOLTAIC | SUN | 20 | 20 |  |  |  |  | 1 | 24 | 24 |  |  |  |  | 0.1 | 0.1 | 0.1 | 0.27 | 1.05 | 7.66 | 11.98 | 4.02 | 8.01 | 0.13 | 0.1 | 0.1 | N | North | FC
EEKTMN_6_SOLAR1 |  |  | EE K Solar 1 | CISO | N | Fresno |  | Y | Solar_1Axis | PHOTO VOLTAIC | SUN | 20 | 20 |  |  |  |  | 1 | 24 | 24 |  |  |  |  | 0 | 0 | 0 | 0 | 0 | 0 | 0 | 0 | 0 | 0 | 0 | 0 | N | North | EO
ELCAJN_6_EB1BT1 |  |  | Eastern BESS 1 | CISO | N | San Diego-IV | San Diego, El Cajon | Y | Battery Storage | OTHER | LESR | 7.5 | 7.5 | 0.8 | 30 | 30 | 1 | 1 | 24 | 4 |  | TRUE | 12 | 1 | 7.5 | 7.5 | 7.5 | 7.5 | 7.5 | 7.5 | 7.5 | 7.5 | 7.5 | 7.5 | 7.5 | 7.5 | Y | South | FC
PIT1_6_FRIVRA |  |  | Fall River Mills Project A | CISO | N | CAISO System |  |  | Solar_Fixed | PHOTO VOLTAIC | SUN | 1.5 | 1.5 |  |  |  |  | 1 | 24 | 24 |  |  |  |  | 0.1 | 0.1 | 0.1 | 0.1 | 0.1 | 0.57 | 0.9 | 0.3 | 0.6 | 0.1 | 0.1 | 0.1 | N | North | FC
ELCAJN_6_LM6K |  |  | El Cajon Energy Center | CISO | N | San Diego-IV | San Diego, El Cajon | Y | Peaker | COMBUSTION TURBINE | NATURAL GAS | 48.1 | 49.7 |  |  |  |  | 1 | 24 | 24 |  |  | 48.1 | 1 | 48.1 | 48.1 | 48.1 | 48.1 | 48.1 | 48.1 | 48.1 | 48.1 | 48.1 | 48.1 | 48.1 | 48.1 | Y | South | FC
SNMALF_6_UNITS |  |  | Sonoma County Landfill | CISO | N | NCNB | Fulton |  | Biogas | RECIPROCATING ENGINE | BIOGAS | 5 | 8 |  |  |  |  | 1 | 24 | 24 |  |  |  |  | 1.5 | 1.5 | 1.5 | 1.5 | 2.4 | 2.37 | 1.5 | 1.5 | 3.01 | 1.5 | 1.5 | 1.5 | N | North | FC
ELCAJN_6_UNITA1 |  |  | Cuyamaca Peak Energy Plant | CISO | N | San Diego-IV | San Diego, El Cajon |  | Peaker | COMBUSTION TURBINE | NATURAL GAS | 45.42 | 48 |  |  |  |  | 1 | 24 | 24 |  |  | 45.42 | 1 | 45.42 | 45.42 | 45.42 | 45.42 | 45.42 | 45.42 | 45.42 | 45.42 | 45.42 | 45.42 | 45.42 | 45.42 | Y | South | FC
VESTAL_2_SOLAR2 |  |  | TROPICO | CISO | N | Big Creek-Ventura | Vestal | Y | Solar_1Axis | PHOTO VOLTAIC | SUN | 14 | 14 |  |  |  |  | 1 | 24 | 24 |  |  |  |  | 0.1 | 0.1 | 0.1 | 0.1 | 0.45 | 5.95 | 9.42 | 2.84 | 5.45 | 0.1 | 0.1 | 0.1 | N | South | FC
ELCAP_1_SOLAR |  |  | 2097 Helton | CISO | N | Fresno |  | Y | Solar_1Axis | PHOTO VOLTAIC | SUN | 1.5 | 1.5 |  |  |  |  | 1 | 24 | 24 |  |  |  |  | 0 | 0 | 0 | 0 | 0 | 0 | 0 | 0 | 0 | 0 | 0 | 0 | N | North | EO
HENRTA_6_HDEBT1 |  |  | Henrietta D Energy Storage | CISO | N | Fresno |  |  | Battery Storage | OTHER | LESR | 10 | 10 | 0.8 | 40 | 40 | 1 | 1 | 24 | 4 |  | TRUE | 20 | 2 | 10 | 10 | 10 | 10 | 10 | 10 | 10 | 10 | 10 | 10 | 10 | 10 | Y | North | ID | 1 | PGEWD1296 - 17DGD Waiting for Reconductor Los Banos-Padre Flat-Panoche 230 kV and many other
ELDORO_7_UNIT 1 |  |  | El Dorado Unit 1 | CISO | N | Sierra | Gold Hill-Drum, South of Rio Oso, South of Palermo |  | Hydro | HYDRO | WATER | 11 | 10.5 |  |  |  |  | 1 | 24 | 24 |  |  |  |  | 0 | 1.58 | 0.65 | 4.49 | 7.37 | 4.73 | 5.9 | 6.86 | 5.96 | 1.35 | 3.26 | 3.07 | N | North | FC
LTBEAR_1_LB4SR4 |  |  | Little Bear 4 | CISO | N | Fresno | Panoche 115 kV, Wilson 115 kV | Y | Solar_1Axis | PHOTO VOLTAIC | SUN | 50 | 50 |  |  |  |  | 1 | 24 | 24 |  |  |  |  | 0.1 | 0.1 | 0.1 | 0.68 | 3.51 | 28.35 | 36.48 | 13.36 | 23.76 | 0.19 | 0.1 | 0.1 | N | North | FC
ELKCRK_6_STONYG |  |  | STONEY GORGE HYDRO AGGREGATE | CISO | N | CAISO System |  |  | Hydro | HYDRO | WATER | 4.9 | 4.9 |  |  |  |  | 1 | 24 | 24 |  |  | 0 | 1 | 2.08 | 2.1 | 2.16 | 1.88 | 1.76 | 1.46 | 1.16 | 2 | 1.4 | 0.7 | 0.7 | 2.08 | Y | North | FC
ELKHIL_2_PL1X3 |  |  | ELK HILLS COMBINED CYCLE (AGGREGATE) | CISO | N | CAISO System |  | Y | CCGT | COMBINED CYCLE | NATURAL GAS | 551.7 | 0 |  |  |  |  | 1 | 24 | 24 |  |  | 171.7 | 1 | 400 | 400 | 400 | 400 | 400 | 400 | 400 | 400 | 400 | 400 | 400 | 400 | Y | North | FC
ELLIOT_6_ELIBT1 |  |  | Elliott Energy Storage | CISO | N | San Diego-IV |  |  | Battery Storage | OTHER | LESR | 10 | 9.75 | 0.8 | 40 | 40 | 1 | 1 | 24 | 4 |  | TRUE | 19.75 | 1 | 9.75 | 9.75 | 9.75 | 9.75 | 9.75 | 9.75 | 9.75 | 9.75 | 9.75 | 9.75 | 9.75 | 9.75 | Y | South | FC
VLYHOM_7_SSJID |  |  | Woodward Power Plant | CISO | N | Stockton | Tesla-Bellota, Stanislaus |  | Hydro | HYDRO | WATER | 3 | 5 |  |  |  |  | 1 | 24 | 24 |  |  |  |  | 0 | 0 | 0 | 0.4 | 0 | 0 | 0 | 0 | 0 | 0 | 0 | 0 | N | North | FC
SANLOB_1_OSFBM1 |  |  | Old Santa Fe Road | CISO | N | CAISO System |  |  | Biogas | RECIPROCATING ENGINE | BIOGAS | 0.85 | 0 |  |  |  |  | 1 | 24 | 24 |  |  | 0 | 1 | 0 | 0 | 0 | 0 | 0 | 0 | 0 | 0 | 0 | 0 | 0 | 0 | Y | North | EO
ELSEGN_2_UN2021 |  |  | El Segundo Energy Center 7/8 | CISO | N | LA Basin | Western, El Nido |  | CCGT | COMBINED CYCLE | NATURAL GAS | 271.74 | 0 |  |  |  |  | 1 | 24 | 24 |  |  | 271.74 | 1 | 271.74 | 271.74 | 271.74 | 271.74 | 271.74 | 271.74 | 271.74 | 271.74 | 271.74 | 271.74 | 271.74 | 271.74 | Y | South | FC
UKIAH_7_LAKEMN |  |  | UKIAH LAKE MENDOCINO HYDRO | CISO | N | NCNB | Eagle Rock, Fulton |  | Hydro | HYDRO | WATER | 3.5 | 3.5 |  |  |  |  | 1 | 24 | 24 |  |  | 1.7 | 1 | 1.7 | 1.7 | 1.7 | 1.7 | 1.7 | 1.7 | 1.7 | 1.7 | 1.7 | 1.7 | 1.7 | 1.7 | Y | North | FC
TXMCKT_6_UNIT |  |  | McKittrick Cogen | CISO | N | CAISO System |  | Y | CHP | FTUR | NATURAL GAS | 11.2 | 11.2 |  |  |  |  | 1 | 24 | 24 |  |  |  |  | 3.66 | 4.08 | 3.69 | 4.58 | 4.18 | 4 | 3.98 | 3.74 | 3.64 | 2.96 | 3.05 | 3.96 | N | North | FC
ENWIND_2_WIND1 |  |  | Cameron Ridge | CISO | N | CAISO System |  |  | Wind | WIND | WIND | 47.1 | 47.1 |  |  |  |  | 1 | 24 | 24 |  |  |  |  | 3.96 | 9.55 | 10.7 | 17.23 | 19.43 | 17.7 | 17.63 | 16.29 | 10 | 5.36 | 3.11 | 3.05 | N | South | FC
ENWIND_2_WIND2 |  |  | Ridgetop I | CISO | N | CAISO System |  |  | Wind | WIND | WIND | 38.24 | 65 |  |  |  |  | 1 | 24 | 24 |  |  |  |  | 3.21 | 7.75 | 8.69 | 13.99 | 15.78 | 14.37 | 14.32 | 13.22 | 8.12 | 4.35 | 2.52 | 2.47 | N | South | FC
ESCNDO_6_EB1BT1 |  |  | Escondido BESS 1 | CISO | N | San Diego-IV | San Diego |  | Battery Storage | OTHER | LESR | 10 | 10 | 0.8 | 40 | 40 | 1 | 1 | 24 | 4 |  | TRUE | 20 | 1 | 10 | 10 | 10 | 10 | 10 | 10 | 10 | 10 | 10 | 10 | 10 | 10 | Y | South | FC
WALCRK_2_CTG1 |  |  | Walnut Creek Energy Park Unit 1 | CISO | N | LA Basin | Western | Y | Peaker | COMBUSTION TURBINE | NATURAL GAS | 100.1 | 102.5 |  |  |  |  | 1 | 24 | 24 |  |  | 100.1 | 1 | 100.1 | 100.1 | 100.1 | 100.1 | 100.1 | 100.1 | 100.1 | 100.1 | 100.1 | 100.1 | 100.1 | 100.1 | Y | South | FC
ESCNDO_6_EB3BT3 |  |  | Escondido BESS 3 | CISO | N | San Diego-IV | San Diego |  | Battery Storage | OTHER | LESR | 10 | 10 | 0.8 | 40 | 40 | 1 | 1 | 24 | 4 |  | TRUE | 20 | 1 | 10 | 10 | 10 | 10 | 10 | 10 | 10 | 10 | 10 | 10 | 10 | 10 | Y | South | FC
SPRGVL_2_PORTPV |  |  | Porterville Tulare PV | CISO | N | Big Creek-Ventura | Rector, Vestal |  | Solar_Fixed | PHOTO VOLTAIC | SUN | 3.5 | 3.5 |  |  |  |  | 1 | 24 | 24 |  |  |  |  | 0 | 0 | 0 | 0 | 0 | 0 | 0 | 0 | 0 | 0 | 0 | 0 | N | South | EO
ESCNDO_6_PL1X2 |  |  | MMC Escondido Aggregate | CISO | N | San Diego-IV | San Diego |  | Peaker | COMBUSTION TURBINE | NATURAL GAS | 48.71 | 49.5 |  |  |  |  | 1 | 24 | 24 |  |  | 48.71 | 1 | 48.71 | 48.71 | 48.71 | 48.71 | 48.71 | 48.71 | 48.71 | 48.71 | 48.71 | 48.71 | 48.71 | 48.71 | Y | South | FC
GRIDLY_6_SOLAR |  |  | GRIDLEY MAIN TWO | CISO | N | Sierra | Pease |  | Solar_Fixed | PHOTO VOLTAIC | SUN | 2.5 | 2.5 |  |  |  |  | 1 | 24 | 24 |  |  |  |  | 0 | 0 | 0 | 0 | 0 | 0 | 0 | 0 | 0 | 0 | 0 | 0 | N | North | EO
ESCNDO_6_UNITB1 |  |  | CalPeak Power Enterprise Unit 1 | CISO | N | San Diego-IV | San Diego |  | Peaker | COMBUSTION TURBINE | NATURAL GAS | 50.96 | 52 |  |  |  |  | 1 | 24 | 24 |  |  | 50.96 | 1 | 48.04 | 48.04 | 48.04 | 48.04 | 50.96 | 50.96 | 50.96 | 50.96 | 50.96 | 50.96 | 50.96 | 50.96 | Y | South | PD | 50.96 | Battery addition is Energy Only.
GARNET_1_SOLAR |  |  | North Palm Springs 4A | CISO | N | LA Basin | Eastern, Valley-Devers |  | Solar_1Axis | PHOTO VOLTAIC | SUN | 4 | 4.1 |  |  |  |  | 1 | 24 | 24 |  |  |  |  | 0 | 0 | 0 | 0 | 0 | 0 | 0 | 0 | 0 | 0 | 0 | 0 | N | South | EO
SUNRIS_2_PL1X3 |  |  | Sunrise Power Project AGGREGATE II | CISO | N | CAISO System |  | Y | CCGT | COMBINED CYCLE | NATURAL GAS | 586.02 | 0 |  |  |  |  | 1 | 24 | 24 |  |  | 491.02 | 1 | 586.02 | 586.02 | 586.02 | 586.02 | 586.02 | 586.02 | 586.02 | 586.02 | 586.02 | 586.02 | 586.02 | 586.02 | Y | North | FC
ESNHWR_2_WC1BT1 |  |  | Wildcat I BESS | CISO | N | LA Basin | Eastern, Valley-Devers |  | Battery Storage | OTHER | LESR | 3 | 3 | 0.8 | 12 | 12 | 1 | 1 | 24 | 2 |  | TRUE | 4.5 | 3 | 1.5 | 1.5 | 1.5 | 1.5 | 1.5 | 1.5 | 1.5 | 1.5 | 1.5 | 1.5 | 1.5 | 1.5 | Y | South | FC
ESQUON_6_LNDFIL |  |  | Neal Road Landfill Generating Facility | CISO | N | CAISO System |  |  | Biogas | RECIPROCATING ENGINE | BIOGAS | 2.1 | 2.1 |  |  |  |  | 1 | 24 | 24 |  |  |  |  | 0 | 0 | 0 | 0 | 0 | 0 | 0 | 0 | 0 | 0 | 0 | 0 | N | North | EO
PEABDY_2_LNDFL1 |  |  | Potrero Hills Energy Producers | CISO | N | CAISO System |  |  | Biogas | RECIPROCATING ENGINE | BIOGAS | 8 | 8 |  |  |  |  | 1 | 24 | 24 |  |  |  |  | 7.19 | 7.5 | 7.47 | 7.16 | 6.79 | 7.28 | 7.54 | 7.53 | 7.51 | 7.33 | 7.36 | 7.18 | N | North | FC
ETIWND_2_CHMPNE |  |  | Champagne | CISO | N | LA Basin | Eastern | Y | Solar_Fixed | PHOTO VOLTAIC | SUN | 1 | 1.5 |  |  |  |  | 1 | 24 | 24 |  |  |  |  | 0 | 0 | 0 | 0 | 0 | 0 | 0 | 0 | 0 | 0 | 0 | 0 | N | South | EO
MERCFL_6_UNIT |  |  | Merced Falls Powerhouse | CISO | N | Fresno | Panoche 115 kV, Wilson 115 kV | Y | Hydro | HYDRO | WATER | 3.5 | 3.5 |  |  |  |  | 1 | 24 | 24 |  |  | 3.5 | 1 | 3.5 | 3.5 | 3.5 | 3.5 | 3.5 | 3.5 | 3.5 | 3.5 | 3.5 | 3.5 | 3.5 | 3.5 | Y | North | FC
WSTWND_2_M89WD2 |  | WSTWND_2_M89BT2 | Mojave 89 Wind | CISO | N | CAISO System |  |  | Wind | WIND | WIND | 57.8 | 82.7 |  |  |  |  | 1 | 24 | 24 | 82.65 |  |  |  | 6.94 | 16.76 | 18.77 | 30.24 | 34.1 | 31.06 | 30.94 | 28.58 | 17.55 | 9.4 | 5.46 | 5.35 | N | South | FC |  | Group name: MOJAVE89_0041CONV - Max to grid 82.65 MW.
ETIWND_2_SOLAR2 |  |  | Rochester | CISO | N | LA Basin | Eastern | Y | Solar_1Axis | PHOTO VOLTAIC | SUN | 1 | 1 |  |  |  |  | 1 | 24 | 24 |  |  |  |  | 0 | 0 | 0 | 0 | 0 | 0 | 0 | 0 | 0 | 0 | 0 | 0 | N | South | EO
USWND2_1_WIND3 |  |  | Golden Hills C | CISO | N | CAISO System |  |  | Wind | WIND | WIND | 46 | 46 |  |  |  |  | 1 | 24 | 24 |  |  |  |  | 2.61 | 3.91 | 8.15 | 16.16 | 21.22 | 19.63 | 19.75 | 13.98 | 11.32 | 5.03 | 1.85 | 2.54 | N | North | FC
ETIWND_2_SOLAR5 |  |  | Dulles | CISO | N | LA Basin | Eastern | Y | Solar_1Axis | PHOTO VOLTAIC | SUN | 2 | 2 |  |  |  |  | 1 | 24 | 24 |  |  |  |  | 0 | 0 | 0 | 0 | 0 | 0 | 0 | 0 | 0 | 0 | 0 | 0 | N | South | EO
HOLSTR_1_SOLAR |  |  | San Benito Smart Park | CISO | N | CAISO System |  |  | Solar_Fixed | PHOTO VOLTAIC | SUN | 1.5 | 1.5 |  |  |  |  | 1 | 24 | 24 |  |  |  |  | 0 | 0 | 0 | 0 | 0 | 0 | 0 | 0 | 0 | 0 | 0 | 0 | N | North | EO
MIRLOM_2_TEMESC |  |  | MWD Temescal Hydroelectric Recovery Plan | CISO | N | LA Basin | Eastern | Y | Hydro | HYDRO | WATER | 2.85 | 2.8 |  |  |  |  | 1 | 24 | 24 |  |  |  |  | 2 | 1.04 | 1.07 | 1.65 | 1.71 | 1.01 | 0 | 0 | 1.07 | 0.74 | 0.71 | 1.26 | N | South | FC
ARLINT_5_SCEDYN |  |  | Arlington Valley CC | AZPS | Y | Import |  |  | CCGT | COMBINED CYCLE | NATURAL GAS | 565 | 0 |  |  |  |  | 1 | 24 | 24 |  |  |  |  | 565 | 565 | 565 | 565 | 565 | 565 | 565 | 565 | 565 | 565 | 565 | 565 |  | South | IAR
EXCLSG_1_SOLAR |  |  | Excelsior Solar | CISO | N | Fresno | Panoche 115 kV | Y | Solar_1Axis | PHOTO VOLTAIC | SUN | 60 | 60 |  |  |  |  | 1 | 24 | 24 |  |  |  |  | 0.1 | 0.1 | 0.1 | 0.82 | 4.22 | 34.02 | 43.78 | 16.03 | 28.51 | 0.23 | 0.1 | 0.1 | N | North | FC
FALBRK_6_FESBT1 |  |  | Fallbrook Energy Storage | CISO | N | San Diego-IV | San Diego |  | Battery Storage | OTHER | LESR | 40 | 40 | 0.8 | 160 | 160 | 1 | 1 | 24 | 4 |  | TRUE | 79.97 | 1 | 40 | 40 | 40 | 40 | 40 | 40 | 40 | 40 | 40 | 40 | 40 | 40 | Y | South | FC
FELLOW_7_QFUNTS |  |  | Fellow QF Aggregate | CISO | N | CAISO System |  |  | CHP | FTUR | NATURAL GAS | 6.2 | 17.5 |  |  |  |  | 1 | 24 | 24 |  |  |  |  | 2.83 | 2.81 | 2.77 | 2.73 | 2.72 | 2.72 | 2.67 | 2.67 | 2.68 | 2.78 | 2.72 | 2.72 | N | North | FC
HUMBPP_6_UNITS |  |  | Humboldt Bay Generating Station 1 | CISO | N | Humboldt |  |  | Reciprocating Engine | RECIPROCATING ENGINE | NATURAL GAS | 97.62 | 0 |  |  |  |  | 1 | 24 | 24 |  |  | 97.62 | 1 | 97.62 | 97.62 | 97.62 | 97.62 | 97.62 | 97.62 | 97.62 | 97.62 | 97.62 | 97.62 | 97.62 | 97.62 | Y | North | FC
FIFTHS_2_FSSBT |  | FIFTHS_2_FSSR1 | Fifth Standard Battery | CISO | N | CAISO System |  |  | Paired_BattStorage | OTHER | LESR | 137 | 137 | 0.8 | 548 | 548 | 1 | 1 | 24 | 4 | 169.8 | FALSE | 274 | 2 | 137 | 137 | 137 | 137 | 137 | 137 | 137 | 137 | 137 | 137 | 137 | 137 | Y | North | FC |  | Group name: FIFTHS_954_1027 - Max to grid 169.8 MW. Co-located with FIFTHS_2_FSSR1
FIFTHS_2_FSSR1 |  | FIFTHS_2_FSSBT | Fifth Standard Solar | CISO | N | CAISO System |  |  | Paired_Solar_1Axis | PHOTO VOLTAIC | SUN | 150 | 150 |  |  |  |  | 1 | 24 | 24 | 169.8 |  |  |  | 0.03 | 0.03 | 0.1 | 0.14 | 0.7 | 5.67 | 7.3 | 2.67 | 4.75 | 0.04 | 0.03 | 0.03 | N | North | PD | 0.25 | Group name: FIFTHS_954_1027 - Max to grid 169.8 MW. Co-located with FIFTHS_2_FSSBT.
FLOWD_2_WIND1 |  |  | Cameron Ridge 2 | CISO | N | CAISO System |  |  | Wind | WIND | WIND | 11.9 | 11.9 |  |  |  |  | 1 | 24 | 24 |  |  |  |  | 1 | 2.41 | 2.7 | 4.35 | 4.91 | 4.47 | 4.46 | 4.11 | 2.53 | 1.35 | 0.79 | 0.77 | N | South | FC
FLOWD2_2_FPLWND |  |  | DIABLO WINDS | CISO | N | CAISO System |  |  | Wind | WIND | WIND | 18 | 18 |  |  |  |  | 1 | 24 | 24 |  |  |  |  | 1.02 | 1.53 | 3.19 | 6.32 | 8.3 | 7.68 | 7.73 | 5.47 | 4.43 | 1.97 | 0.72 | 0.99 | N | North | FC
MIRLOM_2_MLBBTA |  |  | Mira Loma BESS A | CISO | N | LA Basin | Eastern | Y | Battery Storage | OTHER | LESR | 10 | 10 | 0.87 | 40 | 111.6578 | 2.7914 | 1 | 24 | 11.1658 |  | TRUE | 20 | 1 | 10 | 10 | 10 | 10 | 10 | 10 | 10 | 10 | 10 | 10 | 10 | 10 | Y | South | FC
FMEADO_7_UNIT |  |  | FRENCH MEADOWS HYDRO | CISO | N | Sierra | South of Rio Oso, South of Palermo |  | Hydro | HYDRO | WATER | 16 | 18 |  |  |  |  | 1 | 24 | 24 |  |  | 16 | 1 | 16 | 16 | 16 | 16 | 16 | 16 | 16 | 16 | 16 | 16 | 16 | 16 | Y | North | FC
VESTAL_2_KERN |  |  | KERN RIVER PH 3 UNITS 1 & 2 AGGREGATE | CISO | N | Big Creek-Ventura | Vestal |  | Hydro | HYDRO | WATER | 36.8 | 0 |  |  |  |  | 1 | 24 | 24 |  |  |  |  | 8.63 | 11.59 | 6.38 | 23.28 | 23.32 | 13.66 | 11.76 | 9.36 | 10.23 | 7.39 | 8.36 | 10.66 | N | South | FC
FORBST_7_UNIT 1 |  |  | FORBESTOWN HYDRO | CISO | N | Sierra | Drum-Rio Oso |  | Hydro | HYDRO | WATER | 37.5 | 39 |  |  |  |  | 1 | 24 | 24 |  |  | 37.5 | 1 | 37.5 | 37.5 | 37.5 | 37.5 | 37.5 | 37.5 | 37.5 | 37.5 | 37.5 | 37.5 | 37.5 | 37.5 | Y | North | FC
FORKBU_6_UNIT |  |  | Forks of Butte Hydro | CISO | N | CAISO System |  |  | Hydro | HYDRO | WATER | 14.4 | 14.4 |  |  |  |  | 1 | 24 | 24 |  |  |  |  | 8.67 | 9.15 | 9.38 | 11.45 | 11.53 | 8.86 | 7.27 | 7.07 | 7.33 | 5.07 | 6.95 | 6.57 | N | North | FC
MCSWAN_6_UNITS |  |  | MC SWAIN HYDRO | CISO | N | Fresno | Panoche 115 kV, Wilson 115 kV |  | Hydro | HYDRO | WATER | 9 | 10 |  |  |  |  | 1 | 24 | 24 |  |  | 9 | 1 | 9 | 9 | 9 | 9 | 9 | 9 | 9 | 9 | 9 | 9 | 9 | 9 | Y | North | FC
FRNTBW_6_SOLAR1 |  |  | Frontier Solar | CISO | N | CAISO System |  | Y | Solar_1Axis | PHOTO VOLTAIC | SUN | 20 | 20 |  |  |  |  | 1 | 24 | 24 |  |  |  |  | 0.1 | 0.1 | 0.1 | 0.27 | 1.41 | 11.34 | 14.59 | 5.34 | 9.5 | 0.1 | 0.1 | 0.1 | N | North | FC
SNCLRA_6_QF |  |  | SANTA CLARA QFS | CISO | N | Big Creek-Ventura | S.Clara, Moorpark | Y | CHP | OTHER | OTHER | 1.65 | 15 |  |  |  |  | 1 | 24 | 24 |  |  |  |  | 0.44 | 0.44 | 0.37 | 0.42 | 0.44 | 0.51 | 0.51 | 0.58 | 0.6 | 0.5 | 0.56 | 0.68 | N | South | FC
FROGTN_1_UTICAA |  |  | Angels Powerhouse | CISO | N | Stockton | Tesla-Bellota, Stanislaus |  | Hydro | HYDRO | WATER | 1.4 | 1.4 |  |  |  |  | 1 | 24 | 24 |  |  |  |  | 0.8 | 0.71 | 0.75 | 0.72 | 0.54 | 0.43 | 0.42 | 0.36 | 0.41 | 0.52 | 0.04 | 0.81 | N | North | FC
WALNUT_7_WCOVST |  |  | MM West Covina - ST Unit | CISO | N | LA Basin | Western |  | Biogas | STEAM | BIOGAS | 6.5 | 6.5 |  |  |  |  | 1 | 24 | 24 |  |  |  |  | 4.76 | 4.78 | 4.63 | 5.05 | 5.03 | 5.02 | 4.95 | 4.92 | 4.89 | 4.55 | 4.61 | 4.79 | N | South | FC
FROGTN_1_UTICAM |  |  | Murphys Powerhouse | CISO | N | Stockton | Tesla-Bellota, Stanislaus |  | Hydro | HYDRO | WATER | 3.6 | 3.6 |  |  |  |  | 1 | 24 | 24 |  |  |  |  | 1.66 | 1.47 | 1.56 | 1.87 | 1.66 | 1.56 | 1.59 | 1.36 | 1.35 | 1.37 | 0.1 | 1.69 | N | North | FC
HATCR1_7_UNIT |  |  | Hat Creek #1 | CISO | N | CAISO System |  |  | Hydro | HYDRO | WATER | 8.5 | 8.5 |  |  |  |  | 1 | 24 | 24 |  |  |  |  | 3.42 | 2.94 | 2.88 | 2.19 | 2.05 | 2.37 | 2.33 | 2.49 | 1.9 | 2.64 | 2.65 | 3.17 | N | North | FC
FTSWRD_6_TRFORK |  |  | Three Forks Water Power Project | CISO | N | Humboldt |  |  | Hydro | HYDRO | WATER | 1.63 | 1.5 |  |  |  |  | 1 | 24 | 24 |  |  |  |  | 0.54 | 0.36 | 0.14 | 0.27 | 0.42 | 0.19 | 0.18 | 0.09 | 0.05 | 0.05 | 0.08 | 0.24 | N | North | PD | 0.8
FTSWRD_7_QFUNTS |  |  | FTSWRD_7_QFUNTS | CISO | N | Humboldt |  |  | Hydro | HYDRO | WATER | 1.6 | 1.3 |  |  |  |  | 1 | 24 | 24 |  |  |  |  | 0 | 0 | 0 | 0 | 0 | 0 | 0 | 0 | 0 | 0 | 0 | 0 | N | North | FC
ROSMND_6_SOLAR |  |  | Lancaster B | CISO | N | Big Creek-Ventura |  |  | Solar_1Axis | PHOTO VOLTAIC | SUN | 3 | 3 |  |  |  |  | 1 | 24 | 24 |  |  |  |  | 0.1 | 0.1 | 0.1 | 0.1 | 0.1 | 1.28 | 2.02 | 0.61 | 1.17 | 0.1 | 0.1 | 0.1 | N | South | FC
VERNON_6_MALBRG |  |  | Malburg Generating Station | CISO | N | LA Basin | Western | Y | CCGT | COMBINED CYCLE | NATURAL GAS | 139 | 0 |  |  |  |  | 1 | 24 | 24 |  |  | 105 | 1 | 139 | 139 | 139 | 139 | 139 | 139 | 139 | 139 | 139 | 139 | 139 | 139 | Y | South | FC
GALE_1_SR3SR3 |  |  | Sunray 3 | CISO | N | CAISO System |  | Y | Solar_1Axis | PHOTO VOLTAIC | SUN | 13.8 | 13.8 |  |  |  |  | 1 | 24 | 24 |  |  |  |  | 0.1 | 0.1 | 0.1 | 0.1 | 0.44 | 5.87 | 9.29 | 2.8 | 5.38 | 0.1 | 0.1 | 0.1 | N | South | FC
PIOPIC_2_CTG3 |  |  | Pio Pico Unit 3 | CISO | N | San Diego-IV | San Diego |  | Peaker | COMBUSTION TURBINE | NATURAL GAS | 112 | 112 |  |  |  |  | 1 | 24 | 24 |  |  | 112 | 1 | 112 | 112 | 112 | 112 | 112 | 112 | 112 | 112 | 112 | 112 | 112 | 112 | Y | South | FC
GANSO_1_WSTBM1 |  |  | Weststar Dairy Biogas | CISO | N | CAISO System |  | Y | Biogas | RECIPROCATING ENGINE | BIOGAS | 1 | 1 |  |  |  |  | 1 | 24 | 24 |  |  |  |  | 0 | 0 | 0 | 0 | 0 | 0 | 0 | 0 | 0 | 0 | 0 | 0 | N | North | EO
GARLND_2_GARBT1 |  | GARLND_2_GASLR, GARLND_2_GASLRA | Garland B BESS | CISO | N | CAISO System |  |  | Paired_BattStorage | OTHER | LESR | 88 | 88 | 0.8513 | 352 | 971.18 | 2.759 | 1 | 24 | 11.0361 | 203 | FALSE | 176 | 1 | 88 | 88 | 88 | 88 | 88 | 88 | 88 | 88 | 88 | 88 | 88 | 88 | Y | South | FC |  | Group name: GARLAND_971_1 - Max to grid 203 MW. Co-located with GARLND_2_GASLR, GARLND_2_GASLRA
GARLND_2_GASLR |  | GARLND_2_GARBT1, GARLND_2_GASLRA | Garland B | CISO | N | CAISO System |  |  | Paired_Solar_Fixed | PHOTO VOLTAIC | SUN | 180 | 180 |  |  |  |  | 1 | 24 | 24 | 203 |  |  |  | 0.1 | 0.1 | 0.1 | 0.53 | 2.73 | 45.55 | 89.38 | 22.07 | 48.16 | 0.28 | 0.1 | 0.1 | N | South | FC |  | Group name: GARLAND_971_1 - Max to grid 203 MW. Max 115 MW NQC. Co-located with GARLND_2_GARBT1, GARLND_2_GASLRA
MRGT_6_MEF2 |  |  | Miramar Energy Facility II | CISO | N | San Diego-IV | San Diego |  | Peaker | COMBUSTION TURBINE | NATURAL GAS | 44 | 67.5 |  |  |  |  | 1 | 24 | 24 |  |  | 44 | 1 | 44 | 44 | 44 | 44 | 44 | 44 | 44 | 44 | 44 | 44 | 44 | 44 | Y | South | FC
GARLND_2_GASLRA |  | GARLND_2_GARBT1, GARLND_2_GASLR | Garland A | CISO | N | CAISO System |  |  | Paired_Solar_1Axis | PHOTO VOLTAIC | SUN | 20 | 20 |  |  |  |  | 1 | 24 | 24 | 200 |  |  |  | 0.1 | 0.1 | 0.1 | 0.1 | 0.64 | 8.5 | 13.46 | 4.06 | 7.79 | 0.1 | 0.1 | 0.1 | N | South | FC |  | Co-located with GARLND_2_GARBT1, GARLND_2_GASLR
LAWRNC_7_SUNYVL |  |  | City of Sunnyvale Unit 1 and 2 | CISO | N | Bay Area |  | Y | Biogas | RECIPROCATING ENGINE | BIOGAS | 0.3 | 1.6 |  |  |  |  | 1 | 24 | 24 |  |  |  |  | 0 | 0 | 0.05 | 0.06 | 0.03 | 0.04 | 0.06 | 0.02 | 0.01 | 0.01 | 0 | 0 | N | North | FC
GARNET_1_SOLAR2 |  |  | Garnet Solar Power Generation Station 1 | CISO | N | LA Basin | Eastern, Valley-Devers |  | Solar_1Axis | PHOTO VOLTAIC | SUN | 4 | 4 |  |  |  |  | 1 | 24 | 24 |  |  |  |  | 0.1 | 0.1 | 0.1 | 0.1 | 0.13 | 1.7 | 2.69 | 0.81 | 1.56 | 0.1 | 0.1 | 0.1 | N | South | FC
GARNET_1_WIND |  |  | GARNET WIND ENERGY CENTER | CISO | N | LA Basin | Eastern, Valley-Devers |  | Wind | WIND | WIND | 6.5 | 6.5 |  |  |  |  | 1 | 24 | 24 |  |  |  |  | 0.55 | 1.32 | 1.48 | 2.38 | 2.68 | 2.44 | 2.43 | 2.25 | 1.38 | 0.74 | 0.43 | 0.42 | N | South | FC
SUMWHT_6_SWSSR1 |  |  | Summer Wheat Solar Farm | CISO | N | Fresno |  | Y | Solar_1Axis | PHOTO VOLTAIC | SUN | 18.5 | 18.5 |  |  |  |  | 1 | 24 | 24 |  |  |  |  | 0.1 | 0.1 | 0.1 | 0.25 | 1.3 | 10.49 | 13.5 | 4.94 | 8.79 | 0.1 | 0.1 | 0.1 | N | North | FC
GARNET_1_WT3WND |  |  | Wagner Wind | CISO | N | LA Basin | Eastern, Valley-Devers |  | Wind | WIND | WIND | 6 | 6 |  |  |  |  | 1 | 24 | 24 |  |  |  |  | 0 | 0 | 0 | 0 | 0 | 0 | 0 | 0 | 0 | 0 | 0 | 0 | N | South | EO
SLATE_2_SLASR5 | SLATE_2_SLASR5_LESR |  | Slate 5 | CISO | N | Fresno |  |  | Hybrid_BattStorage | OTHER | HYBD | 10 | 26 | 0.8 | 40 | 40 | 1 | 1 | 24 | 4 | 26 | FALSE | 10 | 2 | 10 | 10 | 10 | 10 | 10 | 10 | 10 | 10 | 10 | 10 | 10 | 10 | Y | North | FC |  | Hybrid - PV 26.00 MW and ESS 10.00 MW with Max 26 MW at POI.
SLATE_2_SLASR5 | SLATE_2_SLASR5_SUN |  | Slate 5 | CISO | N | Fresno |  |  | Hybrid_Solar_1Axis | OTHER | HYBD | 26 | 26 |  |  |  |  | 1 | 24 | 24 | 26 |  | 10 | 2 | 0.1 | 0.1 | 0.1 | 0.35 | 1.36 | 9.96 | 15.58 | 5.22 | 10.42 | 0.17 | 0.1 | 0.1 | Y | North | FC |  | Hybrid - PV 26.00 MW and ESS 10.00 MW with Max 26 MW at POI.
GARNET_2_COAWD2 |  |  | Coachella 2 | CISO | N | LA Basin | Eastern, Valley-Devers |  | Wind | WIND | WIND | 10.8 | 10.8 |  |  |  |  | 1 | 24 | 24 |  |  |  |  | 0.91 | 2.19 | 2.45 | 3.95 | 4.46 | 4.06 | 4.04 | 3.73 | 2.29 | 1.23 | 0.71 | 0.7 | N | South | FC
GARNET_2_HYDRO |  |  | Whitewater Hydro | CISO | N | LA Basin | Eastern, Valley-Devers |  | Hydro | HYDRO | WATER | 1 | 1 |  |  |  |  | 1 | 24 | 24 |  |  |  |  | 0.07 | 0 | 0 | 0.14 | 0.22 | 0.31 | 0.29 | 0.18 | 0 | 0.14 | 0.35 | 0.37 | N | South | FC
SPRGVL_2_CREST |  |  | Springerville Aggregate Solar Resources | CISO | N | Big Creek-Ventura | Rector, Vestal |  | Solar_Fixed | PHOTO VOLTAIC | SUN | 3 | 18.5 |  |  |  |  | 1 | 24 | 24 |  |  |  |  | 0 | 0 | 0 | 0 | 0 | 0 | 0 | 0 | 0 | 0 | 0 | 0 | N | South | EO
GARNET_2_WIND1 |  |  | Phoenix | CISO | N | LA Basin | Eastern, Valley-Devers |  | Wind | WIND | WIND | 11.2 | 11.2 |  |  |  |  | 1 | 24 | 24 |  |  |  |  | 0.94 | 2.27 | 2.54 | 4.1 | 4.62 | 4.21 | 4.19 | 3.87 | 2.38 | 1.27 | 0.74 | 0.72 | N | South | FC
NORCNV_1_NCVBT1 |  |  | North Central Valley | CISO | N | Stockton | Tesla-Bellota, Stanislaus |  | Battery Storage | OTHER | LESR | 132 | 132 | 0.873 | 528 | 528 | 1 | 1 | 24 | 4 |  | TRUE | 264 | 1 | 132 | 132 | 132 | 132 | 132 | 132 | 132 | 132 | 132 | 132 | 132 | 132 | Y | North | ID | 1 | Q1109 - Waiting for Vierra Loop-in and possibly other
GARNET_2_WIND2 |  |  | Karen Avenue Wind Farm | CISO | N | LA Basin | Eastern, Valley-Devers |  | Wind | WIND | WIND | 11.7 | 12 |  |  |  |  | 1 | 24 | 24 |  |  |  |  | 0.98 | 2.37 | 2.66 | 4.28 | 4.83 | 4.4 | 4.38 | 4.05 | 2.48 | 1.33 | 0.77 | 0.76 | N | South | FC
POLRIS_2_ASRSR1 |  | POLRIS_2_ASEBT1, POLRIS_2_ASESR1, POLRIS_2_ASRBT1 | Antelope Solar 2 Raceway | CISO | N | Big Creek-Ventura |  |  | Paired_Solar_1Axis | PHOTO VOLTAIC | SUN | 125 | 125 |  |  |  |  | 1 | 24 | 24 | 650 |  |  |  | 0.1 | 0.1 | 0.1 | 0.6 | 4.02 | 53.15 | 84.12 | 25.37 | 48.69 | 0.22 | 0.1 | 0.1 | N | South | ID | 1 | Q1208 - Group name ANTELOPE_1208 - Max to grid 650 MW, Waiting for Tehachapi CRAS. Co-located with POLRIS_2_ASRBT1.
GARNET_2_WIND3 |  |  | San Gorgonio East | CISO | N | LA Basin | Eastern, Valley-Devers |  | Wind | WIND | WIND | 12.6 | 12.6 |  |  |  |  | 1 | 24 | 24 |  |  |  |  | 1.06 | 2.56 | 2.86 | 4.61 | 5.2 | 4.73 | 4.72 | 4.36 | 2.68 | 1.43 | 0.83 | 0.81 | N | South | FC
GARNET_2_WIND4 |  |  | Windustries | CISO | N | LA Basin | Eastern, Valley-Devers |  | Wind | WIND | WIND | 9.8 | 9.8 |  |  |  |  | 1 | 24 | 24 |  |  |  |  | 0.82 | 1.99 | 2.23 | 3.59 | 4.04 | 3.68 | 3.67 | 3.39 | 2.08 | 1.11 | 0.65 | 0.63 | N | South | FC
GARNET_2_WIND5 |  |  | Eastwind | CISO | N | LA Basin | Eastern, Valley-Devers |  | Wind | WIND | WIND | 3 | 3 |  |  |  |  | 1 | 24 | 24 |  |  |  |  | 0.25 | 0.61 | 0.68 | 1.1 | 1.24 | 1.13 | 1.12 | 1.04 | 0.64 | 0.34 | 0.2 | 0.19 | N | South | FC
RCKCRK_7_UNIT 1 |  |  | ROCK CREEK HYDRO UNIT 1 | CISO | N | Sierra | South of Palermo |  | Hydro | HYDRO | WATER | 57 | 57 |  |  |  |  | 1 | 24 | 24 |  |  | 0 | 1 | 39.24 | 22.4 | 25.88 | 37.64 | 23.6 | 35.76 | 25.3 | 27.96 | 29.96 | 24.4 | 25.02 | 23.6 | Y | North | FC
PIT1_7_UNIT 2 |  |  | PIT PH 1 UNIT 2 | CISO | N | CAISO System |  |  | Hydro | HYDRO | WATER | 32 | 32 |  |  |  |  | 1 | 24 | 24 |  |  | 0 | 1 | 24.8 | 22.96 | 27.6 | 22.08 | 29.2 | 17.6 | 16.42 | 16.58 | 24.88 | 9.6 | 29.54 | 28.52 | Y | North | FC
GASKW1_2_GW2BT1 |  | GASKW1_2_GW1SR1, GASKW1_2_GW2SR1, GASKW1_2_GW2SR2, GASKW1_2_GW3SR1, GASKW1_2_GW4SR1, GASKW1_2_GW5SR1 | Gaskell West 2 BESS | CISO | N | CAISO System |  |  | Paired_BattStorage | OTHER | LESR | 20 | 20 | 0.8 | 80 | 80 | 1 | 1 | 24 | 4 | 124.59 | FALSE | 40 | 1 | 20 | 20 | 20 | 20 | 20 | 20 | 20 | 20 | 20 | 20 | 20 | 20 | Y | South | ID | 1 | Q1074 - Group name: GASKELL_WEST_1074 - Max to grid 124.59 MW. Waiting for the Whirlwind and Tehachapi CRAS. Co-located with GASKW1_2_GW2SR1, GASKW1_2_GW2SR2
GASKW1_2_GW2SR1 |  | GASKW1_2_GW1SR1, GASKW1_2_GW2BT1, GASKW1_2_GW2SR2, GASKW1_2_GW3SR1, GASKW1_2_GW4SR1, GASKW1_2_GW5SR1 | Gaskell West 2a | CISO | N | CAISO System |  |  | Paired_Solar_1Axis | PHOTO VOLTAIC | SUN | 16 | 16 |  |  |  |  | 1 | 24 | 24 | 124.59 |  |  |  | 0.1 | 0.1 | 0.1 | 0.1 | 0.51 | 6.8 | 10.77 | 3.25 | 6.23 | 0.1 | 0.1 | 0.1 | N | South | ID | 1 | Q1074 - Group name: GASKELL_WEST_1074 - Max to grid 124.59 MW. Waiting for the Whirlwind and Tehachapi CRAS. Co-located with GASKW1_2_GW2SR2, GASKW1_2_GW2BT1
BEJNLS_5_BV2SCEDYN |  |  | Broadview 2 | AZPS | Y | Import |  |  | Wind | WIND | WIND | 167 | 0 |  |  |  |  | 1 | 24 | 24 |  |  |  |  | 68.89 | 82.1 | 86.84 | 85.17 | 70.14 | 73.91 | 56.78 | 51.77 | 50.1 | 55.95 | 51.37 | 63.46 |  | South | IAR
HAYPRS_6_HAYHD2 |  |  | Haypress Middle | CISO | N | Sierra | Drum-Rio Oso, South of Palermo |  | Hydro | HYDRO | WATER | 6.7 | 8.7 |  |  |  |  | 1 | 24 | 24 |  |  |  |  | 1.19 | 1.3 | 0.62 | 1.59 | 2.63 | 1.62 | 0.46 | 0 | 0 | 0 | 0.01 | 0 | N | North | FC
GASKW1_2_GW4SR1 |  | GASKW1_2_GW1SR1, GASKW1_2_GW2BT1, GASKW1_2_GW2SR1, GASKW1_2_GW2SR2, GASKW1_2_GW3SR1, GASKW1_2_GW5SR1 | Gaskell West 4 | CISO | N | CAISO System |  |  | Paired_Solar_1Axis | PHOTO VOLTAIC | SUN | 20 | 20 |  |  |  |  | 1 | 24 | 24 | 124.59 |  |  |  | 0.1 | 0.1 | 0.1 | 0.1 | 0.64 | 8.5 | 13.46 | 4.06 | 7.79 | 0.1 | 0.1 | 0.1 | N | South | ID | 1 | Q1074 - Group name: GASKELL_WEST_1074 - Max to grid 124.59 MW. Waiting for the Whirlwind and Tehachapi CRAS
PIT1_7_UNIT 1 |  |  | PIT PH 1 UNIT 1 | CISO | N | CAISO System |  |  | Hydro | HYDRO | WATER | 32 | 32 |  |  |  |  | 1 | 24 | 24 |  |  | 0 | 1 | 21.2 | 18.4 | 19.74 | 18.08 | 22.22 | 16.88 | 15.6 | 15.6 | 9.2 | 14.4 | 14.4 | 15.68 | Y | North | FC
GATES_2_WSOLAR |  |  | West Gates Solar Station | CISO | N | CAISO System |  | Y | Solar_Fixed | PHOTO VOLTAIC | SUN | 10 | 10 |  |  |  |  | 1 | 24 | 24 |  |  |  |  | 0.1 | 0.1 | 0.1 | 0.13 | 0.52 | 3.83 | 5.99 | 2.01 | 4.01 | 0.1 | 0.1 | 0.1 | N | North | FC
GEYS12_7_UNIT12 |  |  | GEYSERS UNIT 12 (HEALDSBURG) | CISO | N | NCNB | Fulton |  | Geothermal | STEAM | GEOTHERMAL | 57 | 77 |  |  |  |  | 1 | 24 | 24 |  |  | 28 | 1 | 50 | 50 | 50 | 50 | 50 | 50 | 50 | 50 | 50 | 50 | 50 | 50 | Y | North | FC
RANCHO_2_SMUDSYSDYN |  |  | SMUD Regulation Market | BANC | Y | Import |  |  | CCGT | OTHER | OTHER | 124 | 0 |  |  |  |  | 1 | 24 | 24 |  |  |  |  | 124 | 124 | 124 | 124 | 124 | 124 | 124 | 124 | 124 | 124 | 124 | 124 |  | North | IAR
GEYS16_7_UNIT16 |  |  | GEYSERS UNIT 16 (HEALDSBURG) | CISO | N | NCNB | Fulton |  | Geothermal | STEAM | GEOTHERMAL | 63 | 119.9 |  |  |  |  | 1 | 24 | 24 |  |  | 38 | 1 | 63 | 63 | 63 | 63 | 63 | 63 | 63 | 63 | 63 | 63 | 63 | 63 | Y | North | FC
RTEDDY_2_SEBSR4 |  | RTEDDY_2_RWSBT2, RTEDDY_2_RWSBT3, RTEDDY_2_RWSBT4, RTEDDY_2_RWSBT5, RTEDDY_2_SC1SR3, RTEDDY_2_SEBSR3, RTEDDY_2_RWSBT1, RTEDDY_2_SPASR4, RTEDDY_2_SRXSR4 | Rosamond West Solar East Bay 4 | CISO | N | CAISO System |  |  | Paired_Solar_1Axis | PHOTO VOLTAIC | SUN | 56 | 56 |  |  |  |  | 1 | 24 | 24 | 299.6 |  |  |  | 0.1 | 0.1 | 0.1 | 0.27 | 1.8 | 23.81 | 37.69 | 11.37 | 21.81 | 0.1 | 0.1 | 0.1 | N | South | FC |  | Group name: ROSAMOND_WEST_506 - Max to grid 299.6 MW.
GEYS17_7_UNIT17 |  |  | GEYSERS UNIT 17 (HEALDSBURG) | CISO | N | NCNB | Fulton |  | Geothermal | STEAM | GEOTHERMAL | 75.5 | 84 |  |  |  |  | 1 | 24 | 24 |  |  | 53.5 | 1 | 75.5 | 75.5 | 75.5 | 75.5 | 75.5 | 75.5 | 75.5 | 75.5 | 75.5 | 75.5 | 75.5 | 75.5 | Y | North | FC
SANBRN_2_ESBBT1 |  |  | EdSan 1B | CISO | N | CAISO System |  |  | Battery Storage | OTHER | LESR | 100 | 100 | 0.85 | 400 | 400 | 1 | 1 | 24 | 4 | 100 | TRUE | 200 | 2 | 100 | 100 | 100 | 100 | 100 | 100 | 100 | 100 | 100 | 100 | 100 | 100 | Y | South | ID | 1 | Q1324 - Group name: EDSAN_1324_1424 - Max to grid 800 MW. Waiting for Tehachapi cRAS
MDFKRL_2_PROJCT |  |  | MIDDLE FORK AND RALSTON PSP | CISO | N | Sierra | South of Rio Oso, South of Palermo |  | Hydro | HYDRO | WATER | 210 | 0 |  |  |  |  | 1 | 24 | 24 |  |  | 210 | 1 | 210 | 210 | 210 | 210 | 210 | 210 | 210 | 210 | 210 | 210 | 210 | 210 | Y | North | FC
GILROY_1_UNIT |  |  | GILROY COGEN AGGREGATE | CISO | N | Bay Area | Llagas, San Jose, South Bay-Moss Landing | Y | CCGT | COMBINED CYCLE | NATURAL GAS | 120 | 0 |  |  |  |  | 1 | 24 | 24 |  |  | 20 | 1 | 120 | 120 | 120 | 120 | 115 | 115 | 115 | 115 | 115 | 120 | 120 | 120 | Y | North | FC
LGHTHP_6_ICEGEN |  |  | CARSON COGENERATION | CISO | N | LA Basin | Western | Y | CCGT | COMBINED CYCLE | NATURAL GAS | 48 | 54.7 |  |  |  |  | 1 | 24 | 24 |  |  | 20 | 1 | 48 | 48 | 48 | 48 | 48 | 48 | 48 | 48 | 48 | 48 | 48 | 48 | Y | South | FC
VEDDER_1_SEKERN |  |  | TEXACO EXPLORATION & PROD (SE KERN RIVER | CISO | N | Kern | South Kern PP, Kern Oil | Y | CHP | FTUR | NATURAL GAS | 34.47 | 39.7 |  |  |  |  | 1 | 24 | 24 |  |  |  |  | 2.41 | 2.64 | 2.43 | 2.33 | 2.28 | 2.72 | 3.36 | 3.71 | 3.63 | 3.08 | 2.23 | 2.69 | N | North | FC
GLDFGR_6_SOLAR1 |  |  | Portal Ridge B | CISO | N | Big Creek-Ventura |  |  | Solar_1Axis | PHOTO VOLTAIC | SUN | 20 | 20 |  |  |  |  | 1 | 24 | 24 |  |  |  |  | 0.1 | 0.1 | 0.1 | 0.1 | 0.64 | 8.5 | 13.46 | 4.06 | 7.79 | 0.1 | 0.1 | 0.1 | N | South | FC
GLDFGR_6_SOLAR2 |  |  | Portal Ridge C | CISO | N | Big Creek-Ventura |  |  | Solar_1Axis | PHOTO VOLTAIC | SUN | 11.4 | 11.4 |  |  |  |  | 1 | 24 | 24 |  |  |  |  | 0.1 | 0.1 | 0.1 | 0.1 | 0.37 | 4.85 | 7.67 | 2.31 | 4.44 | 0.1 | 0.1 | 0.1 | N | South | FC
RECTOR_7_TULARE |  |  | MM Tulare | CISO | N | Big Creek-Ventura | Rector, Vestal | Y | Biomass/Wood | RECIPROCATING ENGINE | BIOMASS | 1.5 | 1.5 |  |  |  |  | 1 | 24 | 24 |  |  |  |  | 0 | 0 | 0 | 0 | 0 | 0 | 0 | 0 | 0 | 0 | 0 | 0 | N | South | EO
GLDTWN_6_COLUM3 |  |  | Columbia 3 | CISO | N | CAISO System |  | Y | Solar_1Axis | PHOTO VOLTAIC | SUN | 10 | 10 |  |  |  |  | 1 | 24 | 24 |  |  |  |  | 0.1 | 0.1 | 0.1 | 0.1 | 0.32 | 4.25 | 6.73 | 2.03 | 3.9 | 0.1 | 0.1 | 0.1 | N | South | FC
GLDTWN_6_SOLAR |  |  | Rio Grande | CISO | N | CAISO System |  | Y | Solar_1Axis | PHOTO VOLTAIC | SUN | 5 | 5 |  |  |  |  | 1 | 24 | 24 |  |  |  |  | 0.1 | 0.1 | 0.1 | 0.1 | 0.16 | 2.13 | 3.36 | 1.01 | 1.95 | 0.1 | 0.1 | 0.1 | N | South | FC
RTEDDY_2_RWSBT3 |  | RTEDDY_2_RWSBT2, RTEDDY_2_RWSBT1, RTEDDY_2_RWSBT4, RTEDDY_2_RWSBT5, RTEDDY_2_SC1SR3, RTEDDY_2_SEBSR3, RTEDDY_2_SEBSR4, RTEDDY_2_SPASR4, RTEDDY_2_SRXSR4 | Rosamond West Solar Central BESS A3 | CISO | N | CAISO System |  |  | Paired_BattStorage | OTHER | LESR | 45 | 45 | 0.8 | 180 | 180 | 1 | 1 | 24 | 4 | 299.6 | FALSE | 90 | 1 | 45 | 45 | 45 | 45 | 45 | 45 | 45 | 45 | 45 | 45 | 45 | 45 | Y | South | FC |  | Group name: ROSAMOND_WEST_506 - Max to grid 299.6 MW.
GLNARM_2_UNIT 5 |  |  | Glenarm Turbine 5 | CISO | N | LA Basin | Western |  | CCGT | COMBINED CYCLE | NATURAL GAS | 65.81 | 71 |  |  |  |  | 1 | 24 | 24 |  |  | 65 | 1 | 65 | 65 | 65 | 65 | 65 | 65 | 65 | 65 | 65 | 65 | 65 | 65 | Y | South | PD | 65
PADUA_6_QF |  |  | PADUA QFS | CISO | N | LA Basin | Eastern |  | Hydro | OTHER | OTHER | 0.87 | 30.1 |  |  |  |  | 1 | 24 | 24 |  |  |  |  | 0.18 | 0.24 | 0.26 | 0.37 | 0.37 | 0.38 | 0.41 | 0.39 | 0.41 | 0.38 | 0.35 | 0.27 | N | South | FC
GLNARM_7_UNIT 1 |  |  | GLEN ARM UNIT 1 | CISO | N | LA Basin | Western |  | Peaker | COMBUSTION TURBINE | NATURAL GAS | 22.13 | 30.6 |  |  |  |  | 1 | 24 | 24 |  |  | 22.13 | 1 | 22.13 | 22.13 | 22.13 | 22.13 | 22.13 | 22.13 | 22.13 | 22.13 | 22.13 | 22.13 | 22.13 | 22.13 | Y | South | FC
MSTANG_2_SOLAR4 |  | MSTANG_2_SOLAR, MSTANG_2_MTGBT1, MSTANG_2_SOLAR3 | Mustang 4 | CISO | N | Fresno |  | Y | Paired_Solar_1Axis | PHOTO VOLTAIC | SUN | 30 | 30 |  |  |  |  | 1 | 24 | 24 | 100 |  |  |  | 0.1 | 0.1 | 0.1 | 0.41 | 2.11 | 16.69 | 16.69 | 8.02 | 14.25 | 0.11 | 0.1 | 0.1 | N | North | FC | 1 | Group name: MUSTANG_643W - Max to grid 100 MW. Max 16.69 MW NQC. (Normal FC)
GLNARM_7_UNIT 2 |  |  | GLEN ARM UNIT 2 | CISO | N | LA Basin | Western |  | Peaker | COMBUSTION TURBINE | NATURAL GAS | 22.38 | 30.6 |  |  |  |  | 1 | 24 | 24 |  |  | 22.38 | 1 | 22.38 | 22.38 | 22.38 | 22.38 | 22.38 | 22.38 | 22.38 | 22.38 | 22.38 | 22.38 | 22.38 | 22.38 | Y | South | FC
PIT4_7_PL1X2 |  |  | PIT PH 4 UNITS 1 & 2 AGGREGATE | CISO | N | CAISO System |  |  | Hydro | HYDRO | WATER | 95 | 0 |  |  |  |  | 1 | 24 | 24 |  |  | 0 | 1 | 54.4 | 42.8 | 40.6 | 44.8 | 41.4 | 55.2 | 61.4 | 60.4 | 57.2 | 28.4 | 41 | 45.8 | Y | North | FC
GLNARM_7_UNIT 3 |  |  | GLEN ARM UNIT 3 | CISO | N | LA Basin | Western |  | Peaker | COMBUSTION TURBINE | NATURAL GAS | 44.83 | 47.3 |  |  |  |  | 1 | 24 | 24 |  |  | 44.83 | 1 | 44.83 | 44.83 | 44.83 | 44.83 | 44.83 | 44.83 | 44.83 | 44.83 | 44.83 | 44.83 | 44.83 | 44.83 | Y | South | FC
SENTNL_2_CTG8 |  |  | Sentinel Unit 8 | CISO | N | LA Basin | Eastern, Valley-Devers |  | Peaker | COMBUSTION TURBINE | NATURAL GAS | 106.85 | 131.8 |  |  |  |  | 1 | 24 | 24 |  |  | 106.85 | 1 | 106.85 | 106.85 | 106.85 | 106.85 | 106.85 | 106.85 | 106.85 | 106.85 | 106.85 | 106.85 | 106.85 | 106.85 | Y | South | FC
GLOW_6_SOLAR |  |  | Antelope Power Plant | CISO | N | Big Creek-Ventura |  |  | Solar_1Axis | PHOTO VOLTAIC | SUN | 20 | 20 |  |  |  |  | 1 | 24 | 24 |  |  |  |  | 0 | 0 | 0 | 0 | 0 | 0 | 0 | 0 | 0 | 0 | 0 | 0 | N | South | EO
VENWD_1_WIND3 |  |  | Painted Hills | CISO | N | LA Basin | Eastern, Valley-Devers |  | Wind | WIND | WIND | 44.53 | 44.6 |  |  |  |  | 1 | 24 | 24 |  |  |  |  | 3.74 | 9.03 | 10.12 | 16.29 | 18.37 | 16.73 | 16.67 | 15.4 | 9.46 | 5.06 | 2.94 | 2.88 | N | South | FC
GOLETA_6_ELLWOD |  |  | ELLWOOD ENERGY SUPPORT FACILITY | CISO | N | Big Creek-Ventura | S.Clara, Moorpark, Goleta |  | Peaker | COMBUSTION TURBINE | NATURAL GAS | 54 | 56 |  |  |  |  | 1 | 24 | 24 |  |  | 54 | 1 | 54 | 54 | 54 | 54 | 54 | 54 | 54 | 54 | 54 | 54 | 54 | 54 | Y | South | FC
GONZLS_6_UNIT |  |  | Johnson Canyon Landfill | CISO | N | CAISO System |  |  | Biogas | RECIPROCATING ENGINE | BIOGAS | 1.42 | 1.4 |  |  |  |  | 1 | 24 | 24 |  |  |  |  | 1.42 | 1.42 | 1.42 | 1.36 | 1.39 | 1.39 | 1.42 | 1.41 | 1.34 | 1.42 | 1.31 | 1.38 | N | North | FC
GOOSLK_1_SOLAR1 |  |  | Goose Lake | CISO | N | CAISO System |  | Y | Solar_1Axis | PHOTO VOLTAIC | SUN | 12 | 12 |  |  |  |  | 1 | 24 | 24 |  |  |  |  | 0.1 | 0.1 | 0.1 | 0.16 | 0.84 | 6.8 | 8.76 | 3.21 | 5.7 | 0.1 | 0.1 | 0.1 | N | North | FC
SYCAMR_2_UNIT 2 |  |  | Sycamore Cogeneration Unit 2 | CISO | N | Big Creek-Ventura |  |  | Peaker | FTUR | NATURAL GAS | 76 | 90 |  |  |  |  | 1 | 24 | 24 |  |  | 76 | 1 | 76 | 76 | 76 | 76 | 76 | 76 | 76 | 76 | 76 | 76 | 76 | 76 | Y | South | FC
VACADX_1_SOLAR |  |  | Vaca-Dixon Solar Station | CISO | N | CAISO System |  |  | Solar_Fixed | PHOTO VOLTAIC | SUN | 2.5 | 2.5 |  |  |  |  | 1 | 24 | 24 |  |  |  |  | 0.1 | 0.1 | 0.1 | 0.1 | 0.13 | 0.96 | 1.5 | 0.5 | 1 | 0.1 | 0.1 | 0.1 | N | North | FC
VEAVST_1_SOLAR |  |  | Community Solar | CISO | N | CAISO System |  |  | Solar_Fixed | PHOTO VOLTAIC | SUN | 14.4 | 15 |  |  |  |  | 1 | 24 | 24 |  |  |  |  | 0 | 0 | 0 | 0 | 0 | 0 | 0 | 0 | 0 | 0 | 0 | 0 | N | South | EO
GUERNS_6_HD3BM3 |  |  | Hanford Digester Genset 3 | CISO | N | Fresno |  |  | Biogas | RECIPROCATING ENGINE | BIOGAS | 1 | 1.1 |  |  |  |  | 1 | 24 | 24 |  |  | 0 | 1 | 0 | 0 | 0 | 0 | 0 | 0 | 0 | 0 | 0 | 0 | 0 | 0 | Y | North | EO
GUERNS_6_SOLAR |  |  | Guernsey Solar Station | CISO | N | Fresno |  | Y | Solar_1Axis | PHOTO VOLTAIC | SUN | 20 | 20 |  |  |  |  | 1 | 24 | 24 |  |  |  |  | 0.1 | 0.1 | 0.1 | 0.27 | 1.41 | 11.34 | 14.59 | 5.34 | 9.5 | 0.1 | 0.1 | 0.1 | N | North | FC
TRNQLT_2_RETBT1 |  | TRNQLT_2_SOLAR | RE Tranquillity BESS | CISO | N | Fresno |  |  | Paired_BattStorage | OTHER | LESR | 72 | 0 | 0.8759 | 288 | 806.8422 | 2.8015 | 1 | 24 | 11.2061 | 200 | FALSE | 144 | 1 | 72 | 72 | 72 | 72 | 72 | 72 | 72 | 72 | 72 | 72 | 72 | 72 | Y | North | FC |  | Group name: TRANQUILLITY_643W - Max to grid 200 MW. Co-located with TRNQLT_2_SOLAR
USWND4_2_UNIT2 |  |  | Altamont Landfill Gas to Energy | CISO | N | CAISO System |  |  | Biogas | COMBUSTION TURBINE | BIOGAS | 7.4 | 7.4 |  |  |  |  | 1 | 24 | 24 |  |  | 7.4 | 1 | 7.4 | 7.4 | 7.35 | 6.41 | 7.4 | 7.4 | 7.4 | 7.4 | 7.4 | 7.23 | 7.4 | 7.4 | Y | North | FC
GYSRVL_7_WSPRNG |  |  | Warm Springs Hydro | CISO | N | NCNB | Fulton |  | Hydro | HYDRO | WATER | 3.75 | 3.8 |  |  |  |  | 1 | 24 | 24 |  |  |  |  | 0 | 0 | 0 | 0 | 0 | 0 | 0 | 0 | 0 | 0 | 0 | 0 | N | North | FC
NOVATO_6_LNDFL |  |  | Redwood Renewable Energy | CISO | N | NCNB |  |  | Biogas | RECIPROCATING ENGINE | BIOGAS | 3.9 | 3.9 |  |  |  |  | 1 | 24 | 24 |  |  |  |  | 3.35 | 3.63 | 3.22 | 3.06 | 3.02 | 2.14 | 1.78 | 1.7 | 1.84 | 1.52 | 2.03 | 2.07 | N | North | FC
WLDWD_1_SOLAR1 |  |  | Wildwood Solar I | CISO | N | CAISO System |  | Y | Solar_1Axis | PHOTO VOLTAIC | SUN | 20 | 20 |  |  |  |  | 1 | 24 | 24 |  |  |  |  | 0.1 | 0.1 | 0.1 | 0.27 | 1.41 | 11.34 | 14.59 | 5.34 | 9.5 | 0.1 | 0.1 | 0.1 | N | North | FC
HARBGN_7_UNITS |  |  | HARBOR COGEN COMBINED CYCLE | CISO | N | LA Basin | Western | Y | CCGT | COMBINED CYCLE | NATURAL GAS | 109.01 | 0 |  |  |  |  | 1 | 24 | 24 |  |  | 35 | 1 | 100 | 100 | 100 | 100 | 100 | 100 | 100 | 100 | 100 | 100 | 100 | 100 | Y | South | FC
PEARBL_2_NSPIN |  |  | PEARBL_2_NSPIN | CISO | N | CAISO System |  |  | Pump | PUMP | WATER | 118 | 151.2 |  |  |  |  | 1 | 24 | 24 |  |  |  |  | 21 | 21 | 21 | 46 | 46 | 46 | 46 | 46 | 46 | 46 | 46 | 46 | Y | South | FC
HATCR2_7_UNIT |  |  | Hat Creek #2 | CISO | N | CAISO System |  |  | Hydro | HYDRO | WATER | 8.5 | 8.5 |  |  |  |  | 1 | 24 | 24 |  |  |  |  | 2.27 | 3.11 | 2.51 | 1.37 | 1.42 | 1.41 | 1.24 | 1.17 | 1.26 | 1.53 | 2.81 | 2.59 | N | North | FC
HATLOS_6_LSCRK |  |  | Lost Creek 1 & 2 Hydro Conversion | CISO | N | CAISO System |  |  | Hydro | HYDRO | WATER | 1.7 | 1.7 |  |  |  |  | 1 | 24 | 24 |  |  |  |  | 0.95 | 0.89 | 0.96 | 1.07 | 0.93 | 0.89 | 0.86 | 0.83 | 0.81 | 0.83 | 0.83 | 0.8 | N | North | FC
HATRDG_2_WIND |  |  | Hatchet Ridge Wind Farm | CISO | N | CAISO System |  |  | Wind | WIND | WIND | 102 | 102 |  |  |  |  | 1 | 24 | 24 |  |  |  |  | 5.79 | 8.66 | 18.07 | 35.83 | 47.05 | 43.52 | 43.8 | 30.99 | 25.1 | 11.15 | 4.11 | 5.64 | N | North | FC
USWND2_1_WIND1 |  |  | Golden Hills A | CISO | N | CAISO System |  |  | Wind | WIND | WIND | 42.96 | 43 |  |  |  |  | 1 | 24 | 24 |  |  |  |  | 2.44 | 3.65 | 7.61 | 15.09 | 19.82 | 18.33 | 18.45 | 13.05 | 10.57 | 4.7 | 1.73 | 2.37 | N | North | FC
HELMPG_7_UNIT 1 |  |  | HELMS PUMP-GEN UNIT 1 | CISO | N | Fresno |  |  | Pumped Hydro | PUMPED STORAGE | WATER | 407 | 407 |  |  |  |  | 1 | 24 | 24 |  |  | 407 | 1 | 407 | 407 | 407 | 407 | 407 | 407 | 407 | 407 | 407 | 407 | 407 | 407 | Y | North | FC
HELMPG_7_UNIT 2 |  |  | HELMS PUMP-GEN UNIT 2 | CISO | N | Fresno |  |  | Pumped Hydro | PUMPED STORAGE | WATER | 407 | 407 |  |  |  |  | 1 | 24 | 24 |  |  | 407 | 1 | 407 | 407 | 407 | 407 | 407 | 407 | 407 | 407 | 407 | 407 | 407 | 407 | Y | North | FC
SUNCAT_2_A2BSR2 |  | ARLNTN_2_AR1SR1, SUNCAT_2_A2ABT2 | Arlington Solar Unit 2B | CISO | N | CAISO System |  |  | Paired_Solar_1Axis | PHOTO VOLTAIC | SUN | 133 | 133 |  |  |  |  | 1 | 24 | 24 | 269 |  |  |  | 0.1 | 0.1 | 0.1 | 0.63 | 4.28 | 56.56 | 89.5 | 26.99 | 51.81 | 0.23 | 0.1 | 0.1 | N | South | FC |  | Group name: ARLINGTON_1196_2 - Max to grid 269 MW. Co-located with SUNCAT_2_A2ABT2, ARLNTN_2_AR1SR1
ULTRCK_2_UNIT |  |  | Rio Bravo Rocklin | CISO | N | Sierra | Drum-Rio Oso, South of Rio Oso, South of Palermo |  | Biomass/Wood | STEAM | BIOMASS | 24.4 | 28.8 |  |  |  |  | 1 | 24 | 24 |  |  |  |  | 15.06 | 21.43 | 22.9 | 18.1 | 21.95 | 23.51 | 21.3 | 22.94 | 18.9 | 18.27 | 23.76 | 21.94 | N | North | FC
RSMSLR_6_SOLAR1 |  |  | Rosamond One | CISO | N | Big Creek-Ventura |  |  | Solar_Fixed | PHOTO VOLTAIC | SUN | 20 | 20 |  |  |  |  | 1 | 24 | 24 |  |  |  |  | 0.1 | 0.1 | 0.1 | 0.1 | 0.3 | 5.06 | 9.93 | 2.45 | 5.35 | 0.1 | 0.1 | 0.1 | N | South | FC
HENRTA_6_SOLAR2 |  |  | Westside Solar Power PV1 | CISO | N | Fresno |  | Y | Solar_1Axis | PHOTO VOLTAIC | SUN | 2 | 2 |  |  |  |  | 1 | 24 | 24 |  |  |  |  | 0 | 0 | 0 | 0 | 0 | 0 | 0 | 0 | 0 | 0 | 0 | 0 | N | North | EO
MSTANG_2_MTGBT1 |  | MSTANG_2_SOLAR, MSTANG_2_SOLAR3, MSTANG_2_SOLAR4 | Mustang 1 BESS | CISO | N | Fresno |  |  | Paired_BattStorage | OTHER | LESR | 75 | 75 | 0.8 | 300 | 300 | 1 | 1 | 24 | 4 | 100 | TRUE | 150 | 1 | 75 | 75 | 75 | 75 | 75 | 75 | 75 | 75 | 75 | 75 | 75 | 75 | Y | North | FC |  | Group name: MUSTANG_643W - Max to grid 100 MW.
HERDLN_6_BYHSR1 |  |  | Byron Highway Solar | CISO | N | CAISO System |  |  | Solar_Fixed | PHOTO VOLTAIC | SUN | 5 | 5 |  |  |  |  | 1 | 24 | 24 |  |  |  |  | 0 | 0 | 0 | 0 | 0 | 0 | 0 | 0 | 0 | 0 | 0 | 0 | N | North | EO
HIDSRT_2_UNITS |  |  | HIGH DESERT POWER PROJECT AGGREGATE | CISO | N | CAISO System |  |  | CCGT | COMBINED CYCLE | NATURAL GAS | 850 | 0 |  |  |  |  | 1 | 24 | 24 |  |  | 650 | 1 | 850 | 850 | 850 | 850 | 850 | 850 | 850 | 850 | 850 | 850 | 850 | 850 | Y | South | FC
HIGGNS_1_COMBIE |  |  | Combie South | CISO | N | Sierra | Drum-Rio Oso, South of Rio Oso, South of Palermo |  | Hydro | HYDRO | WATER | 1.5 | 1.5 |  |  |  |  | 1 | 24 | 24 |  |  |  |  | 1.13 | 0.9 | 0.76 | 0.9 | 0.32 | 0.18 | 0.32 | 0.31 | 0.1 | 0.06 | 0.89 | 1.1 | N | North | FC
LOWGAP_7_QFUNTS |  |  | Matthews Dam Hydro | CISO | N | CAISO System |  |  | Hydro | HYDRO | WATER | 1.35 | 3.5 |  |  |  |  | 1 | 24 | 24 |  |  |  |  | 0.92 | 0.95 | 0.8 | 0.65 | 0.43 | 0.2 | 0.13 | 0.11 | 0.19 | 0.23 | 0.48 | 0.6 | N | North | FC
PROXSR_2_PS1SR2 |  | PROXSR_2_PS1BT2 | Proxima Solar 1B | CISO | N | CAISO System |  |  | Paired_Solar_1Axis | PHOTO VOLTAIC | SUN | 69.74 | 70 |  |  |  |  | 1 | 24 | 24 | 70 |  |  |  | 0.1 | 0.1 | 0.1 | 0.95 | 4.9 | 38 | 38 | 18.63 | 33.14 | 0.26 | 0.1 | 0.1 | N | North | FC | 1 | Group name: PROXIMA_1244_1 - Max to grid 70 MW. Max 38 MW NQC. Co-located with PROXSR_2_PS1BT2.
HILAND_7_YOLOWD |  |  | CLEAR LAKE UNIT 1 | CISO | N | NCNB | Eagle Rock, Fulton |  | Hydro | HYDRO | WATER | 3.75 | 3.8 |  |  |  |  | 1 | 24 | 24 |  |  |  |  | 0 | 0 | 0 | 0 | 0 | 0 | 0 | 0 | 0 | 0 | 0 | 0 | N | North | EO
ARLVAL_5_SOLAR |  |  | Arlington Valley Solar Energy II | SRP | Y | Import |  |  | Solar_Fixed | PHOTO VOLTAIC | SUN | 127 | 127 |  |  |  |  | 1 | 24 | 24 |  |  |  |  | 0.1 | 0.1 | 3.43 | 13.76 | 24.05 | 68.89 | 85.21 | 55.08 | 73.85 | 10.82 | 0.1 | 0.1 |  | South | IAR
HINSON_6_LBECH1 |  |  | Long Beach Unit 1 | CISO | N | LA Basin | Western |  | Peaker | FTUR | NATURAL GAS | 63 | 70 |  |  |  |  | 1 | 24 | 24 |  |  | 63 | 1 | 63 | 63 | 63 | 63 | 63 | 63 | 63 | 63 | 63 | 63 | 63 | 63 | Y | South | FC
HINSON_6_LBECH3 |  |  | Long Beach Unit 3 | CISO | N | LA Basin | Western |  | Peaker | FTUR | NATURAL GAS | 63 | 70 |  |  |  |  | 1 | 24 | 24 |  |  | 63 | 1 | 63 | 63 | 63 | 63 | 63 | 63 | 63 | 63 | 63 | 63 | 63 | 63 | Y | South | FC
OAK C_1_EBMUD |  |  | MWWTP PGS 1 - ENGINES | CISO | N | Bay Area | Oakland | Y | Biogas | RECIPROCATING ENGINE | BIOGAS | 6.9 | 6.9 |  |  |  |  | 1 | 24 | 24 |  |  |  |  | 1.96 | 1.58 | 1.38 | 1.57 | 1.95 | 1.52 | 1.33 | 1.57 | 1.77 | 1.78 | 1.69 | 2 | N | North | FC
HINSON_6_LBECH4 |  |  | Long Beach Unit 4 | CISO | N | LA Basin | Western |  | Peaker | FTUR | NATURAL GAS | 63 | 70 |  |  |  |  | 1 | 24 | 24 |  |  | 63 | 1 | 63 | 63 | 63 | 63 | 63 | 63 | 63 | 63 | 63 | 63 | 63 | 63 | Y | South | FC
HNTGBH_2_PL1X3 |  |  | Huntington Beach Energy | CISO | N | LA Basin | Western |  | CCGT | COMBINED CYCLE | NATURAL GAS | 673.8 | 0 |  |  |  |  | 1 | 24 | 24 |  |  | 534.64 | 1 | 673.8 | 673.8 | 673.8 | 673.8 | 673.8 | 673.8 | 673.8 | 673.8 | 673.8 | 673.8 | 673.8 | 673.8 | Y | South | FC
KERNRG_1_UNITS |  |  | South Belridge Cogen Facility | CISO | N | CAISO System |  | Y | Peaker | COMBUSTION TURBINE | NATURAL GAS | 55.2 | 69.6 |  |  |  |  | 1 | 24 | 24 |  |  |  |  | 9.63 | 3.68 | 2.36 | 1.3 | 13.73 | 7.95 | 8.6 | 8.91 | 6.95 | 9.81 | 1.19 | 3.39 | N | North | FC
HOLGAT_1_BORAX |  |  | U.S. Borax, Unit 1 | CISO | N | CAISO System |  |  | CHP |  | OTHER | 48.2 | 48.2 |  |  |  |  | 1 | 24 | 24 |  |  |  |  | 18.18 | 18.84 | 17.87 | 15.89 | 13.1 | 24.17 | 13.59 | 13.75 | 12.27 | 15.29 | 25.21 | 19.73 | N | South | FC
SNCLRA_2_HOWLNG |  |  | Houwelings Nurseries Oxnard, Inc | CISO | N | Big Creek-Ventura | S.Clara, Moorpark |  | CHP | RECIPROCATING ENGINE | NATURAL GAS | 12.71 | 13.2 |  |  |  |  | 1 | 24 | 24 |  |  |  |  | 8.16 | 5.71 | 5.66 | 3.86 | 3.37 | 6.88 | 5.22 | 5.24 | 5.78 | 2.89 | 4.84 | 3.34 | N | South | FC
NEWARK_1_QF |  |  | NEWARK 1 QF | CISO | N | Bay Area |  |  | CHP | OTHER | OTHER | 0.1 | 1.1 |  |  |  |  | 1 | 24 | 24 |  |  |  |  | 0.03 | 0.03 | 0.03 | 0.03 | 0.03 | 0.03 | 0.03 | 0.03 | 0.03 | 0.03 | 0.03 | 0.02 | N | North | FC
LOTUS_6_LSFSR1 |  |  | Lotus Solar Farm | CISO | N | Fresno | Borden |  | Solar_1Axis | PHOTO VOLTAIC | SUN | 50 | 50 |  |  |  |  | 1 | 24 | 24 |  |  |  |  | 0.1 | 0.1 | 0.1 | 0.68 | 3.51 | 28.35 | 36.48 | 13.36 | 23.76 | 0.19 | 0.1 | 0.1 | N | North | FC
TMPLTN_2_SOLAR |  |  | Vintner Solar | CISO | N | CAISO System |  |  | Solar_Fixed | PHOTO VOLTAIC | SUN | 1.5 | 1.5 |  |  |  |  | 1 | 24 | 24 |  |  |  |  | 0.1 | 0.1 | 0.1 | 0.1 | 0.1 | 0.57 | 0.9 | 0.3 | 0.6 | 0.1 | 0.1 | 0.1 | N | North | FC
RTEDDY_2_RWSBT2 |  | RTEDDY_2_RWSBT1, RTEDDY_2_RWSBT3, RTEDDY_2_RWSBT4, RTEDDY_2_RWSBT5, RTEDDY_2_SC1SR3, RTEDDY_2_SEBSR3, RTEDDY_2_SEBSR4, RTEDDY_2_SPASR4, RTEDDY_2_SRXSR4 | Rosamond West Solar Central BESS A2 | CISO | N | CAISO System |  |  | Paired_BattStorage | OTHER | LESR | 30 | 30 | 0.8 | 120 | 120 | 1 | 1 | 24 | 4 | 299.6 | FALSE | 60 | 1 | 30 | 30 | 30 | 30 | 30 | 30 | 30 | 30 | 30 | 30 | 30 | 30 | Y | South | FC |  | Group name: ROSAMOND_WEST_506 - Max to grid 299.6 MW.
RECTOR_2_KAWH 1 |  |  | KAWEAH PH 1 UNIT 1 | CISO | N | Big Creek-Ventura | Rector, Vestal |  | Hydro | HYDRO | WATER | 2.25 | 2.3 |  |  |  |  | 1 | 24 | 24 |  |  |  |  | 0 | 0 | 0 | 0 | 0 | 0.1 | 0.04 | 0.03 | 0 | 0 | 0 | 0 | N | South | FC
INTKEP_2_UNITS |  |  | CCSF Hetch_Hetchy Hydro Aggregate | CISO | N | CAISO System |  |  | Hydro | HYDRO | WATER | 405 | 0 |  |  |  |  | 1 | 24 | 24 |  |  | 239 | 1 | 307 | 307 | 307 | 307 | 307 | 307 | 307 | 307 | 239 | 300 | 307 | 307 | Y | North | FC
IVSLR2_2_SM2SR1 |  |  | Silver Ridge Mount Signal 2 | CISO | N | San Diego-IV |  |  | Solar_1Axis | PHOTO VOLTAIC | SUN | 150 | 150 |  |  |  |  | 1 | 24 | 24 |  |  |  |  | 0.1 | 0.1 | 0.1 | 0.71 | 4.83 | 63.79 | 100.94 | 30.45 | 58.43 | 0.26 | 0.1 | 0.1 | N | South | FC
SLYCRK_1_UNIT 1 |  |  | SLY CREEK HYDRO | CISO | N | Sierra | Drum-Rio Oso |  | Hydro | HYDRO | WATER | 13 | 13 |  |  |  |  | 1 | 24 | 24 |  |  | 13 | 1 | 13 | 13 | 13 | 13 | 13 | 13 | 13 | 13 | 13 | 13 | 13 | 13 | Y | North | FC
JACMSR_1_JACSR1 |  |  | Jacumba Solar Farm | CISO | N | San Diego-IV |  |  | Solar_1Axis | PHOTO VOLTAIC | SUN | 20 | 19.7 |  |  |  |  | 1 | 24 | 24 |  |  |  |  | 0.1 | 0.1 | 0.1 | 0.1 | 0.64 | 8.5 | 13.46 | 4.06 | 7.79 | 0.1 | 0.1 | 0.1 | N | South | FC
JAVASR_1_JAVSR1 |  |  | Java Solar | CISO | N | Fresno | Herndon, Hanford |  | Solar_1Axis | PHOTO VOLTAIC | SUN | 13.5 | 14 |  |  |  |  | 1 | 24 | 24 |  |  |  |  | 0.1 | 0.1 | 0.1 | 0.18 | 0.95 | 7.66 | 9.85 | 3.61 | 6.41 | 0.1 | 0.1 | 0.1 | N | North | FC
JAWBNE_2_SRWWD2 |  |  | Sky River Wind Repower B | CISO | N | CAISO System |  |  | Wind | WIND | WIND | 30.2 | 30.2 |  |  |  |  | 1 | 24 | 24 |  |  |  |  | 2.54 | 6.12 | 6.86 | 11.05 | 12.46 | 11.35 | 11.31 | 10.44 | 6.41 | 3.43 | 1.99 | 1.95 | N | South | FC
SPAULD_6_UNIT12 |  |  | SPAULDING HYDRO PH 1 & 2 AGGREGATE | CISO | N | Sierra | Drum-Rio Oso, South of Palermo |  | Hydro | HYDRO | WATER | 11.4 | 0 |  |  |  |  | 1 | 24 | 24 |  |  | 0 | 1 | 2.98 | 1.65 | 1.8 | 2.16 | 6.24 | 6.38 | 4.82 | 4.24 | 1.38 | 2.8 | 2.48 | 2.58 | Y | North | FC
JAYNE_6_WLSLR |  |  | Westlands Solar Farm PV 1 | CISO | N | Fresno | Coalinga | Y | Solar_Fixed | PHOTO VOLTAIC | SUN | 18 | 18 |  |  |  |  | 1 | 24 | 24 |  |  |  |  | 0.1 | 0.1 | 0.1 | 0.24 | 0.94 | 6.9 | 10.78 | 3.62 | 7.21 | 0.12 | 0.1 | 0.1 | N | North | ID | 1 | Q633 - 23TPD - Waiting for Manning and many other projects.
ZOND_6_UNIT |  |  | ZOND WINDSYSTEMS INC. | CISO | N | Bay Area | Contra Costa |  | Wind | WIND | WIND | 17.1 | 21.87 |  |  |  |  | 1 | 24 | 24 |  |  |  |  | 0.97 | 1.45 | 3.03 | 6.01 | 7.89 | 7.3 | 7.34 | 5.2 | 4.21 | 1.87 | 0.69 | 0.95 | N | North | FC
SANLOB_1_LNDFIL |  |  | Cold Canyon | CISO | N | CAISO System |  |  | Biogas | RECIPROCATING ENGINE | BIOGAS | 1.5 | 5 |  |  |  |  | 1 | 24 | 24 |  |  |  |  | 0 | 0 | 0 | 0 | 0 | 0 | 0 | 0 | 0 | 0 | 0 | 0 | N | North | EO
JOHANN_2_OCEBT2 |  |  | Orange County Energy Storage 2 | CISO | N | LA Basin | Western |  | Battery Storage | OTHER | LESR | 9 | 9 | 0.8 | 36 | 36 | 1 | 1 | 24 | 4 |  | TRUE | 18 | 3 | 9 | 9 | 9 | 9 | 9 | 9 | 9 | 9 | 9 | 9 | 9 | 9 | Y | South | FC
OXBOW_6_DRUM |  |  | OXBOW HYDRO | CISO | N | Sierra | Drum-Rio Oso, South of Palermo |  | Hydro | HYDRO | WATER | 5.8 | 6 |  |  |  |  | 1 | 24 | 24 |  |  |  |  | 1.43 | 1.19 | 1.02 | 1.39 | 0.82 | 0.78 | 2.85 | 3.28 | 2.76 | 0.02 | 0.87 | 1.51 | N | North | FC
YELPIN_2_YP2SR1 |  | YELPIN_2_YP2BT1 | Yellow Pine 2 | CISO | N | CAISO System |  |  | Paired_Solar_1Axis | PHOTO VOLTAIC | SUN | 125 | 125 |  |  |  |  | 1 | 24 | 24 | 125 |  |  |  | 0.1 | 0.1 | 0.1 | 0.6 | 4.02 | 53.15 | 60 | 25.37 | 48.69 | 0.22 | 0.1 | 0.1 | N | South | ID | 1 | Q1341 - Group name: YELLOW_PINE_1341_1 - Max to grid 125 MW. Waiting for Lugo-Victorville CRAS - Co-located with 65 MW battery YELPIN_2_YP2BT1
KELSO_2_UNITS |  |  | Mariposa Energy | CISO | N | Bay Area | Contra Costa |  | Peaker | COMBUSTION TURBINE | NATURAL GAS | 198.03 | 0 |  |  |  |  | 1 | 24 | 24 |  |  | 198.03 | 1 | 198.03 | 198.03 | 198.03 | 198.03 | 198.03 | 198.03 | 198.03 | 198.03 | 198.03 | 198.03 | 198.03 | 198.03 | Y | North | FC
MONTPH_7_UNITS |  |  | MONTICELLO HYDRO AGGREGATE | CISO | N | NCNB | Fulton |  | Hydro | HYDRO | WATER | 12.5 | 0 |  |  |  |  | 1 | 24 | 24 |  |  |  |  | 0.23 | 0.36 | 1.23 | 2.9 | 4.48 | 6.95 | 8.01 | 6.9 | 5.23 | 3.09 | 0.67 | 0.72 | N | North | FC
MARVEL_2_MARBX2 |  |  | Marvel | CISO | N | LA Basin | Eastern, Valley-Devers |  | Battery Storage | OTHER | LESR | 325 | 325 | 0.83 | 1300 | 3537.7049 | 2.7213 | 1 | 24 | 10.8852 |  | TRUE | 650 | 1 | 325 | 325 | 325 | 325 | 325 | 325 | 325 | 325 | 325 | 325 | 325 | 325 | Y | South | FC
KERKH2_7_UNIT 1 |  |  | KERKHOFF PH 2 UNIT #1 | CISO | N | Fresno | Herndon, Wilson 115 kV |  | Hydro | HYDRO | WATER | 153.9 | 153.9 |  |  |  |  | 1 | 24 | 24 |  |  | 0 | 1 | 23.4 | 22.5 | 33.6 | 74.6 | 99.32 | 29.76 | 32.04 | 74.6 | 87.68 | 27.92 | 10 | 30.56 | Y | North | FC
MSOLAR_2_SOLAR1 |  |  | Mesquite Solar 1 | CISO | N | CAISO System |  |  | Solar_Fixed | PHOTO VOLTAIC | SUN | 165 | 170 |  |  |  |  | 1 | 24 | 24 |  |  |  |  | 0.1 | 0.1 | 0.1 | 0.48 | 2.51 | 41.75 | 81.93 | 20.23 | 44.14 | 0.26 | 0.1 | 0.1 | N | South | FC
KERNFT_1_UNITS |  |  | KERN FRONT LIMITED | CISO | N | Kern | South Kern PP | Y | Peaker | COMBUSTION TURBINE | NATURAL GAS | 52.4 | 60 |  |  |  |  | 1 | 24 | 24 |  |  | 32.4 | 1 | 52.4 | 52.4 | 52.4 | 52.4 | 52.4 | 52.4 | 52.4 | 52.4 | 52.4 | 52.4 | 52.4 | 52.4 | Y | North | FC
MAGNLA_6_CERRITOS |  |  | Magnolia Power Plant Cerritos | LADWP | Y | Import |  |  | CCGT | COMBINED CYCLE | NATURAL GAS | 12 | 0 |  |  |  |  | 1 | 24 | 24 |  |  |  |  | 12 | 12 | 12 | 12 | 12 | 12 | 12 | 12 | 12 | 12 | 12 | 12 |  | South | IAR
KERRGN_1_UNIT 1 |  |  | KERN RIVER HYDRO UNITS 1-4 AGGREGATE | CISO | N | CAISO System |  | Y | Hydro | HYDRO | WATER | 25.6 | 26.3 |  |  |  |  | 1 | 24 | 24 |  |  |  |  | 10.82 | 14.72 | 14.95 | 23.23 | 24.04 | 21.89 | 19.17 | 13.05 | 10.05 | 11.14 | 11.78 | 11.83 | N | South | FC
PEORIA_1_SOLAR |  |  | Sonora 1 | CISO | N | Stockton | Tesla-Bellota, Stanislaus |  | Solar_Fixed | PHOTO VOLTAIC | SUN | 1.5 | 1.5 |  |  |  |  | 1 | 24 | 24 |  |  |  |  | 0.1 | 0.1 | 0.1 | 0.1 | 0.1 | 0.57 | 0.9 | 0.3 | 0.6 | 0.1 | 0.1 | 0.1 | N | North | FC
LAMONT_1_SOLAR1 |  |  | Regulus Solar | CISO | N | Kern | South Kern PP, Kern PWR-Tevis | Y | Solar_1Axis | PHOTO VOLTAIC | SUN | 60 | 60 |  |  |  |  | 1 | 24 | 24 |  |  |  |  | 0.1 | 0.1 | 0.1 | 0.82 | 4.22 | 34.02 | 43.78 | 16.03 | 28.51 | 0.23 | 0.1 | 0.1 | N | North | FC
SEARLS_1_TS3SR1 |  |  | Trona Solar III | CISO | N | CAISO System |  |  | Solar_1Axis | PHOTO VOLTAIC | SUN | 2 | 2 |  |  |  |  | 1 | 24 | 24 |  |  |  |  | 0 | 0 | 0 | 0 | 0 | 0 | 0 | 0 | 0 | 0 | 0 | 0 | N | South | EO
SCHNDR_1_FIVPTS |  |  | Five Points Solar Station | CISO | N | Fresno | Coalinga, Panoche 115 kV | Y | Solar_Fixed | PHOTO VOLTAIC | SUN | 15 | 15 |  |  |  |  | 1 | 24 | 24 |  |  |  |  | 0.1 | 0.1 | 0.1 | 0.2 | 0.79 | 5.75 | 8.99 | 3.01 | 6.01 | 0.1 | 0.1 | 0.1 | N | North | FC
KNGBRD_2_SOLAR2 |  |  | Kingbird Solar B | CISO | N | CAISO System |  |  | Solar_1Axis | PHOTO VOLTAIC | SUN | 20 | 20 |  |  |  |  | 1 | 24 | 24 |  |  |  |  | 0.1 | 0.1 | 0.1 | 0.1 | 0.64 | 8.5 | 13.46 | 4.06 | 7.79 | 0.1 | 0.1 | 0.1 | N | South | FC
KNGCTY_6_UNITA1 |  |  | King City Energy Center, Unit 1 | CISO | N | CAISO System |  |  | Peaker | COMBUSTION TURBINE | NATURAL GAS | 44.6 | 49.9 |  |  |  |  | 1 | 24 | 24 |  |  | 44.6 | 1 | 44.6 | 44.6 | 44.6 | 44.6 | 44.6 | 44.6 | 44.6 | 44.6 | 44.6 | 44.6 | 44.6 | 44.6 | Y | North | FC
KNTSTH_6_SOLAR |  |  | Kent South | CISO | N | Fresno |  | Y | Solar_Fixed | PHOTO VOLTAIC | SUN | 20 | 20 |  |  |  |  | 1 | 24 | 24 |  |  |  |  | 0.1 | 0.1 | 0.1 | 0.27 | 1.05 | 7.66 | 11.98 | 4.02 | 8.01 | 0.13 | 0.1 | 0.1 | N | North | ID | 1 | Q650AB - 23TPD - Waiting for Manning and many other projects.
LOWGAP_1_SUPHR |  |  | Mill & Sulphur Creek Hydro | CISO | N | CAISO System |  |  | Hydro | HYDRO | WATER | 0.99 | 1 |  |  |  |  | 1 | 24 | 24 |  |  |  |  | 0.43 | 0.3 | 0.15 | 0.27 | 0.08 | 0 | 0 | 0 | 0 | 0.05 | 0.04 | 0.15 | N | North | FC
MSHGTS_6_MMARLF |  |  | MIRAMAR LANDFILL | CISO | N | San Diego-IV | San Diego |  | Biogas | RECIPROCATING ENGINE | BIOGAS | 5 | 3 |  |  |  |  | 1 | 24 | 24 |  |  |  |  | 3.68 | 3.92 | 4.13 | 4.09 | 4.3 | 4.17 | 4.43 | 4.37 | 4.77 | 4.05 | 3.85 | 3.87 | N | South | FC
SENTNL_2_CTG6 |  |  | Sentinel Unit 6 | CISO | N | LA Basin | Eastern, Valley-Devers |  | Peaker | COMBUSTION TURBINE | NATURAL GAS | 105 | 131.8 |  |  |  |  | 1 | 24 | 24 |  |  | 105 | 1 | 105 | 105 | 105 | 105 | 105 | 105 | 105 | 105 | 105 | 105 | 105 | 105 | Y | South | FC
KRNCNY_6_UNIT |  |  | KERN CANYON POWERHOUSE | CISO | N | CAISO System |  |  | Hydro | HYDRO | WATER | 10.6 | 11.5 |  |  |  |  | 1 | 24 | 24 |  |  |  |  | 2.13 | 3.88 | 4.29 | 7.68 | 7.75 | 7.13 | 5.91 | 4.62 | 3.64 | 3.39 | 3.47 | 2.86 | N | North | FC
WSNR_2_CVPDYN |  |  | Central Valley 1 | BANC | Y | Import |  |  | Hydro | HYDRO | WATER | 10 | 0 |  |  |  |  | 1 | 24 | 24 |  |  |  |  | 10 | 10 | 10 | 10 | 10 | 10 | 10 | 10 | 10 | 10 | 10 | 10 |  | North | IAR
KYCORA_6_KMSBT1 |  |  | Kearny Mesa Storage | CISO | N | San Diego-IV | San Diego |  | Battery Storage | OTHER | LESR | 1 | 1 | 0.8 | 4 | 4 | 1 | 1 | 24 | 4 |  | TRUE | 0 | 1 | 0 | 0 | 0 | 0 | 0 | 0 | 0 | 0 | 0 | 0 | 0 | 0 | Y | South | EO
WALCRK_2_CTG4 |  |  | Walnut Creek Energy Park Unit 4 | CISO | N | LA Basin | Western | Y | Peaker | COMBUSTION TURBINE | NATURAL GAS | 100.1 | 102.5 |  |  |  |  | 1 | 24 | 24 |  |  | 100.1 | 1 | 100.1 | 100.1 | 100.1 | 100.1 | 100.1 | 100.1 | 100.1 | 100.1 | 100.1 | 100.1 | 100.1 | 100.1 | Y | South | FC
TRNQL8_2_AZUSR1 |  |  | Tranquillity 8 Azul | CISO | N | Fresno |  |  | Solar_1Axis | PHOTO VOLTAIC | SUN | 20 | 20 |  |  |  |  | 1 | 24 | 24 |  |  |  |  | 0.1 | 0.1 | 0.1 | 0.27 | 1.41 | 11.34 | 14.59 | 5.34 | 9.5 | 0.1 | 0.1 | 0.1 | N | North | FC
MCFLND_5_MFSSR1 |  | MCFLND_5_MSCBT1,MCFLND_5_MFSBT1 | McFarland Solar A PV | CISO | N | CAISO System |  |  | Paired_Solar_1Axis | PHOTO VOLTAIC | SUN | 200 | 200 |  |  |  |  | 1 | 24 | 24 | 350 |  |  |  | 0 | 0 | 0 | 0 | 0 | 0 | 0 | 0 | 0 | 0 | 0 | 0 | N | South | EO |  | 200 MW solar EO - Group name: MCFLND_1171 - Max to grid 500 MW. Co-located with MCFLND_5_MFSBT1. May use deliverability from Mc Fanrland C - current COD Feb 2025.
LAMONT_1_SOLAR2 |  |  | Redwood Solar Farm 4 | CISO | N | Kern | South Kern PP, Kern PWR-Tevis | Y | Solar_1Axis | PHOTO VOLTAIC | SUN | 20 | 20 |  |  |  |  | 1 | 24 | 24 |  |  |  |  | 0.1 | 0.1 | 0.1 | 0.27 | 1.41 | 11.34 | 14.59 | 5.34 | 9.5 | 0.1 | 0.1 | 0.1 | N | North | FC
RTREE_2_WIND2 |  |  | Rising Tree 2 | CISO | N | CAISO System |  |  | Wind | WIND | WIND | 19.8 | 19.8 |  |  |  |  | 1 | 24 | 24 |  |  |  |  | 1.66 | 4.02 | 4.5 | 7.24 | 8.17 | 7.44 | 7.41 | 6.85 | 4.2 | 2.25 | 1.31 | 1.28 | N | South | FC
LAMONT_1_SOLAR3 |  |  | Woodmere Solar Farm | CISO | N | Kern | South Kern PP, Kern PWR-Tevis | Y | Solar_1Axis | PHOTO VOLTAIC | SUN | 14.99 | 15 |  |  |  |  | 1 | 24 | 24 |  |  |  |  | 0.1 | 0.1 | 0.1 | 0.2 | 1.05 | 8.5 | 10.94 | 4.01 | 7.12 | 0.1 | 0.1 | 0.1 | N | North | FC
LAMONT_1_SOLAR4 |  |  | Hayworth Solar Farm | CISO | N | Kern | South Kern PP, Kern PWR-Tevis | Y | Solar_1Axis | PHOTO VOLTAIC | SUN | 26.66 | 27 |  |  |  |  | 1 | 24 | 24 |  |  |  |  | 0.1 | 0.1 | 0.1 | 0.36 | 1.87 | 15.12 | 19.45 | 7.12 | 12.67 | 0.1 | 0.1 | 0.1 | N | North | FC
SISPRG_2_DS3SR3 |  | SISPRG_2_DS3BT3 | Daggett Solar 3 cd PV | CISO | N | CAISO System |  |  | Paired_Solar_1Axis | PHOTO VOLTAIC | SUN | 50 | 50 |  |  |  |  | 1 | 24 | 24 | 50 |  |  |  | 0.1 | 0.1 | 0.1 | 0.24 | 1.61 | 21.26 | 33.65 | 10.15 | 19.48 | 0.1 | 0.1 | 0.1 | N | South | FC |  | Q1314 - Group name: DAGGETT_SOLAR3_1314_3 - Max to grid 50 MW. Max 37.5 MW NQC. Waiting for Mojave RAS. Co-located with SISPRG_2_DS3BT3.
LAPLMA_2_UNIT 2 |  |  | La Paloma Generating Plant Unit #2 | CISO | N | CAISO System |  |  | CCGT | COMBINED CYCLE | NATURAL GAS | 266 | 295 |  |  |  |  | 1 | 24 | 24 |  |  | 201 | 1 | 266 | 266 | 266 | 266 | 266 | 266 | 266 | 266 | 266 | 266 | 266 | 266 | Y | North | FC
VESTAL_2_RTS042 |  |  | SPVP042 Porterville Solar | CISO | N | Big Creek-Ventura | Vestal | Y | Solar_Fixed | PHOTO VOLTAIC | SUN | 5 | 5 |  |  |  |  | 1 | 24 | 24 |  |  |  |  | 0 | 0 | 0 | 0 | 0 | 0 | 0 | 0 | 0 | 0 | 0 | 0 | N | South | EO
MENBIO_6_RENEW1 |  |  | CalRENEW - 1(A) | CISO | N | Fresno | Herndon, Panoche 115 kV, Wilson 115 kV | Y | Solar_Fixed | PHOTO VOLTAIC | SUN | 5 | 5 |  |  |  |  | 1 | 24 | 24 |  |  |  |  | 0.1 | 0.1 | 0.1 | 0.1 | 0.26 | 1.92 | 3 | 1 | 2 | 0.1 | 0.1 | 0.1 | N | North | FC
LARKSP_6_UNIT 1 |  |  | LARKSPUR PEAKER UNIT 1 | CISO | N | San Diego-IV | San Diego, Border |  | Peaker | COMBUSTION TURBINE | NATURAL GAS | 49 | 49 |  |  |  |  | 1 | 24 | 24 |  |  | 49 | 1 | 49 | 49 | 49 | 49 | 49 | 49 | 49 | 49 | 49 | 49 | 49 | 49 | Y | South | FC
VSTAES_6_VESBT1 |  |  | Vista Energy Storage | CISO | N | San Diego-IV | San Diego |  | Battery Storage | OTHER | LESR | 32 | 40 | 0.8 | 32 | 32 | 1 | 1 | 24 | 4 |  | TRUE | 50 | 1 | 10 | 8 | 8 | 8 | 8 | 8 | 8 | 8 | 8 | 8 | 8 | 8 | Y | South | PD | 30
LARKSP_6_UNIT 2 |  |  | LARKSPUR PEAKER UNIT 2 | CISO | N | San Diego-IV | San Diego, Border |  | Peaker | COMBUSTION TURBINE | NATURAL GAS | 49 | 49 |  |  |  |  | 1 | 24 | 24 |  |  | 49 | 1 | 49 | 49 | 49 | 49 | 49 | 49 | 49 | 49 | 49 | 49 | 49 | 49 | Y | South | FC
LITLRK_6_SOLAR4 |  |  | Little Rock Pham Solar | CISO | N | Big Creek-Ventura |  |  | Solar_1Axis | PHOTO VOLTAIC | SUN | 3 | 3 |  |  |  |  | 1 | 24 | 24 |  |  |  |  | 0.1 | 0.1 | 0.1 | 0.1 | 0.1 | 1.28 | 2.02 | 0.61 | 1.17 | 0.1 | 0.1 | 0.1 | N | South | FC
LTBERA_1_LB1SR1 |  |  | Little Bear Solar 1 | CISO | N | Fresno | Panoche 115 kV, Wilson 115 kV | Y | Solar_1Axis | PHOTO VOLTAIC | SUN | 40 | 40 |  |  |  |  | 1 | 24 | 24 |  |  |  |  | 0.1 | 0.1 | 0.1 | 0.54 | 2.81 | 22.68 | 29.19 | 10.69 | 19.01 | 0.15 | 0.1 | 0.1 | N | North | FC
PADUA_2_ONTARO |  |  | ONTARIO/SIERRA HYDRO PSP | CISO | N | LA Basin | Eastern | Y | Hydro | HYDRO | WATER | 1.92 | 1 |  |  |  |  | 1 | 24 | 24 |  |  |  |  | 0.52 | 0.59 | 0.46 | 0.74 | 0.81 | 0.74 | 0.74 | 0.63 | 0.51 | 0.48 | 0.44 | 0.46 | N | South | FC
RTEDDY_2_RWSBT4 |  | RTEDDY_2_RWSBT2, RTEDDY_2_RWSBT3, RTEDDY_2_RWSBT1, RTEDDY_2_RWSBT5, RTEDDY_2_SC1SR3, RTEDDY_2_SEBSR3, RTEDDY_2_SEBSR4, RTEDDY_2_SPASR4, RTEDDY_2_SRXSR4 | Rosamond West Solar Central BESS B | CISO | N | CAISO System |  |  | Paired_BattStorage | OTHER | LESR | 30 | 30 | 0.8 | 120 | 120 | 1 | 1 | 24 | 4 | 299.6 | FALSE | 60 | 1 | 30 | 30 | 30 | 30 | 30 | 30 | 30 | 30 | 30 | 30 | 30 | 30 | Y | South | FC |  | Group name: ROSAMOND_WEST_506 - Max to grid 299.6 MW.
LITLRK_6_GBCSR1 |  |  | Green Beanworks C | CISO | N | Big Creek-Ventura |  |  | Solar_1Axis | PHOTO VOLTAIC | SUN | 3 | 3 |  |  |  |  | 1 | 24 | 24 |  |  |  |  | 0.1 | 0.1 | 0.1 | 0.1 | 0.1 | 1.28 | 2.02 | 0.61 | 1.17 | 0.1 | 0.1 | 0.1 | N | South | FC
LITLRK_6_SOLAR1 |  |  | Lancaster Little Rock C | CISO | N | Big Creek-Ventura |  |  | Solar_1Axis | PHOTO VOLTAIC | SUN | 5 | 5 |  |  |  |  | 1 | 24 | 24 |  |  |  |  | 0.1 | 0.1 | 0.1 | 0.1 | 0.16 | 2.13 | 3.36 | 1.01 | 1.95 | 0.1 | 0.1 | 0.1 | N | South | FC
SANTGO_2_MABBT1 |  |  | Millikan Avenue BESS |  | Y | LA Basin | Western |  | Battery Storage |  |  | 2 |  | 0.8 | 8 | 8 | 1 | 1 | 24 | 4 |  |  | 4 | 3 | 2 | 2 | 2 | 2 | 2 | 2 | 2 | 2 | 2 | 2 | 2 | 2 | Y | South | FC
HOOVER_2_MWDPT |  |  | HOOVER MWD | WALC | Y | Import |  |  | Hydro | HYDRO | WATER | 249 | 250 |  |  |  |  | 1 | 24 | 24 |  |  | 249 | 1 | 249 | 249 | 249 | 249 | 249 | 249 | 249 | 249 | 249 | 249 | 249 | 249 |  | South | IAR
OLDRIV_6_BIOGAS |  |  | Bidart Old River 1 | CISO | N | Kern | South Kern PP, Kern 70 kV |  | Biogas | RECIPROCATING ENGINE | BIOGAS | 2 | 2 |  |  |  |  | 1 | 24 | 24 |  |  |  |  | 1.8 | 1.81 | 1.84 | 1.74 | 1.82 | 1.76 | 1.77 | 1.75 | 1.77 | 1.78 | 1.77 | 1.68 | N | North | FC
LNCSTR_6_CREST |  |  | Lanacaster Aggregate Solar Resources | CISO | N | Big Creek-Ventura |  |  | Solar_1Axis | PHOTO VOLTAIC | SUN | 5.5 | 5.7 |  |  |  |  | 1 | 24 | 24 |  |  |  |  | 0 | 0 | 0 | 0 | 0 | 0 | 0 | 0 | 0 | 0 | 0 | 0 | N | South | EO
SUTTER_2_CISO |  |  | Sutter Power Plant Pseudo-CISO | BANC | Y | Import |  |  | CCGT | COMBINED CYCLE | NATURAL GAS | 275 | 280 |  |  |  |  | 1 | 24 | 24 |  |  | 95 | 1 | 275 | 275 | 275 | 275 | 275 | 275 | 275 | 275 | 275 | 275 | 275 | 275 |  | North | IAR
SANBRN_2_SS2SB4 | SANBRN_2_SS2SB4_LESR |  | Sanborn Solar 2 Edwards Sanborn S4 | CISO | N | CAISO System |  |  | Hybrid_BattStorage | OTHER | HYBD | 4.5 | 36 | 0.8 | 18 | 18 | 1 | 1 | 24 | 4 | 36 | FALSE | 18 | 1 | 4.5 | 4.5 | 4.5 | 4.5 | 4.5 | 4.5 | 4.5 | 4.5 | 4.5 | 4.5 | 4.5 | 4.5 | Y | South | ID | 1 | Q1518 - Group name SANBORN_SOLAR2_1518 - Max to grid 500 MW. Hybrid 36 MW max to grid - 36 MW solar and 4.5 MW or 18 MWh BESS - CPUC monthly approved QCs are 4.6, 4.6, 4.6, 4.67, 5.66, 19.81, 28.73, 11.81, 18.52, 4.6, 4.6, 4.6 - Waiting for Windhub CRAS, Tehachapi CRAS and possibly other.
SANBRN_2_SS2SB4 | SANBRN_2_SS2SB4_SUN |  | Sanborn Solar 2 Edwards Sanborn S4 | CISO | N | CAISO System |  |  | Hybrid_Solar_1Axis | OTHER | HYBD | 36 | 36 |  |  |  |  | 1 | 24 | 24 | 36 |  | 18 | 1 | 0.1 | 0.1 | 0.1 | 0.17 | 1.16 | 15.31 | 24.23 | 7.31 | 14.02 | 0.1 | 0.1 | 0.1 | Y | South | ID | 1 | Q1518 - Group name SANBORN_SOLAR2_1518 - Max to grid 500 MW. Hybrid 36 MW max to grid - 36 MW solar and 4.5 MW or 18 MWh BESS - CPUC monthly approved QCs are 4.6, 4.6, 4.6, 4.67, 5.66, 19.81, 28.73, 11.81, 18.52, 4.6, 4.6, 4.6 - Waiting for Windhub CRAS, Tehachapi CRAS and possibly other.
LTBEAR_1_LB3SR3 |  |  | Little Bear 3 Solar | CISO | N | Fresno | Panoche 115 kV, Wilson 115 kV | Y | Solar_1Axis | PHOTO VOLTAIC | SUN | 20 | 20 |  |  |  |  | 1 | 24 | 24 |  |  |  |  | 0.1 | 0.1 | 0.1 | 0.27 | 1.41 | 11.34 | 14.59 | 5.34 | 9.5 | 0.1 | 0.1 | 0.1 | N | North | FC
WHTWTR_1_WINDA1 |  |  | Whitewater Hill Wind Project | CISO | N | LA Basin | Eastern, Valley-Devers |  | Wind | WIND | WIND | 57 | 61.5 |  |  |  |  | 1 | 24 | 24 |  |  |  |  | 5.17 | 12.47 | 13.97 | 22.5 | 25.37 | 23.11 | 23.03 | 21.27 | 13.06 | 6.99 | 4.06 | 3.98 | N | South | FC
OROVIL_6_UNIT |  |  | Oroville Cogeneration, LP | CISO | N | Sierra | Drum-Rio Oso |  | CHP | RECIPROCATING ENGINE | NATURAL GAS | 7.5 | 9.8 |  |  |  |  | 1 | 24 | 24 |  |  | 6.5 | 1 | 7.5 | 7.5 | 7.5 | 7.5 | 7.5 | 7.5 | 7.5 | 7.5 | 7.5 | 7.5 | 7.5 | 7.5 | Y | North | FC
PIT3_7_PL1X3 |  |  | PIT PH 3 UNITS 1, 2 & 3 AGGREGATE | CISO | N | CAISO System |  |  | Hydro | HYDRO | WATER | 70.6 | 0 |  |  |  |  | 1 | 24 | 24 |  |  | 0 | 1 | 64.8 | 38.78 | 32.6 | 37.38 | 50.6 | 46 | 52.4 | 49 | 49.2 | 28 | 29.6 | 40.8 | Y | North | FC
VISTA_6_QF |  |  | VISTA QFS | CISO | N | LA Basin | Eastern |  | CHP | OTHER | OTHER | 0.18 | 0.6 |  |  |  |  | 1 | 24 | 24 |  |  |  |  | 0.01 | 0.01 | 0.01 | 0.02 | 0.05 | 0.08 | 0.08 | 0.08 | 0.06 | 0.03 | 0.04 | 0.02 | N | South | FC
MANZNA_2_WIND |  |  | Manzana Wind | CISO | N | CAISO System |  |  | Wind | WIND | WIND | 189 | 0 |  |  |  |  | 1 | 24 | 24 |  |  |  |  | 15.88 | 38.33 | 42.93 | 69.15 | 77.97 | 71.02 | 70.76 | 65.35 | 40.13 | 21.49 | 12.48 | 12.22 | N | South | FC
NZWIND_6_CALWND |  |  | Wind Resource I | CISO | N | CAISO System |  |  | Wind | WIND | WIND | 9 | 8.7 |  |  |  |  | 1 | 24 | 24 |  |  |  |  | 0.76 | 1.83 | 2.04 | 3.29 | 3.71 | 3.38 | 3.37 | 3.11 | 1.91 | 1.02 | 0.59 | 0.58 | N | South | FC
MARCPW_6_SOLAR1 |  |  | Maricopa West Solar PV | CISO | N | CAISO System |  | Y | Solar_1Axis | PHOTO VOLTAIC | SUN | 20 | 20 |  |  |  |  | 1 | 24 | 24 |  |  |  |  | 0.1 | 0.1 | 0.1 | 0.27 | 1.41 | 11.34 | 14.59 | 5.34 | 9.5 | 0.1 | 0.1 | 0.1 | N | North | FC
MELRSE_6_MELBT1 |  |  | Melrose BESS 1 | CISO | N | San Diego-IV |  |  | Battery Storage | OTHER | LESR | 10 | 10 | 0.8 | 40 | 40 | 1 | 1 | 24 | 4 |  | TRUE | 20 | 1 | 10 | 10 | 10 | 10 | 10 | 10 | 10 | 10 | 10 | 10 | 10 | 10 | Y | South | FC
OASIS_6_SOLAR1 |  |  | Morgan Lancaster I | CISO | N | Big Creek-Ventura |  |  | Solar_2Axis | PHOTO VOLTAIC | SUN | 1.5 | 1.5 |  |  |  |  | 1 | 24 | 24 |  |  |  |  | 0 | 0 | 0 | 0 | 0 | 0 | 0 | 0 | 0 | 0 | 0 | 0 | N | South | EO
MESAP_1_QF |  |  | SMALL QF AGGREGATION - SAN LUIS OBISPO | CISO | N | CAISO System |  |  | CHP | OTHER | OTHER | 1 | 1 |  |  |  |  | 1 | 24 | 24 |  |  |  |  | 0 | 0 | 0 | 0 | 0 | 0 | 0 | 0 | 0 | 0 | 0 | 0 | N | North | FC
WEBER_6_FORWRD |  |  | Forward | CISO | N | CAISO System |  | Y | Biogas | RECIPROCATING ENGINE | BIOGAS | 4.2 | 4.3 |  |  |  |  | 1 | 24 | 24 |  |  |  |  | 4.05 | 4.05 | 3.82 | 3.61 | 4.01 | 3.98 | 4.01 | 3.98 | 3.88 | 4.04 | 4.03 | 4.02 | N | North | FC
METEC_2_PL1X3 |  |  | Metcalf Energy Center | CISO | N | Bay Area | South Bay-Moss Landing |  | CCGT | COMBINED CYCLE | NATURAL GAS | 597.05 | 0 |  |  |  |  | 1 | 24 | 24 |  |  | 417.05 | 1 | 597.05 | 597.05 | 597.05 | 597.05 | 597.05 | 597.05 | 597.05 | 597.05 | 597.05 | 597.05 | 597.05 | 597.05 | Y | North | FC
RUSCTY_2_UNITS |  |  | Russell City Energy Center | CISO | N | Bay Area | Ames | Y | CCGT | COMBINED CYCLE | NATURAL GAS | 615.18 | 0 |  |  |  |  | 1 | 24 | 24 |  |  | 420 | 1 | 615.18 | 615.18 | 615.18 | 612.7 | 607.7 | 598 | 593 | 593 | 595 | 606.1 | 615.18 | 615.18 | Y | North | FC
PIT5_7_QFUNTS |  |  | GRASSHOPPER FLAT HYDRO | CISO | N | CAISO System |  |  | Hydro | HYDRO | WATER | 1.1 | 3.8 |  |  |  |  | 1 | 24 | 24 |  |  |  |  | 0.4 | 0.25 | 0.19 | 0.41 | 0.37 | 0.13 | 0.01 | 0 | 0 | 0.01 | 0.05 | 0.04 | N | North | FC
MIRLOM_2_CORONA |  |  | MWD Corona Hydroelectric Recovery Plant | CISO | N | LA Basin | Eastern |  | Hydro | HYDRO | WATER | 2.85 | 2.8 |  |  |  |  | 1 | 24 | 24 |  |  |  |  | 1.5 | 0.89 | 0.64 | 0.88 | 1.42 | 0.88 | 0 | 0 | 0.12 | 0.6 | 0.66 | 1.11 | N | South | FC
SOLBLU_2_WSBBX2 |  | SOLBLU_2_WSBBX2 | Westlands Solar Blue BESS | CISO | N | CAISO System |  |  | Paired_BattStorage | OTHER | LESR | 225 | 0 | 0.8 | 900 | 900 | 1 | 1 | 24 | 4 | 250 | TRUE | 450 | 2 | 225 | 225 | 225 | 225 | 225 | 225 | 225 | 225 | 225 | 225 | 225 | 225 | Y | North | ID | 1 | Q1139 - Group name: WESTLANDS_1139 - Max to grid 250 MW - 23TPD - Waiting for Manning and possibly other. Co-located with SOLBLU_2_WSBSX2.
WDLEAF_7_UNIT 1 |  |  | WOODLEAF HYDRO | CISO | N | Sierra | Drum-Rio Oso |  | Hydro | HYDRO | WATER | 60 | 60 |  |  |  |  | 1 | 24 | 24 |  |  | 60 | 1 | 60 | 60 | 60 | 60 | 60 | 60 | 60 | 60 | 60 | 60 | 60 | 60 | Y | North | FC
MKTRCK_1_UNIT 1 |  |  | MCKITTRICK LIMITED | CISO | N | CAISO System |  | Y | Peaker | COMBUSTION TURBINE | NATURAL GAS | 47.72 | 57.9 |  |  |  |  | 1 | 24 | 24 |  |  | 47.72 | 1 | 47.72 | 47.72 | 47.72 | 47.72 | 47.72 | 47.72 | 47.72 | 47.72 | 47.72 | 47.72 | 47.72 | 47.72 | Y | North | FC
MOSSLD_2_PSP1 |  |  | MOSS LANDING POWER BLOCK 1 | CISO | N | Bay Area | South Bay-Moss Landing |  | CCGT | COMBINED CYCLE | NATURAL GAS | 510 | 0 |  |  |  |  | 1 | 24 | 24 |  |  | 368.98 | 1 | 510 | 510 | 510 | 510 | 510 | 510 | 510 | 510 | 510 | 510 | 510 | 510 | Y | North | FC
VESTAL_2_SOLAR1 |  |  | NICOLIS | CISO | N | Big Creek-Ventura | Vestal | Y | Solar_1Axis | PHOTO VOLTAIC | SUN | 20 | 20 |  |  |  |  | 1 | 24 | 24 |  |  |  |  | 0.1 | 0.1 | 0.1 | 0.1 | 0.64 | 8.5 | 13.46 | 4.06 | 7.79 | 0.1 | 0.1 | 0.1 | N | South | FC
MOSSLD_2_PSP2 |  |  | MOSS LANDING POWER BLOCK 2 | CISO | N | Bay Area | South Bay-Moss Landing |  | CCGT | COMBINED CYCLE | NATURAL GAS | 510 | 0 |  |  |  |  | 1 | 24 | 24 |  |  | 370 | 1 | 510 | 510 | 510 | 510 | 510 | 510 | 510 | 510 | 510 | 510 | 510 | 510 | Y | North | FC
SANWD_1_QF |  |  | San Gorgonio Farms Wind Farm | CISO | N | LA Basin | Eastern, Valley-Devers |  | Wind | WIND | WIND | 31 | 32 |  |  |  |  | 1 | 24 | 24 |  |  |  |  | 2.6 | 6.29 | 7.04 | 11.34 | 12.79 | 11.65 | 11.61 | 10.72 | 6.58 | 3.53 | 2.05 | 2.01 | N | South | FC
SUNSHN_2_LNDFL |  |  | Sunshine Gas Producers | CISO | N | Big Creek-Ventura |  |  | Biogas | COMBUSTION TURBINE | BIOGAS | 20 | 0 |  |  |  |  | 1 | 24 | 24 |  |  |  |  | 16.51 | 16.74 | 16.29 | 15.15 | 16.68 | 14.36 | 15.33 | 15.5 | 15.44 | 14.79 | 14.45 | 16.48 | N | South | FC
SPRGVL_2_EXETPV |  |  | Exeter Tulare PV | CISO | N | Big Creek-Ventura | Rector, Vestal |  | Solar_Fixed | PHOTO VOLTAIC | SUN | 3.5 | 3.5 |  |  |  |  | 1 | 24 | 24 |  |  |  |  | 0 | 0 | 0 | 0 | 0 | 0 | 0 | 0 | 0 | 0 | 0 | 0 | N | South | EO
PNCHPP_1_PL1X2 |  |  | Midway Peaking Aggregate | CISO | N | Fresno | Panoche 115 kV | Y | Peaker | COMBUSTION TURBINE | NATURAL GAS | 119.91 | 0 |  |  |  |  | 1 | 24 | 24 |  |  | 119.91 | 1 | 119.91 | 119.91 | 119.91 | 119.91 | 119.91 | 119.91 | 119.91 | 119.91 | 119.91 | 119.91 | 119.91 | 119.91 | Y | North | FC
SAUGUS_2_SPESBT1 |  |  | Santa Paula Energy Storage | CISO | N | Big Creek-Ventura |  |  | Battery Storage | OTHER | LESR | 30 | 30 | 0.8 | 120 | 120 | 1 | 1 | 24 | 4 |  | TRUE | 45 | 3 | 15 | 15 | 15 | 15 | 15 | 15 | 15 | 15 | 15 | 15 | 15 | 15 | Y | South | FC
MSOLAR_2_SOLAR2 |  |  | Mesquite Solar 2 | CISO | N | CAISO System |  |  | Solar_Fixed | PHOTO VOLTAIC | SUN | 100.81 | 165 |  |  |  |  | 1 | 24 | 24 |  |  |  |  | 0.1 | 0.1 | 0.1 | 0.3 | 1.53 | 25.51 | 50.06 | 12.36 | 26.97 | 0.16 | 0.1 | 0.1 | N | South | FC |  | Hybrid - However Solar is FCDS and BESS is EO
MSSION_2_QF |  |  | SMALL QF AGGREGATION - SAN DIEGO | CISO | N | San Diego-IV | San Diego |  | CHP |  | OTHER | 2 | 50 |  |  |  |  | 1 | 24 | 24 |  |  |  |  | 0.25 | 0.25 | 0.25 | 0.25 | 0.25 | 0.25 | 0.25 | 0.25 | 0.25 | 0.25 | 0.19 | 0.18 | N | South | FC
MSTANG_2_SOLAR |  | MSTANG_2_MTGBT1, MSTANG_2_SOLAR3, MSTANG_2_SOLAR4 | Mustang | CISO | N | Fresno |  | Y | Paired_Solar_1Axis | PHOTO VOLTAIC | SUN | 30 | 30 |  |  |  |  | 1 | 24 | 24 | 100 |  |  |  | 0 | 0 | 0 | 0 | 0 | 0 | 0 | 0 | 0 | 0 | 0 | 0 | N | North | EO |  | Group name: MUSTANG_643W - Max to grid 100 MW.
MSTANG_2_SOLAR3 |  | MSTANG_2_SOLAR, MSTANG_2_MTGBT1, MSTANG_2_SOLAR4 | Mustang 3 | CISO | N | Fresno |  | Y | Paired_Solar_1Axis | PHOTO VOLTAIC | SUN | 40 | 40 |  |  |  |  | 1 | 24 | 24 | 100 |  |  |  | 0.1 | 0.1 | 0.1 | 0.54 | 2.81 | 8.31 | 8.31 | 8.31 | 8.31 | 0.15 | 0.1 | 0.1 | N | North | PD | 0.3737 | Group name: MUSTANG_643W - Max to grid 100 MW. Max 8.31 MW NQC. (Normal PD to 37.37 percent)
VALTNE_2_AVASR1 |  |  | Valentine Solar | CISO | N | CAISO System |  |  | Solar_1Axis | PHOTO VOLTAIC | SUN | 100 | 100 |  |  |  |  | 1 | 24 | 24 |  |  |  |  | 0.1 | 0.1 | 0.1 | 0.48 | 3.22 | 42.52 | 67.29 | 20.3 | 38.96 | 0.18 | 0.1 | 0.1 | N | South | FC
SLSTR2_2_SOLAR2 |  |  | Solar Star 2 | CISO | N | CAISO System |  |  | Solar_1Axis | PHOTO VOLTAIC | SUN | 276 | 0 |  |  |  |  | 1 | 24 | 24 |  |  |  |  | 0.1 | 0.1 | 0.1 | 1.31 | 8.88 | 117.36 | 185.73 | 56.02 | 107.52 | 0.49 | 0.1 | 0.1 | N | South | FC
NAROW1_2_UNIT |  |  | NARROWS PH 1 UNIT | CISO | N | Sierra |  |  | Hydro | HYDRO | WATER | 12 | 12 |  |  |  |  | 1 | 24 | 24 |  |  | 0 | 1 | 12 | 12 | 12 | 12 | 12 | 12 | 12 | 12 | 12 | 12 | 12 | 12 | Y | North | FC
NAVYII_2_UNITS |  | BLM W_2_COSBT1, BLM_2_UNITS | COSO POWER DEVELOPER (NAVY II) AGGREGATE | CISO | N | CAISO System |  |  | Geothermal | STEAM | GEOTHERMAL | 47 | 0 |  |  |  |  | 1 | 24 | 24 | 162 |  | 55 | 1 | 55 | 55 | 55 | 55 | 55 | 55 | 55 | 55 | 55 | 55 | 55 | 55 | Y | South | PD | 55 | Group name: COSO_0053CONV - Max to grid 162 MW.
RTEDDY_2_RWSBT5 |  | RTEDDY_2_RWSBT2, RTEDDY_2_RWSBT3, RTEDDY_2_RWSBT4, RTEDDY_2_RWSBT1, RTEDDY_2_SC1SR3, RTEDDY_2_SEBSR3, RTEDDY_2_SEBSR4, RTEDDY_2_SPASR4, RTEDDY_2_SRXSR4 | Rosamond West Solar Central BESS C | CISO | N | CAISO System |  |  | Paired_BattStorage | OTHER | LESR | 12 | 12 | 0.8 | 48 | 48 | 1 | 1 | 24 | 4 | 299.6 | FALSE | 24 | 1 | 12 | 12 | 12 | 12 | 12 | 12 | 12 | 12 | 12 | 12 | 12 | 12 | Y | South | FC |  | Group name: ROSAMOND_WEST_506 - Max to grid 299.6 MW.
NCPA_7_GP2UN3 |  |  | NCPA GEO PLANT 2 UNIT 3 | CISO | N | NCNB | Fulton |  | Geothermal | STEAM | GEOTHERMAL | 42.42 | 55 |  |  |  |  | 1 | 24 | 24 |  |  | 0 | 1 | 0 | 0 | 0 | 0 | 0 | 0 | 0 | 0 | 0 | 0 | 0 | 0 | Y | North | FC
NCPA_7_GP2UN4 |  |  | NCPA GEO PLANT 2 UNIT 4 | CISO | N | NCNB | Fulton |  | Geothermal | STEAM | GEOTHERMAL | 52.73 | 55 |  |  |  |  | 1 | 24 | 24 |  |  | 37.73 | 1 | 52.73 | 52.73 | 52.73 | 52.73 | 52.73 | 52.73 | 52.73 | 52.73 | 52.73 | 52.73 | 52.73 | 52.73 | Y | North | FC
NEENCH_6_SOLAR |  |  | Alpine Solar | CISO | N | Big Creek-Ventura |  |  | Solar_Fixed | PHOTO VOLTAIC | SUN | 66 | 66 |  |  |  |  | 1 | 24 | 24 |  |  |  |  | 0.1 | 0.1 | 0.1 | 0.19 | 1 | 16.7 | 32.77 | 8.09 | 17.66 | 0.1 | 0.1 | 0.1 | N | South | FC
RECTOR_2_QF |  |  | Kaweah Unit 1 | CISO | N | Big Creek-Ventura | Rector, Vestal |  | Hydro | HYDRO | WATER | 20.09 | 20.09 |  |  |  |  | 1 | 24 | 24 |  |  | 0 | 1 | 0 | 0 | 0 | 0 | 0 | 8.4 | 6.74 | 0 | 0 | 0 | 0 | 1.2 | Y | South | FC
RTEDDY_2_SOLAR2 |  |  | Rosamond West Solar 2 | CISO | N | CAISO System |  |  | Solar_1Axis | PHOTO VOLTAIC | SUN | 54 | 55 |  |  |  |  | 1 | 24 | 24 |  |  |  |  | 0.1 | 0.1 | 0.1 | 0.26 | 1.74 | 22.96 | 36.34 | 10.96 | 21.04 | 0.1 | 0.1 | 0.1 | N | South | FC
NZWIND_2_WDSTR5 |  |  | Windstream 6111 | CISO | N | CAISO System |  |  | Wind | WIND | WIND | 6.31 | 6.5 |  |  |  |  | 1 | 24 | 24 |  |  |  |  | 0.53 | 1.28 | 1.43 | 2.31 | 2.6 | 2.37 | 2.36 | 2.18 | 1.34 | 0.72 | 0.42 | 0.41 | N | South | FC
NZWIND_6_WDSTR4 |  |  | Windstream 6042 | CISO | N | CAISO System |  |  | Wind | WIND | WIND | 5.91 | 6.8 |  |  |  |  | 1 | 24 | 24 |  |  |  |  | 0.5 | 1.2 | 1.34 | 2.16 | 2.44 | 2.22 | 2.21 | 2.04 | 1.25 | 0.67 | 0.39 | 0.38 | N | South | FC
REDBLF_6_UNIT |  |  | RED BLUFF PEAKER PLANT | CISO | N | CAISO System |  |  | Reciprocating Engine | RECIPROCATING ENGINE | NATURAL GAS | 44 | 44 |  |  |  |  | 1 | 24 | 24 |  |  | 44 | 1 | 44 | 44 | 44 | 44 | 44 | 44 | 44 | 44 | 44 | 44 | 44 | 44 | Y | North | FC
VICPAS_2_SOCSR1 |  | VICPAS_2_SOCBT1 | Sol Catcher BESS PV1 | CISO | N | CAISO System |  |  | Paired_Solar_1Axis | PHOTO VOLTAIC | SUN | 100 | 100 |  |  |  |  | 1 | 24 | 24 | 100 |  |  |  | 0 | 0 | 0 | 0 | 0 | 0 | 0 | 0 | 0 | 0 | 0 | 0 | N | South | EO |  | Q1302 - Group name: SOL_CATCHER_1302_1 - Max to grid 100 MW. 100 MW EO Solar. Co-located with VICPAS_2_SOCBT1.
OCOTLO_6_OCWSB1 | OCOTLO_6_OCWSB1_LESR |  | Ocotillo Wells Solar and BESS | IID | Y | Import |  |  | Hybrid_BattStorage | OTHER | HYBD | 49.89 | 50 | 0.8 | 199.56 | 199.56 | 1 | 1 | 24 | 4 | 50 | FALSE | 100 | 2 | 49.9 | 49.9 | 49.9 | 49.7611 | 48.4402 | 35.0828 | 29.8864 | 41.5628 | 35.9816 | 49.91 | 49.9 | 49.9 |  | South | IAR
OCOTLO_6_OCWSB1 | OCOTLO_6_OCWSB1_SUN |  | Ocotillo Wells Solar and BESS | IID | Y | Import |  |  | Hybrid_Solar_1Axis | OTHER | HYBD | 49.89 | 50 |  |  |  |  | 1 | 24 | 24 | 50 |  | 100 | 2 | 0.1 | 0.1 | 0.1 | 0.23885 | 1.5598 | 14.9172 | 20.1136 | 8.4372 | 14.0184 | 0.090018 | 0.1 | 0.1 |  | South | IAR
OAK L_1_GTG1 |  |  | MWWTP PGS 2 - Turbine | CISO | N | Bay Area | Oakland | Y | Biogas | COMBUSTION TURBINE | BIOGAS | 4.6 | 5.8 |  |  |  |  | 1 | 24 | 24 |  |  |  |  | 0 | 0 | 0 | 0 | 0 | 0 | 0 | 0 | 0 | 0 | 0 | 0 | N | North | EO
OAKWD_6_QF |  |  | Oak Creek | CISO | N | CAISO System |  |  | Wind | WIND | WIND | 27.87 | 30.3 |  |  |  |  | 1 | 24 | 24 |  |  |  |  | 2.34 | 5.65 | 6.33 | 10.2 | 11.5 | 10.47 | 10.43 | 9.64 | 5.92 | 3.17 | 1.84 | 1.8 | N | South | FC
OAKWD_6_ZEPHWD |  |  | Zephyr Park | CISO | N | CAISO System |  |  | Wind | WIND | WIND | 3.5 | 4.2 |  |  |  |  | 1 | 24 | 24 |  |  |  |  | 0.29 | 0.71 | 0.8 | 1.28 | 1.44 | 1.32 | 1.31 | 1.21 | 0.74 | 0.4 | 0.23 | 0.23 | N | South | FC
RVSIDE_6_SPRING |  |  | SPRINGS GENERATION PROJECT AGGREGATE | CISO | N | LA Basin | Eastern |  | Peaker | FTUR | NATURAL GAS | 36 | 0 |  |  |  |  | 1 | 24 | 24 |  |  | 28 | 1 | 36 | 36 | 36 | 36 | 36 | 36 | 36 | 36 | 36 | 36 | 36 | 36 | Y | South | FC
OBERON_5_O1BBX2 |  | OBERON_5_O1SSR3, OBERON_5_O1SSX2 | Oberon 1 BESS | CISO | N | CAISO System |  |  | Paired_BattStorage | OTHER | LESR | 125 | 0 | 0.8 | 500 | 500 | 1 | 1 | 24 | 4 | 250 | FALSE | 250 | 2 | 125 | 125 | 125 | 125 | 125 | 125 | 125 | 125 | 125 | 125 | 125 | 125 | Y | South | ID | 1 | Q1642 - Group name: OBERON_1642_1 - Max to grid 250 MW. Waiting for ELM. Co-located with OBERON_5_O1SSX2 and OBERON_5_O1SSR3
RECTOR_2_IVANPV |  |  | Ivanhoe Tulare PV | CISO | N | Big Creek-Ventura | Rector, Vestal | Y | Solar_Fixed | PHOTO VOLTAIC | SUN | 3.5 | 3.5 |  |  |  |  | 1 | 24 | 24 |  |  |  |  | 0 | 0 | 0 | 0 | 0 | 0 | 0 | 0 | 0 | 0 | 0 | 0 | N | South | EO
VALLEY_5_SOLAR1 |  |  | Kona Solar - Meridian #1 | CISO | N | LA Basin | Eastern, Valley, Valley-Devers | Y | Solar_1Axis | PHOTO VOLTAIC | SUN | 1.49 | 1.5 |  |  |  |  | 1 | 24 | 24 |  |  |  |  | 0 | 0 | 0 | 0 | 0 | 0 | 0 | 0 | 0 | 0 | 0 | 0 | N | South | EO
OBERON_5_O1SSX2 |  | OBERON_5_O1SSR3, OBERON_5_O1BBX2 | Oberon 1A Solar | CISO | N | CAISO System |  |  | Paired_Solar_1Axis | PHOTO VOLTAIC | SUN | 150 | 0 |  |  |  |  | 1 | 24 | 24 | 250 |  |  |  | 0.1 | 0.1 | 0.1 | 0.71 | 4.83 | 63.79 | 75 | 30.45 | 58.43 | 0.26 | 0.1 | 0.1 | N | South | ID | 1 | Q1642 - Group name: OBERON_1642_1 - Max to grid 250 MW. Max 75 MW NQC. Waiting for ELM. Co-located with OBERON_5_O1BBX2, OBERON_5_O1SSR3
OBERON_5_O2BBX2 |  | OBERON_5_O2SSR4, OBERON_5_O2SSR5 | Oberon 2 BESS | CISO | N | CAISO System |  |  | Paired_BattStorage | OTHER | LESR | 125 | 0 | 0.8 | 500 | 500 | 1 | 1 | 24 | 4 | 250 | FALSE | 250 | 2 | 125 | 125 | 125 | 125 | 125 | 125 | 125 | 125 | 125 | 125 | 125 | 125 | Y | South | ID | 1 | Q1642 - Group name: OBERON_1642_2 - Max to grid 250 MW. Waiting for ELM. Co-located with OBERON_5_O2SSR4 and OBERON_5_O2SSR5
UNOCAL_1_UNITS |  |  | TOSCO (RODEO PLANT) | CISO | N | Bay Area | Pittsburg | Y | CHP | FTUR | NATURAL GAS | 49.85 | 57.3 |  |  |  |  | 1 | 24 | 24 |  |  |  |  | 3.32 | 5.18 | 4.37 | 1.93 | 1.74 | 4.02 | 2.63 | 2.13 | 2.7 | 4.43 | 2.92 | 2.86 | N | North | FC
WADHAM_6_UNIT |  |  | Wadham Energy LP | CISO | N | CAISO System |  |  | Biomass/Wood | STEAM | WASTE TO POWER | 29.07 | 32 |  |  |  |  | 1 | 24 | 24 |  |  |  |  | 25.31 | 25.09 | 24.19 | 22.55 | 16.56 | 24.44 | 23.92 | 23.54 | 24.37 | 23.46 | 21.62 | 24.55 | N | North | FC
OGROVE_6_PL1X2 |  |  | Orange Grove Energy Center | CISO | N | San Diego-IV | San Diego |  | Peaker | COMBUSTION TURBINE | NATURAL GAS | 96 | 0 |  |  |  |  | 1 | 24 | 24 |  |  | 96 | 1 | 96 | 96 | 96 | 96 | 96 | 96 | 96 | 96 | 96 | 96 | 96 | 96 | Y | South | FC
WISHON_6_UNITS |  |  | Wishon/San Joaquin #1-A AGGREGATE | CISO | N | Fresno | Borden |  | Hydro | HYDRO | WATER | 18.4 | 0 |  |  |  |  | 1 | 24 | 24 |  |  | 0 | 2 | 2.72 | 2.42 | 2.96 | 2.74 | 1.68 | 1.2 | 0.96 | 0.8 | 4 | 9.52 | 8.32 | 7.34 | Y | North | FC
OLDRIV_6_CESDBM |  |  | Ces Dairy Biogas | CISO | N | Kern | South Kern PP, Kern 70 kV | Y | Biogas | RECIPROCATING ENGINE | BIOGAS | 1 | 1 |  |  |  |  | 1 | 24 | 24 |  |  |  |  | 0.95 | 0.97 | 0.97 | 0.93 | 0.95 | 0.91 | 0.93 | 0.93 | 0.95 | 0.96 | 0.96 | 0.97 | N | North | FC
SPIAND_1_ANDSN2 |  |  | SPI Anderson 2 | CISO | N | CAISO System |  |  | Biomass/Wood | STEAM | BIOMASS | 27.15 | 30.1 |  |  |  |  | 1 | 24 | 24 |  |  |  |  | 11.88 | 12.8 | 14.76 | 14.53 | 16.03 | 17.36 | 17.07 | 17.4 | 17.24 | 15.91 | 14.29 | 14.58 | N | North | FC
YUBACT_1_SUNSWT |  |  | YUBA CITY COGEN | CISO | N | Sierra | Pease, Drum-Rio Oso |  | CHP | COMBUSTION TURBINE | NATURAL GAS | 49.97 | 49 |  |  |  |  | 1 | 24 | 24 |  |  | 0 | 1 | 49.97 | 49.97 | 49.97 | 49.97 | 49.97 | 49.97 | 49.97 | 49.97 | 49.97 | 49.97 | 49.97 | 49.97 | Y | North | FC
STROUD_6_WWHSR1 |  |  | Winter Wheat Solar Farm | CISO | N | Fresno | Herndon |  | Solar_1Axis | PHOTO VOLTAIC | SUN | 1.5 | 1.5 |  |  |  |  | 1 | 24 | 24 |  |  |  |  | 0 | 0 | 0 | 0 | 0 | 0 | 0 | 0 | 0 | 0 | 0 | 0 | N | North | EO
SLATE_2_SLASR3 | SLATE_2_SLASR3_LESR |  | SLATE_3 | CISO | N | Fresno |  |  | Hybrid_BattStorage | OTHER | HYBD | 33.75 | 67.5 | 0.8 | 135 | 135 | 1 | 1 | 24 | 4 | 67.5 | FALSE | 33.75 | 2 | 33.75 | 33.75 | 33.75 | 33.75 | 33.75 | 33.75 | 30.7066 | 33.75 | 33.75 | 33.75 | 33.75 | 33.75 | Y | North | FC |  | Hybrid - PV 67.50 MW and ESS 33.75 MW with Max 67.5 MW at POI.
SLATE_2_SLASR3 | SLATE_2_SLASR3_SUN |  | SLATE_3 | CISO | N | Fresno |  |  | Hybrid_Solar_Fixed | OTHER | HYBD | 67.5 | 67.5 |  |  |  |  | 1 | 24 | 24 | 67.5 |  | 33.75 | 2 | 0.1 | 0.1 | 0.1 | 0.91 | 3.54 | 25.86 | 36.7934 | 13.56 | 27.05 | 0.44 | 0.1 | 0.1 | Y | North | FC |  | Hybrid - PV 67.50 MW and ESS 33.75 MW with Max 67.5 MW at POI.
VOYAGR_2_VOYWD1 |  |  | Voyager 1 | CISO | N | CAISO System |  |  | Wind | WIND | WIND | 128.91 | 131.1 |  |  |  |  | 1 | 24 | 24 |  |  |  |  | 10.83 | 26.14 | 29.28 | 47.16 | 53.18 | 48.44 | 48.26 | 44.57 | 27.37 | 14.66 | 8.51 | 8.34 | N | South | FC
OMAR_2_UNIT 2 |  |  | KERN RIVER COGENERATION CO. UNIT 2 | CISO | N | Big Creek-Ventura |  |  | Peaker | FTUR | NATURAL GAS | 75 | 85 |  |  |  |  | 1 | 24 | 24 |  |  | 73.67 | 1 | 75 | 75 | 75 | 75 | 74.67 | 73.67 | 73.33 | 73 | 73.67 | 74.67 | 75 | 75 | Y | South | FC
OMAR_2_UNIT 3 |  |  | KERN RIVER COGENERATION CO. UNIT 3 | CISO | N | Big Creek-Ventura |  |  | Peaker | FTUR | NATURAL GAS | 75 | 85 |  |  |  |  | 1 | 24 | 24 |  |  | 73.67 | 1 | 75 | 75 | 75 | 75 | 73.67 | 73.67 | 73.33 | 73 | 73.67 | 75 | 75 | 75 | Y | South | FC
WESCAN_2_BDSBT1 |  |  | Bateria Del Sur | CISO | N | San Diego-IV |  |  | Battery Storage | OTHER | LESR | 131 | 131 | 0.8 | 524 | 524 | 1 | 1 | 24 | 4 |  | TRUE | 262 | 1 | 131 | 131 | 131 | 131 | 131 | 131 | 131 | 131 | 131 | 131 | 131 | 131 | Y | South | PD | 131
OMAR_2_UNIT 4 |  |  | KERN RIVER COGENERATION CO. UNIT 4 | CISO | N | Big Creek-Ventura |  |  | CHP | FTUR | NATURAL GAS | 75 | 85 |  |  |  |  | 1 | 24 | 24 |  |  | 0 | 1 | 75 | 75 | 75 | 75 | 74 | 73.33 | 73.67 | 73.67 | 74.33 | 75 | 75 | 75 | Y | South | FC
ONLLPP_6_UNITS |  |  | O'NEILL PUMP-GEN (AGGREGATE) | CISO | N | Fresno |  | Y | Pump |  | WATER | 25.2 | 0 |  |  |  |  | 1 | 24 | 24 |  |  |  |  | 0 | 0.16 | 0.07 | 0.08 | 12.32 | 1.57 | 1.44 | 0.55 | 0.03 | 1 | 0.13 | 0 | N | North | FC
WHITEH_2_MEADDYN1 |  |  | White Hills A | WALC | Y | Import |  |  | Wind | WIND | WIND | 50 | 50 |  |  |  |  | 1 | 24 | 24 |  |  |  |  | 11.5 | 16 | 23.5 | 22 | 20 | 19.5 | 17 | 12 | 12.5 | 11.5 | 10 | 10.5 |  | South | IAR
PADUA_2_SOLAR1 |  |  | Kona Solar - Rancho DC #1 | CISO | N | LA Basin | Eastern | Y | Solar_1Axis | PHOTO VOLTAIC | SUN | 1.75 | 1.8 |  |  |  |  | 1 | 24 | 24 |  |  |  |  | 0 | 0 | 0 | 0 | 0 | 0 | 0 | 0 | 0 | 0 | 0 | 0 | N | South | EO
USWPFK_6_FRICK |  |  | Frick Summit Wind Repower | CISO | N | Bay Area | Contra Costa |  | Wind | WIND | WIND | 10 | 10 |  |  |  |  | 1 | 24 | 24 |  |  |  |  | 0.57 | 0.85 | 1.77 | 3.51 | 4.61 | 4.27 | 4.29 | 3.04 | 2.46 | 1.09 | 0.4 | 0.55 | N | North | FC
OROLOM_1_SOLAR1 |  |  | Oro Loma Solar 1 | CISO | N | Fresno | Panoche 115 kV | Y | Solar_1Axis | PHOTO VOLTAIC | SUN | 10 | 10 |  |  |  |  | 1 | 24 | 24 |  |  |  |  | 0 | 0 | 0 | 0 | 0 | 0 | 0 | 0 | 0 | 0 | 0 | 0 | N | North | EO
VICTOR_1_SOLAR2 |  |  | Alamo Solar | CISO | N | CAISO System |  | Y | Solar_1Axis | PHOTO VOLTAIC | SUN | 20 | 20 |  |  |  |  | 1 | 24 | 24 |  |  |  |  | 0 | 0 | 0 | 0 | 0 | 0 | 0 | 0 | 0 | 0 | 0 | 0 | N | South | EO
ORTGA_6_ME1SL1 |  |  | Merced 1 | CISO | N | Fresno |  |  | Solar_1Axis | PHOTO VOLTAIC | SUN | 3 | 3 |  |  |  |  | 1 | 24 | 24 |  |  |  |  | 0.1 | 0.1 | 0.1 | 0.1 | 0.21 | 1.7 | 2.19 | 0.8 | 1.43 | 0.1 | 0.1 | 0.1 | N | North | FC
OXMTN_6_LNDFIL |  |  | Ox Mountain Landfill Generating Plant | CISO | N | Bay Area | Ames |  | Biogas | RECIPROCATING ENGINE | BIOGAS | 10.62 | 13.3 |  |  |  |  | 1 | 24 | 24 |  |  |  |  | 10.62 | 10.58 | 10.62 | 10.61 | 10.62 | 10.38 | 10.61 | 10.52 | 10.58 | 10.1 | 10.62 | 10.62 | N | North | FC
SPICER_1_UNITS |  |  | SPICER HYDRO UNITS 1-3 AGGREGATE | CISO | N | CAISO System |  |  | Hydro | HYDRO | WATER | 6 | 0 |  |  |  |  | 1 | 24 | 24 |  |  | 6 | 1 | 6 | 6 | 6 | 6 | 6 | 6 | 6 | 6 | 6 | 6 | 6 | 6 | Y | North | FC
SPRGVL_2_LINDPV |  |  | Lindsay Tulare PV | CISO | N | Big Creek-Ventura | Rector, Vestal | Y | Solar_Fixed | PHOTO VOLTAIC | SUN | 4 | 4 |  |  |  |  | 1 | 24 | 24 |  |  |  |  | 0 | 0 | 0 | 0 | 0 | 0 | 0 | 0 | 0 | 0 | 0 | 0 | N | South | EO
RTEDDY_2_SEBSR3 |  | RTEDDY_2_RWSBT2, RTEDDY_2_RWSBT3, RTEDDY_2_RWSBT4, RTEDDY_2_RWSBT5, RTEDDY_2_SC1SR3, RTEDDY_2_RWSBT1, RTEDDY_2_SEBSR4, RTEDDY_2_SPASR4, RTEDDY_2_SRXSR4 | Rosamond West Solar East Bay 3 | CISO | N | CAISO System |  |  | Paired_Solar_1Axis | PHOTO VOLTAIC | SUN | 56 | 56 |  |  |  |  | 1 | 24 | 24 | 299.6 |  |  |  | 0.1 | 0.1 | 0.1 | 0.27 | 1.8 | 23.81 | 37.69 | 11.37 | 21.81 | 0.1 | 0.1 | 0.1 | N | South | FC |  | Group name: ROSAMOND_WEST_506 - Max to grid 299.6 MW.
PEABDY_2_LNDFIL |  |  | G2 Energy Hay Road Power Plant | CISO | N | CAISO System |  | Y | Biogas | RECIPROCATING ENGINE | BIOGAS | 1.6 | 1.6 |  |  |  |  | 1 | 24 | 24 |  |  |  |  | 1.53 | 1.49 | 1.5 | 1.46 | 1.46 | 1.34 | 1.39 | 1.5 | 1.5 | 1.51 | 1.52 | 1.52 | N | North | FC
PHOENX_1_UNIT |  |  | PHOENIX PH | CISO | N | Stockton | Tesla-Bellota, Stanislaus |  | Hydro | HYDRO | WATER | 2 | 2 |  |  |  |  | 1 | 24 | 24 |  |  |  |  | 0.17 | 0.12 | 0.82 | 0.95 | 0.43 | 0.55 | 1.24 | 1.18 | 0.96 | 0.54 | 0.19 | 0.02 | N | North | FC
PIOPIC_2_CTG1 |  |  | Pio Pico Unit 1 | CISO | N | San Diego-IV | San Diego |  | Peaker | COMBUSTION TURBINE | NATURAL GAS | 111.3 | 111.3 |  |  |  |  | 1 | 24 | 24 |  |  | 111.3 | 1 | 111.3 | 111.3 | 111.3 | 111.3 | 111.3 | 111.3 | 111.3 | 111.3 | 111.3 | 111.3 | 111.3 | 111.3 | Y | South | FC
MAGNLA_6_PASADENA |  |  | Magnolia Power Plant - PASADENA | LADWP | Y | Import |  |  | CCGT | COMBINED CYCLE | NATURAL GAS | 18 | 0 |  |  |  |  | 1 | 24 | 24 |  |  |  |  | 18 | 18 | 18 | 18 | 18 | 18 | 18 | 18 | 18 | 18 | 18 | 18 |  | South | IAR
CALPSS_6_SOLAR1 |  |  | Calipatria Solar Farm | IID | Y | Import |  | Y | Solar_1Axis | PHOTO VOLTAIC | SUN | 19.9 | 20 |  |  |  |  | 1 | 24 | 24 |  |  |  |  | 0.1 | 0.1 | 0.1 | 0.09 | 0.64 | 8.46 | 13.39 | 4.04 | 7.75 | 0.04 | 0.1 | 0.1 |  | South | IAR
PRIMM_2_SOLAR1 |  | PRIMM_2_SSSBT1 | Silver State South | CISO | N | CAISO System |  |  | Solar_1Axis | PHOTO VOLTAIC | SUN | 250 | 250 |  |  |  |  | 1 | 24 | 24 | 250 |  |  |  | 0.1 | 0.1 | 0.1 | 0.73 | 3.8 | 50 | 50 | 30.66 | 50 | 0.39 | 0.1 | 0.1 | N | South | PD | 1 | Q467, Q502 - 200 MW battery part of (250 MW solar and 200 MW battery - Max to POI 250 MW). Co-located with PRIMM_2_SSSBT1.
PIT5_7_PL1X2 |  |  | PIT PH 5 UNITS 1 & 2 AGGREGATE | CISO | N | CAISO System |  |  | Hydro | HYDRO | WATER | 82 | 0 |  |  |  |  | 1 | 24 | 24 |  |  | 0 | 1 | 47.4 | 26.4 | 39.6 | 32 | 32 | 39.2 | 42.4 | 38.8 | 34.4 | 29.6 | 34.2 | 32.4 | Y | North | FC
MAGNLA_6_COLTON |  |  | Magnolia Power Project | LADWP | Y | Import |  |  | CCGT | COMBINED CYCLE | NATURAL GAS | 12 | 0 |  |  |  |  | 1 | 24 | 24 |  |  |  |  | 12 | 12 | 12 | 12 | 12 | 12 | 12 | 12 | 12 | 12 | 12 | 12 |  | South | IAR
PIT5_7_PL3X4 |  |  | PIT PH 5 UNITS 3 & 4 AGGREGATE | CISO | N | CAISO System |  |  | Hydro | HYDRO | WATER | 82 | 0 |  |  |  |  | 1 | 24 | 24 |  |  | 0 | 1 | 47 | 45.6 | 26.6 | 36.44 | 39.66 | 35.8 | 49.8 | 51.32 | 51.96 | 51.68 | 40 | 44 | Y | North | FC
WISTER_2_WISSR1 |  |  | Wister Solar | IID | Y | Import |  |  | Solar_1Axis | PHOTO VOLTAIC | SUN | 20 | 20 |  |  |  |  | 1 | 24 | 24 |  |  |  |  | 0.1 | 0.1 | 0.1 | 0.1 | 0.3 | 5.06 | 9.93 | 2.45 | 5.35 | 0.1 | 0.1 | 0.1 |  | South | IAR
PIT7_7_UNIT 1 |  |  | PIT PH 7 UNIT 1 | CISO | N | CAISO System |  |  | Hydro | HYDRO | WATER | 55.7 | 55.7 |  |  |  |  | 1 | 24 | 24 |  |  | 53.76 | 1 | 53.38 | 51.96 | 52.42 | 52.14 | 52.36 | 52.62 | 52.8 | 53.4 | 53.76 | 53.36 | 52.64 | 53.92 | Y | North | FC
TRNSWD_1_QF |  |  | FPL Energy C Wind | CISO | N | LA Basin | Eastern, Valley-Devers |  | Wind | WIND | WIND | 38.97 | 40 |  |  |  |  | 1 | 24 | 24 |  |  |  |  | 3.27 | 7.9 | 8.85 | 14.26 | 16.08 | 14.64 | 14.59 | 13.48 | 8.27 | 4.43 | 2.57 | 2.52 | N | South | FC
PLAINV_6_BSOLAR |  |  | Western Antelope Blue Sky Ranch A | CISO | N | Big Creek-Ventura |  |  | Solar_Fixed | PHOTO VOLTAIC | SUN | 20 | 20 |  |  |  |  | 1 | 24 | 24 |  |  |  |  | 0 | 0 | 0 | 0 | 0 | 0 | 0 | 0 | 0 | 0 | 0 | 0 | N | South | EO
PLAINV_6_NLRSR1 |  |  | North Lancaster Ranch | CISO | N | Big Creek-Ventura |  |  | Solar_1Axis | PHOTO VOLTAIC | SUN | 20 | 20 |  |  |  |  | 1 | 24 | 24 |  |  |  |  | 0 | 0 | 0 | 0 | 0 | 0 | 0 | 0 | 0 | 0 | 0 | 0 | N | South | EO
PLSNTG_7_LNCLND |  |  | Lincoln Landfill Power Plant | CISO | N | Sierra | Drum-Rio Oso, South of Rio Oso, South of Palermo |  | Biogas | RECIPROCATING ENGINE | BIOGAS | 4.98 | 5 |  |  |  |  | 1 | 24 | 24 |  |  |  |  | 3.76 | 3.82 | 3.83 | 3.88 | 4.02 | 4.05 | 3.97 | 3.55 | 3.28 | 3.79 | 3.56 | 3.71 | N | North | FC
WOODWR_1_HYDRO |  |  | Quinten Luallen | CISO | N | Fresno | Herndon |  | Hydro | HYDRO | WATER | 7.3 | 7.3 |  |  |  |  | 1 | 24 | 24 |  |  |  |  | 0 | 0 | 0 | 0 | 0 | 0 | 0 | 0 | 0 | 0 | 0 | 0 | N | North | EO
PMDLET_6_SOLAR1 |  |  | SEPV Palmdale East, LLC | CISO | N | Big Creek-Ventura |  |  | Solar_1Axis | PHOTO VOLTAIC | SUN | 10 | 10 |  |  |  |  | 1 | 24 | 24 |  |  |  |  | 0.1 | 0.1 | 0.1 | 0.1 | 0.32 | 4.25 | 6.73 | 2.03 | 3.9 | 0.1 | 0.1 | 0.1 | N | South | FC
PMPJCK_1_SOLAR2 |  |  | Rio Bravo Solar 1 | CISO | N | CAISO System |  | Y | Solar_1Axis | PHOTO VOLTAIC | SUN | 20 | 20 |  |  |  |  | 1 | 24 | 24 |  |  |  |  | 0.1 | 0.1 | 0.1 | 0.27 | 1.41 | 11.34 | 14.59 | 5.34 | 9.5 | 0.1 | 0.1 | 0.1 | N | North | FC
POEPH_7_UNIT 2 |  |  | POE HYDRO UNIT 2 | CISO | N | Sierra | South of Palermo |  | Hydro | HYDRO | WATER | 68.5 | 68.5 |  |  |  |  | 1 | 24 | 24 |  |  | 0 | 1 | 42.64 | 49.6 | 42.64 | 47 | 38.48 | 27.44 | 24.4 | 43.54 | 42.64 | 22.32 | 20.32 | 21.28 | Y | North | FC
TX-ELK_6_SOLAR1 |  |  | Castor | CISO | N | CAISO System |  | Y | Solar_1Axis | PHOTO VOLTAIC | SUN | 1.5 | 1.5 |  |  |  |  | 1 | 24 | 24 |  |  |  |  | 0 | 0 | 0 | 0 | 0 | 0 | 0 | 0 | 0 | 0 | 0 | 0 | N | North | EO
POLRIS_2_ASRBT1 |  | POLRIS_2_ASRSR1, POLRIS_2_ASEBT1, POLRIS_2_ASESR1 | Antelope Solar 2 Raceway BESS | CISO | N | Big Creek-Ventura |  |  | Paired_BattStorage | OTHER | LESR | 80 | 80 | 0.8 | 320 | 320 | 1 | 1 | 24 | 4 | 650 | FALSE | 160 | 2 | 80 | 80 | 80 | 80 | 80 | 80 | 80 | 80 | 80 | 80 | 80 | 80 | Y | South | ID | 1 | Q1208 - Group name ANTELOPE_1208 - Max to grid 650 MW, Waiting for Tehachapi CRAS. Co-located with POLRIS_2_ASRSR1.
SBERDO_6_MILLCK |  |  | MILL CREEK PSP | CISO | N | LA Basin | Eastern, West of Devers |  | Hydro | HYDRO | WATER | 3.93 | 4 |  |  |  |  | 1 | 24 | 24 |  |  |  |  | 0.91 | 1.31 | 1.13 | 1.56 | 1.42 | 0.98 | 1.16 | 0.73 | 0.81 | 0.9 | 1.04 | 0.97 | N | South | FC
PUTHCR_1_SOLAR1 |  |  | Putah Creek Solar Farm | CISO | N | CAISO System |  |  | Solar_Fixed | PHOTO VOLTAIC | SUN | 1.98 | 2 |  |  |  |  | 1 | 24 | 24 |  |  |  |  | 0.1 | 0.1 | 0.1 | 0.1 | 0.1 | 0.76 | 1.19 | 0.4 | 0.79 | 0.1 | 0.1 | 0.1 | N | North | FC
SUNSPT_2_WNASR1 |  |  | Windhub Solar A | CISO | N | CAISO System |  |  | Solar_1Axis | PHOTO VOLTAIC | SUN | 20 | 20 |  |  |  |  | 1 | 24 | 24 |  |  |  |  | 0.1 | 0.1 | 0.1 | 0.1 | 0.64 | 8.5 | 13.46 | 4.06 | 7.79 | 0.1 | 0.1 | 0.1 | N | South | FC
USWNDR_2_LABWD1 |  |  | LaBrisa Wind Project | CISO | N | Bay Area | Contra Costa | Y | Wind | WIND | WIND | 9 | 9 |  |  |  |  | 1 | 24 | 24 |  |  |  |  | 0.51 | 0.76 | 1.59 | 3.16 | 4.15 | 3.84 | 3.86 | 2.73 | 2.21 | 0.98 | 0.36 | 0.5 | N | North | FC
CLINESCO_3_WBDYN |  |  | CLINES CORNERS B | PNM | Y | Import |  |  | Wind | WIND | WIND | 194.28 | 0 |  |  |  |  | 1 | 24 | 24 |  |  |  |  | 80.14 | 95.51 | 101.03 | 99.08 | 81.6 | 85.99 | 66.06 | 60.23 | 58.28 | 65.08 | 59.76 | 73.83 |  | South | IAR
RDWAY_1_SCKSR1 |  |  | Sheep Creek | CISO | N | CAISO System |  |  | Solar_1Axis | PHOTO VOLTAIC | SUN | 3 | 3 |  |  |  |  | 1 | 24 | 24 |  |  |  |  | 0 | 0 | 0 | 0 | 0 | 0 | 0 | 0 | 0 | 0 | 0 | 0 | N | South | EO
RDWAY_1_WA2SR3 |  |  | Watts II | CISO | N | CAISO System |  |  | Solar_1Axis | PHOTO VOLTAIC | SUN | 0.5 | 0.5 |  |  |  |  | 1 | 24 | 24 |  |  |  |  | 0 | 0 | 0 | 0 | 0 | 0 | 0 | 0 | 0 | 0 | 0 | 0 | N | South | EO
RECTOR_2_CREST |  |  | Rector Aggregate Solar Resources | CISO | N | Big Creek-Ventura | Rector, Vestal |  | Solar_Fixed | PHOTO VOLTAIC | SUN | 10.5 | 17.3 |  |  |  |  | 1 | 24 | 24 |  |  |  |  | 0 | 0 | 0 | 0 | 0 | 0 | 0 | 0 | 0 | 0 | 0 | 0 | N | South | EO
RECTOR_2_KAWEAH |  |  | KAWEAH PH 2 & 3 PSP AGGREGATE | CISO | N | Big Creek-Ventura | Rector, Vestal |  | Hydro | HYDRO | WATER | 6.55 | 6.6 |  |  |  |  | 1 | 24 | 24 |  |  |  |  | 0 | 0.18 | 0.61 | 0.62 | 0.49 | 0.5 | 0.06 | 0.04 | 0 | 0 | 0.16 | 0.15 | N | South | FC
TEHAPI_2_WIND2 |  |  | Wind Wall Monolith 2 | CISO | N | CAISO System |  |  | Wind | WIND | WIND | 23.66 | 22.5 |  |  |  |  | 1 | 24 | 24 |  |  |  |  | 1.99 | 4.8 | 5.37 | 8.66 | 9.76 | 8.89 | 8.86 | 8.18 | 5.02 | 2.69 | 1.56 | 1.53 | N | South | FC
RECTOR_2_TFDBM1 |  |  | Two Fiets Dairy Digester | CISO | N | Big Creek-Ventura | Rector, Vestal |  | Biogas | RECIPROCATING ENGINE | BIOGAS | 0.8 | 0.8 |  |  |  |  | 1 | 24 | 24 |  |  |  |  | 0 | 0 | 0 | 0 | 0 | 0 | 0 | 0 | 0 | 0 | 0 | 0 | N | South | EO
SANITR_6_UNITS |  |  | LACSD CARSON WATER POLLUTION AGGREGATE | CISO | N | LA Basin | Eastern | Y | CCGT | COMBINED CYCLE | NATURAL GAS | 8 | 0 |  |  |  |  | 1 | 24 | 24 |  |  |  |  | 3.16 | 3.07 | 3.26 | 3.21 | 3.02 | 3.24 | 3.13 | 3.2 | 3.11 | 3.13 | 3.29 | 3.17 | N | South | FC
REEDLY_6_SOLAR |  |  | Terzian | CISO | N | Fresno | Herndon, Reedley | Y | Solar_2Axis | PHOTO VOLTAIC | SUN | 1.23 | 1.3 |  |  |  |  | 1 | 24 | 24 |  |  |  |  | 0 | 0 | 0 | 0 | 0 | 0 | 0 | 0 | 0 | 0 | 0 | 0 | N | North | EO
USWND2_1_WIND2 |  |  | Golden Hills B | CISO | N | CAISO System |  |  | Wind | WIND | WIND | 42.96 | 43 |  |  |  |  | 1 | 24 | 24 |  |  |  |  | 2.44 | 3.65 | 7.61 | 15.09 | 19.82 | 18.33 | 18.45 | 13.05 | 10.57 | 4.7 | 1.73 | 2.37 | N | North | FC
WHEATL_6_LNDFIL |  |  | G2 ENERGY, OSTROM ROAD LLC | CISO | N | Sierra |  |  | Biogas | RECIPROCATING ENGINE | BIOGAS | 3.55 | 3.55 |  |  |  |  | 1 | 24 | 24 |  |  |  |  | 3.16 | 3.16 | 3.34 | 2.67 | 3.22 | 2.91 | 3.06 | 3.24 | 3.11 | 3.35 | 3.28 | 3.16 | N | North | FC
RENWD_1_QF |  |  | Renwind re-powering project | CISO | N | LA Basin | Eastern, Valley-Devers |  | Wind | WIND | WIND | 10.5 | 10.5 |  |  |  |  | 1 | 24 | 24 |  |  |  |  | 0.88 | 2.13 | 2.39 | 3.84 | 4.33 | 3.95 | 3.93 | 3.63 | 2.23 | 1.19 | 0.69 | 0.68 | N | South | FC
SALTSP_7_UNITS |  |  | SALT SPRINGS HYDRO AGGREGATE | CISO | N | CAISO System |  |  | Hydro | HYDRO | WATER | 46 | 0 |  |  |  |  | 1 | 24 | 24 |  |  | 0 | 1 | 24.92 | 4.72 | 15.6 | 0.4 | 17.46 | 16.93 | 19.08 | 30.46 | 16.76 | 4.24 | 3 | 20.7 | Y | North | FC
RICHMN_7_BAYENV |  |  | BAY ENVIRONMENTAL (NOVE POWER) | CISO | N | Bay Area |  | Y | Biogas | RECIPROCATING ENGINE | BIOGAS | 2.5 | 2.5 |  |  |  |  | 1 | 24 | 24 |  |  |  |  | 0.36 | 0.37 | 0.18 | 0.18 | 0.18 | 0.17 | 0.15 | 0.18 | 0.07 | 0.15 | 0.18 | 0 | N | North | FC
VICTOR_1_EXSLRA |  |  | Expressway Solar A | CISO | N | CAISO System |  | Y | Solar_Fixed | PHOTO VOLTAIC | SUN | 2 | 2 |  |  |  |  | 1 | 24 | 24 |  |  |  |  | 0.1 | 0.1 | 0.1 | 0.1 | 0.1 | 0.51 | 0.99 | 0.25 | 0.54 | 0.1 | 0.1 | 0.1 | N | South | FC
RIOOSO_1_QF |  |  | SMALL QF AGGREGATION - GRASS VALLEY | CISO | N | Sierra | Drum-Rio Oso, South of Palermo |  | Hydro | HYDRO | WATER | 1.11 | 2.5 |  |  |  |  | 1 | 24 | 24 |  |  |  |  | 0.02 | 0.04 | 0.05 | 0.12 | 0.27 | 0.29 | 0.3 | 0.28 | 0.25 | 0.1 | 0.03 | 0.03 | N | North | FC
TERMEX_2_PL1X3 |  |  | TDM | CISO | N | San Diego-IV |  |  | CCGT | COMBINED CYCLE | NATURAL GAS | 625 | 0 |  |  |  |  | 1 | 24 | 24 |  |  | 436 | 1 | 605 | 605 | 605 | 605 | 601 | 593 | 591 | 593 | 596 | 605 | 605 | 605 | Y | South | FC
RNDSBG_1_HZASR1 |  |  | Hazel A | CISO | N | CAISO System |  |  | Solar_1Axis | PHOTO VOLTAIC | SUN | 2.99 | 3 |  |  |  |  | 1 | 24 | 24 |  |  |  |  | 0.1 | 0.1 | 0.1 | 0.1 | 0.1 | 1.27 | 2.01 | 0.61 | 1.16 | 0.1 | 0.1 | 0.1 | N | South | FC
SENTNL_2_CTG1 |  |  | Sentinel Unit 1 | CISO | N | LA Basin | Eastern, Valley-Devers |  | Peaker | COMBUSTION TURBINE | NATURAL GAS | 107.68 | 131.8 |  |  |  |  | 1 | 24 | 24 |  |  | 107.68 | 1 | 107.68 | 107.68 | 107.68 | 107.68 | 107.68 | 107.68 | 107.68 | 107.68 | 107.68 | 107.68 | 107.68 | 107.68 | Y | South | FC
RTEDDY_2_SC1SR3 |  | RTEDDY_2_RWSBT2, RTEDDY_2_RWSBT3, RTEDDY_2_RWSBT4, RTEDDY_2_RWSBT5, RTEDDY_2_RWSBT1, RTEDDY_2_SEBSR3, RTEDDY_2_SEBSR4, RTEDDY_2_SPASR4, RTEDDY_2_SRXSR4 | Rosamond West Solar Clean | CISO | N | CAISO System |  |  | Paired_Solar_1Axis | PHOTO VOLTAIC | SUN | 40 | 40 |  |  |  |  | 1 | 24 | 24 | 299.6 |  |  |  | 0.1 | 0.1 | 0.1 | 0.19 | 1.29 | 17.01 | 26.92 | 8.12 | 15.58 | 0.1 | 0.1 | 0.1 | N | South | FC |  | Group name: ROSAMOND_WEST_506 - Max to grid 299.6 MW.
TESLA_1_QF |  |  | SMALL QF AGGREGATION - STOCKTON | CISO | N | CAISO System |  |  | CHP | OTHER | OTHER | 2 | 5 |  |  |  |  | 1 | 24 | 24 |  |  |  |  | 0.25 | 0.23 | 0.3 | 0.27 | 0.16 | 0.28 | 0.21 | 0.18 | 0.15 | 0.08 | 0.04 | 0.09 | N | North | FC
VOYAGR_2_VOYWD3 |  |  | Voyager Wind 3 | CISO | N | CAISO System |  |  | Wind | WIND | WIND | 42.45 | 43.2 |  |  |  |  | 1 | 24 | 24 |  |  |  |  | 3.57 | 8.61 | 9.64 | 15.53 | 17.51 | 15.95 | 15.89 | 14.68 | 9.01 | 4.83 | 2.8 | 2.75 | N | South | FC
SAUGUS_6_MWDFTH |  |  | Foothill Hydroelectric Recovery Plant | CISO | N | Big Creek-Ventura |  |  | Hydro | HYDRO | WATER | 9.1 | 9.1 |  |  |  |  | 1 | 24 | 24 |  |  | 0 | 1 | 2.4 | 3 | 4.4 | 5.2 | 6 | 6.6 | 7 | 7 | 7 | 6.8 | 6.8 | 7 | Y | South | FC
RTREE_2_WIND3 |  |  | Rising Tree 3 | CISO | N | CAISO System |  |  | Wind | WIND | WIND | 99 | 99 |  |  |  |  | 1 | 24 | 24 |  |  |  |  | 8.32 | 20.08 | 22.49 | 36.22 | 40.84 | 37.2 | 37.07 | 34.23 | 21.02 | 11.26 | 6.54 | 6.4 | N | South | FC
WSENGY_1_UNIT 1 |  |  | Wheelabrator Shasta | CISO | N | CAISO System |  |  | Biomass/Wood | STEAM | BIOMASS | 50 | 50 |  |  |  |  | 1 | 24 | 24 |  |  |  |  | 34.06 | 34.06 | 34.01 | 32.62 | 34.05 | 34.06 | 34.38 | 35.97 | 35.66 | 33.92 | 32.92 | 34.06 | N | North | FC
RVRVEW_1_UNITA1 |  |  | Riverview Energy Center (GP Antioch) | CISO | N | Bay Area | Contra Costa |  | Peaker | COMBUSTION TURBINE | NATURAL GAS | 48.7 | 50 |  |  |  |  | 1 | 24 | 24 |  |  | 47.6 | 1 | 47.6 | 47.6 | 47.6 | 47.6 | 47.6 | 47.6 | 47.6 | 47.6 | 47.6 | 47.6 | 47.6 | 47.6 | Y | North | FC
HOOVER_2_SCEPT |  |  | Hoover DAM - SCE Share | WALC | Y | Import |  |  | Hydro | HYDRO | WATER | 287 | 288 |  |  |  |  | 1 | 24 | 24 |  |  | 284 | 1 | 287 | 287 | 287 | 287 | 287 | 287 | 287 | 287 | 287 | 287 | 287 | 287 |  | South | IAR
S_RITA_6_SOLAR1 |  |  | Sun Harvest Solar | CISO | N | Fresno |  | Y | Solar_1Axis | PHOTO VOLTAIC | SUN | 1.5 | 1.5 |  |  |  |  | 1 | 24 | 24 |  |  |  |  | 0 | 0 | 0 | 0 | 0 | 0 | 0 | 0 | 0 | 0 | 0 | 0 | N | North | EO
WISTRA_2_WRSSR1 |  |  | Wistaria Ranch Solar | CISO | N | San Diego-IV |  | Y | Solar_1Axis | PHOTO VOLTAIC | SUN | 100 | 100 |  |  |  |  | 1 | 24 | 24 |  |  |  |  | 0.1 | 0.1 | 0.1 | 0.48 | 3.22 | 42.52 | 67.29 | 20.3 | 38.96 | 0.18 | 0.1 | 0.1 | N | South | FC
TRNQLT_2_SOLAR |  | TRNQLT_2_RETBT1 | Tranquillity | CISO | N | Fresno |  | Y | Paired_Solar_Fixed | PHOTO VOLTAIC | SUN | 200 | 200 |  |  |  |  | 1 | 24 | 24 | 200 |  |  |  | 0.1 | 0.1 | 0.1 | 2.68 | 10.48 | 76.62 | 119.83 | 40.19 | 80.14 | 1.3 | 0.1 | 0.1 | N | North | FC |  | Group name: TRANQUILLITY_643W - Max to grid 200 MW. Co-located with TRNQLT_2_RETBT1
WALNUT_2_SOLAR |  |  | Industry MetroLink PV 1 | CISO | N | LA Basin | Western |  | Solar_Fixed | PHOTO VOLTAIC | SUN | 1.5 | 1.6 |  |  |  |  | 1 | 24 | 24 |  |  |  |  | 0 | 0 | 0 | 0 | 0 | 0 | 0 | 0 | 0 | 0 | 0 | 0 | N | South | EO
STANTN_2_STAGT2 |  |  | Stanton 2 | CISO | N | LA Basin | Western |  | Peaker | OTHER | NATURAL GAS | 49.65 | 50 |  |  |  |  | 1 | 24 | 24 |  |  | 49.65 | 1 | 49.65 | 49.65 | 49.65 | 49.65 | 49.65 | 49.65 | 49.65 | 49.65 | 49.65 | 49.65 | 49.65 | 49.65 | Y | South | FC
SAUGUS_6_CREST |  |  | East Portal Hydro | CISO | N | Big Creek-Ventura |  |  | Hydro | HYDRO | WATER | 1 | 1 |  |  |  |  | 1 | 24 | 24 |  |  |  |  | 0 | 0 | 0 | 0 | 0 | 0 | 0 | 0 | 0 | 0 | 0 | 0 | N | South | EO
SCARLT_2_SSABT1 |  | SCARLT_2_SSASR1 | Scarlet Solar CA 1A | CISO | N | Fresno |  |  | Paired_BattStorage | OTHER | LESR | 10 | 10 | 0.8 | 40 | 40 | 1 | 1 | 24 | 4 | 100 | FALSE | 20 | 2 | 10 | 10 | 10 | 10 | 10 | 10 | 10 | 10 | 10 | 10 | 10 | 10 | Y | North | ID | 1 | Q1135 - Group name: SCARLET_1135_1 - Max to grid 100 MW. C8 - Waiting for Bellota-Warnerville 230 kV reconductoring, Reconductor Panoche-Padre Flat 230 kV, QC8RAS-08 RAS and possibly other. - Max to grid 400 MW
VLCNTR_6_VCEBT1 |  | VLCNTR_6_VCEBT2 | Valley Center Energy Storage | CISO | N | San Diego-IV | San Diego |  | Paired_BattStorage | OTHER | LESR | 54 | 54 | 0.8 | 216 | 216 | 1 | 1 | 24 | 4 | 139 | TRUE | 108 | 1 | 54 | 54 | 54 | 54 | 54 | 54 | 54 | 54 | 54 | 54 | 54 | 54 | Y | South | PD | 54 | Group name: VALLEY_CENTER_1191 - Max to grid 139 MW. VLCNTR_6_VCEBT1 and VLCNTR_6_VCEBT2, combined PD 104 MW
SCHLTE_1_PL1X3 |  |  | Tracy Combined Cycle Power Plant | CISO | N | Stockton | Tesla-Bellota |  | CCGT | COMBINED CYCLE | NATURAL GAS | 336.04 | 0 |  |  |  |  | 1 | 24 | 24 |  |  | 247.24 | 1 | 336.04 | 336.04 | 336.04 | 336.04 | 336.04 | 336.04 | 336.04 | 336.04 | 336.04 | 336.04 | 336.04 | 336.04 | Y | North | FC
SISPRG_2_DS3BT1 |  | SISPRG_2_DS3SR1 | Daggett Solar 3 a BESS | CISO | N | CAISO System |  |  | Paired_BattStorage | OTHER | LESR | 61.5 | 61.5 | 0.845 | 246 | 246 | 1 | 1 | 24 | 4 | 123 | FALSE | 122.66 | 1 | 61.5 | 61.5 | 61.5 | 61.5 | 61.5 | 61.5 | 61.16 | 61.5 | 61.5 | 61.5 | 61.5 | 61.5 | Y | South | ID | 1 | Q1314 - Group name DAGGETT_SOLAR3_1314_1 - Max to grid 123 MW. Waiting for Mojave RAS. Co-located with SISPRG_2_DS3SR1
SEGS_1_SR2SL2 |  |  | Sunray 2 | CISO | N | CAISO System |  | Y | Solar_1Axis | PHOTO VOLTAIC | SUN | 20 | 20 |  |  |  |  | 1 | 24 | 24 |  |  |  |  | 0.1 | 0.1 | 0.1 | 0.1 | 0.64 | 8.5 | 13.46 | 4.06 | 7.79 | 0.1 | 0.1 | 0.1 | N | South | FC
ULTPCH_1_UNIT 1 |  |  | Pacific Ultrapower Chinese Station | CISO | N | Stockton | Tesla-Bellota, Stanislaus |  | Biomass/Wood | STEAM | BIOMASS | 18 | 25.3 |  |  |  |  | 1 | 24 | 24 |  |  |  |  | 15.48 | 17.36 | 15.64 | 15.76 | 17.72 | 11.93 | 17.36 | 17.8 | 17 | 15.1 | 15.8 | 17.62 | N | North | FC
SGREGY_6_SANGER |  |  | Algonquin Power Sanger 2 | CISO | N | Fresno | Herndon | Y | CCGT | COMBINED CYCLE | NATURAL GAS | 48.3 | 48.3 |  |  |  |  | 1 | 24 | 24 |  |  | 33.08 | 1 | 48.08 | 48.08 | 48.08 | 48.08 | 48.08 | 48.08 | 48.08 | 48.08 | 48.08 | 48.08 | 48.08 | 48.08 | Y | North | FC
WSNR_2_TESLADYN |  |  | Central Valley Tesla | BANC | Y | Import |  |  | Hydro | HYDRO | WATER | 10 | 0 |  |  |  |  | 1 | 24 | 24 |  |  |  |  | 10 | 10 | 10 | 10 | 10 | 10 | 10 | 10 | 10 | 10 | 10 | 10 |  | North | IAR
WAUKNA_1_SOLAR |  |  | Corcoran Solar | CISO | N | Fresno | Herndon, Hanford | Y | Solar_Fixed | PHOTO VOLTAIC | SUN | 20 | 20 |  |  |  |  | 1 | 24 | 24 |  |  |  |  | 0.1 | 0.1 | 0.1 | 0.27 | 1.05 | 7.66 | 11.98 | 4.02 | 8.01 | 0.13 | 0.1 | 0.1 | N | North | FC
SISPRG_2_DS3BT3 |  | SISPRG_2_DS3SR3 | Daggett Solar 3 cd BESS | CISO | N | CAISO System |  |  | Paired_BattStorage | OTHER | LESR | 12.5 | 12.5 | 0.8 | 50 | 50 | 1 | 1 | 24 | 4 | 50 | FALSE | 25 | 2 | 12.5 | 12.5 | 12.5 | 12.5 | 12.5 | 12.5 | 12.5 | 12.5 | 12.5 | 12.5 | 12.5 | 12.5 | Y | South | ID | 1 | Q1314 - Group name: DAGGETT_SOLAR3_1314_3 - Max to grid 50 MW. Waiting for Mojave RAS. Co-located with SISPRG_2_DS3SR3
TRNQL8_2_VERSR1 |  |  | Tranquillity 8 Verde | CISO | N | Fresno |  |  | Solar_1Axis | PHOTO VOLTAIC | SUN | 60 | 60 |  |  |  |  | 1 | 24 | 24 |  |  |  |  | 0.1 | 0.1 | 0.1 | 0.82 | 4.22 | 34.02 | 43.78 | 16.03 | 28.51 | 0.23 | 0.1 | 0.1 | N | North | FC
SKERN_6_SOLAR2 |  |  | SKIC Solar | CISO | N | Kern | South Kern PP, Kern 70 kV | Y | Solar_1Axis | PHOTO VOLTAIC | SUN | 10 | 10 |  |  |  |  | 1 | 24 | 24 |  |  |  |  | 0.1 | 0.1 | 0.1 | 0.14 | 0.7 | 5.67 | 7.3 | 2.67 | 4.75 | 0.1 | 0.1 | 0.1 | N | North | FC
VALTNE_2_TBBBT1 | VALTNE_2_TBBBT1_LESR |  | Tropico Solar Big Beau | CISO | N | CAISO System |  |  | Hybrid_BattStorage | OTHER | HYBD | 18 | 58 | 0.8 | 72 | 72 | 1 | 1 | 24 | 4 | 58 | FALSE | 18 | 1 | 18 | 18 | 18 | 18 | 18 | 18 | 18 | 18 | 18 | 18 | 18 | 18 | Y | South | ID | 1 | Q1329-Q602 - Waiting for Tehachapi cRAS and Whirlwind cRAS - Hybrid 58 MW max to grid - 18 MW BESS and 58 MW PV - part of an original project with 92perc. IDS
VALTNE_2_TBBBT1 | VALTNE_2_TBBBT1_SUN |  | Tropico Solar Big Beau | CISO | N | CAISO System |  |  | Hybrid_Solar_1Axis | OTHER | HYBD | 58 | 58 |  |  |  |  | 1 | 24 | 24 | 58 |  | 18 | 1 | 0.1 | 0.1 | 0.1 | 0.28 | 1.87 | 24.66 | 39.03 | 11.77 | 22.59 | 0.1 | 0.1 | 0.1 | Y | South | ID | 1 | Q1329-Q602 - Waiting for Tehachapi cRAS and Whirlwind cRAS - Hybrid 58 MW max to grid - 18 MW BESS and 58 MW PV - part of an original project with 92perc. IDS
SLUISP_2_UNITS |  |  | SAN LUIS (GIANELLI) PUMP-GEN (AGGREGATE) | CISO | N | CAISO System |  | Y | Pump | PUMPED STORAGE | WATER | 374.43 | 0 |  |  |  |  | 1 | 24 | 24 |  |  |  |  | 0 | 0 | 10.91 | 82.1 | 79.79 | 80.22 | 0 | 0 | 0 | 0 | 0 | 0 | N | North | FC
SLST13_2_SOLAR1 |  |  | Quinto Solar PV Project | CISO | N | CAISO System |  | Y | Solar_1Axis | PHOTO VOLTAIC | SUN | 107.6 | 107.6 |  |  |  |  | 1 | 24 | 24 |  |  |  |  | 0.1 | 0.1 | 0.1 | 1.47 | 7.56 | 61.01 | 78.51 | 28.75 | 51.12 | 0.41 | 0.1 | 0.1 | N | North | FC
SNCLRA_2_SILBT1 |  |  | Silverstrand BESS | CISO | N | Big Creek-Ventura | S.Clara, Moorpark |  | Battery Storage | OTHER | LESR | 11 | 11 | 0.8 | 44 | 44 | 1 | 1 | 24 | 4 |  | TRUE | 22 | 3 | 11 | 11 | 11 | 11 | 11 | 11 | 11 | 11 | 11 | 11 | 11 | 11 | Y | South | FC
SNCLRA_2_SPRHYD |  |  | Springville Hydroelectric Generator | CISO | N | Big Creek-Ventura | S.Clara, Moorpark |  | Hydro | HYDRO | WATER | 1 | 1 |  |  |  |  | 1 | 24 | 24 |  |  |  |  | 0.01 | 0.02 | 0.07 | 0.05 | 0.05 | 0.08 | 0.13 | 0.12 | 0.1 | 0.07 | 0.05 | 0.02 | N | South | FC
VERNON_6_GONZL1 |  |  | H. Gonzales Unit #1 | CISO | N | LA Basin | Western |  | Peaker | FTUR | NATURAL GAS | 5.75 | 5.5 |  |  |  |  | 1 | 24 | 24 |  |  | 5.75 | 1 | 5.75 | 5.75 | 5.75 | 5.75 | 5.75 | 5.75 | 5.75 | 5.75 | 5.75 | 5.75 | 5.75 | 5.75 | Y | South | FC
YELPIN_2_YP2BT3 |  | YELPIN_2_YP2SR3 | Yellow Pine 2 B BESS | CISO | N | CAISO System |  |  | Paired_BattStorage | OTHER | LESR | 32 | 32 | 0.859 | 128 | 128 | 1 | 1 | 24 | 4 | 65 | TRUE | 64 | 2 | 32 | 32 | 32 | 32 | 32 | 32 | 32 | 32 | 32 | 32 | 32 | 32 | Y | South | ID | 1 | Q1341 - Group name: YELLOW_PINE_1341_3 - Max to grid 65 MW. Waiting for Lugo Victorville CRAS - Co-located with 65 MW solar YELP_2_YP2SR3.
VISTRA_5_PLABT2 |  |  | Plano Storage 2 | CISO | N | Bay Area | South Bay-Moss Landing |  | Battery Storage | OTHER | LESR | 100.4 | 100.4 | 0.8 | 401.6 | 401.6 | 1 | 1 | 24 | 4 |  | TRUE | 200.8 | 1 | 100.4 | 100.4 | 100.4 | 100.4 | 100.4 | 100.4 | 100.4 | 100.4 | 100.4 | 100.4 | 100.4 | 100.4 | Y | North | FC
SOLBLU_2_WSBSX2 |  | SOLBLU_2_WSBBX2 | Westlands Solar Blue | CISO | N | CAISO System |  |  | Paired_Solar_1Axis | PHOTO VOLTAIC | SUN | 250 | 0 |  |  |  |  | 1 | 24 | 24 | 250 |  |  |  | 0.1 | 0.1 | 0.1 | 3.4 | 17.57 | 25 | 25 | 25 | 25 | 0.94 | 0.1 | 0.1 | N | North | FC | 1 | Group name: WESTLANDS_1139 - Max to grid 250 MW. Co-located with SOLBLU_2_WSBBX2. Max 25 MWs.
VICTOR_1_LVSLR2 |  |  | Lone Valley Solar Park 2 | CISO | N | CAISO System |  |  | Solar_Fixed | PHOTO VOLTAIC | SUN | 20 | 20 |  |  |  |  | 1 | 24 | 24 |  |  |  |  | 0 | 0 | 0 | 0 | 0 | 0 | 0 | 0 | 0 | 0 | 0 | 0 | N | South | EO
SPBURN_2_UNIT 1 |  |  | Burney Biomass | CISO | N | CAISO System |  |  | Biomass/Wood | STEAM | BIOMASS | 22 | 22 |  |  |  |  | 1 | 24 | 24 |  |  |  |  | 10.4 | 9.89 | 9.56 | 9.32 | 9.29 | 11.85 | 12.24 | 12.22 | 12.31 | 11.12 | 10.41 | 10.88 | N | North | FC
VLCNTR_6_VCSLR |  |  | Cole Grade | CISO | N | San Diego-IV | San Diego |  | Solar_1Axis | PHOTO VOLTAIC | SUN | 2.33 | 2.4 |  |  |  |  | 1 | 24 | 24 |  |  |  |  | 0.1 | 0.1 | 0.1 | 0.1 | 0.1 | 0.99 | 1.57 | 0.47 | 0.91 | 0.1 | 0.1 | 0.1 | N | South | FC
SPIFBD_1_PL1X2 |  |  | SIERRA PACIFIC IND. (SONORA) | CISO | N | Stockton | Tesla-Bellota, Stanislaus |  | Biomass/Wood | STEAM | BIOMASS | 7.5 | 7.5 |  |  |  |  | 1 | 24 | 24 |  |  |  |  | 2.51 | 2.48 | 2.46 | 2.44 | 2.81 | 3.35 | 3.58 | 3.66 | 3.65 | 3.16 | 2.71 | 2.52 | N | North | FC
SRINTL_6_UNIT |  |  | SRI INTERNATIONAL | CISO | N | Bay Area |  |  | CHP | COMBUSTION TURBINE | NATURAL GAS | 6.9 | 6.9 |  |  |  |  | 1 | 24 | 24 |  |  |  |  | 1.32 | 1.31 | 1.36 | 1.46 | 1.37 | 1.19 | 1.06 | 0.96 | 0.96 | 1.03 | 1.22 | 1.19 | N | North | FC
STANTN_2_STAGT1 |  |  | Stanton 1 | CISO | N | LA Basin | Western |  | Peaker | OTHER | NATURAL GAS | 49.65 | 50 |  |  |  |  | 1 | 24 | 24 |  |  | 49.65 | 1 | 49.65 | 49.65 | 49.65 | 49.65 | 49.65 | 49.65 | 49.65 | 49.65 | 49.65 | 49.65 | 49.65 | 49.65 | Y | South | FC
VOLTA_6_BAILCK |  |  | Bailey Creek Ranch | CISO | N | CAISO System |  |  | Hydro | HYDRO | WATER | 0.63 | 0.6 |  |  |  |  | 1 | 24 | 24 |  |  |  |  | 0 | 0 | 0 | 0 | 0 | 0 | 0 | 0 | 0 | 0 | 0 | 0 | N | North | EO
WOLFSK_1_UNITA1 |  |  | Wolfskill Energy Center | CISO | N | CAISO System |  | Y | Peaker | COMBUSTION TURBINE | NATURAL GAS | 48.68 | 49.9 |  |  |  |  | 1 | 24 | 24 |  |  | 46.9 | 1 | 46.9 | 46.9 | 46.9 | 46.9 | 46.9 | 46.9 | 46.9 | 46.9 | 46.9 | 46.9 | 46.9 | 46.9 | Y | North | FC
STOREY_7_MDRCHW |  |  | Madera Canal Site 980 | CISO | N | Fresno |  |  | Hydro | HYDRO | WATER | 1.84 | 3.8 |  |  |  |  | 1 | 24 | 24 |  |  |  |  | 0 | 0 | 0 | 0.43 | 0.4 | 0.46 | 0.76 | 0.46 | 0.44 | 0.25 | 0.04 | 0 | N | North | FC
STROUD_6_SOLAR |  |  | Stroud Solar Station | CISO | N | Fresno | Herndon | Y | Solar_Fixed | PHOTO VOLTAIC | SUN | 20 | 20 |  |  |  |  | 1 | 24 | 24 |  |  |  |  | 0.1 | 0.1 | 0.1 | 0.27 | 1.05 | 7.66 | 11.98 | 4.02 | 8.01 | 0.13 | 0.1 | 0.1 | N | North | FC
TEHAPI_2_PW1WD1 |  |  | Point Wind 1 | CISO | N | CAISO System |  |  | Wind | WIND | WIND | 47.49 | 47.5 |  |  |  |  | 1 | 24 | 24 |  |  |  |  | 3.99 | 9.63 | 10.79 | 17.37 | 19.59 | 17.84 | 17.78 | 16.42 | 10.08 | 5.4 | 3.14 | 3.07 | N | South | FC
HOOV_2_ANAPT |  |  | Hoover Power Plant | WALC | Y | Import |  |  | Hydro | HYDRO | WATER | 40.39 | 41 |  |  |  |  | 1 | 24 | 24 |  |  | 40.39 | 1 | 40.39 | 40.39 | 40.39 | 40.39 | 40.39 | 40.39 | 40.39 | 40.39 | 40.39 | 40.39 | 40.39 | 40.39 |  | South | IAR
SUNST2_5_SS2SR1 |  |  | Sun Streams Solar 2 | CISO | N | CAISO System |  |  | Solar_1Axis | PHOTO VOLTAIC | SUN | 150 | 150 |  |  |  |  | 1 | 24 | 24 |  |  |  |  | 0.1 | 0.1 | 0.1 | 0.71 | 4.83 | 63.79 | 100.94 | 30.45 | 58.43 | 0.26 | 0.1 | 0.1 | N | South | FC
INTMNT_3_PASADENA |  |  | Intermountain Power Project | LADWP | Y | Import |  |  | Coal | STEAM | COAL | 107 | 0 |  |  |  |  | 1 | 24 | 24 |  |  |  |  | 107 | 107 | 107 | 107 | 107 | 107 | 107 | 107 | 107 | 107 | 107 | 107 |  | South | IAR
TENGEN_2_PL1X2 |  |  | Placerita Canyon Cogen | CISO | N | Big Creek-Ventura |  |  | CHP | COMBUSTION TURBINE | NATURAL GAS | 37.7 | 0 |  |  |  |  | 1 | 24 | 24 |  |  | 0 | 1 | 37.7 | 37.7 | 37.7 | 37.7 | 37.7 | 37.7 | 37.7 | 37.7 | 37.7 | 37.7 | 37.7 | 37.7 | Y | South | FC
SIGHEB_6_HE2SCEDYN |  |  | Heber 2 | IID | Y | Import |  |  | Geothermal | COMBUSTION TURBINE | GEOTHERMAL | 28 | 0 |  |  |  |  | 1 | 24 | 24 |  |  |  |  | 28 | 28 | 28 | 28 | 28 | 28 | 28 | 28 | 28 | 28 | 28 | 28 |  | South | IAR
TVYVLY_6_KRSHY1 |  |  | Kings River Syphon | CISO | N | Fresno |  |  | Hydro | HYDRO | WATER | 1.3 | 1.3 |  |  |  |  | 1 | 24 | 24 |  |  | 0 | 1 | 0.3 | 0.36 | 0 | 0 | 0 | 0.2 | 0.25 | 0.32 | 0.25 | 0.19 | 0 | 0.32 | Y | North | FC
YELPIN_2_YP2BT2 |  | YELPIN_2_YP2SR2 | Yellow Pine 2 A BESS | CISO | N | CAISO System |  |  | Paired_BattStorage | OTHER | LESR | 28 | 53 | 0.875 | 112 | 112 | 1 | 1 | 24 | 4 | 60 | FALSE | 81 | 2 | 28 | 28 | 28 | 28 | 28 | 28 | 53 | 53 | 53 | 53 | 53 | 53 | Y | South | ID | 53 | Q1341 - Group name YELLOW_PINE_1341_2 - Max to grid 60 MW. Waiting for Lugo Victorville CRAS a possibly more - Co-located with 60 MW solar YELP_2_YP2SR2.
WNDMAS_2_UNIT 1 |  |  | BUENA VISTA ENERGY, LLC | CISO | N | Bay Area | Contra Costa |  | Wind | WIND | WIND | 38 | 36 |  |  |  |  | 1 | 24 | 24 |  |  |  |  | 2.16 | 3.23 | 6.73 | 13.35 | 17.53 | 16.21 | 16.32 | 11.55 | 9.35 | 4.15 | 1.53 | 2.1 | N | North | FC
SUNSTR_5_SS1SCEDYN |  |  | Sunstream Solar 1 | AZPS | Y | Import |  |  | Solar_1Axis | PHOTO VOLTAIC | SUN | 150 | 0 |  |  |  |  | 1 | 24 | 24 |  |  |  |  | 0.1 | 0.1 | 0.1 | 0.71 | 4.83 | 63.79 | 100.94 | 30.45 | 58.43 | 0.26 | 0.1 | 0.1 |  | South | IAR
ARKANS_1_ARKSLR |  |  | SG Arkansas | IID | Y | Import |  |  | Solar_1Axis | PHOTO VOLTAIC | SUN | 50 | 50 |  |  |  |  | 1 | 24 | 24 |  |  |  |  | 0.1 | 0.1 | 0.1 | 0.24 | 1.61 | 21.26 | 33.65 | 10.15 | 19.48 | 0.09 | 0.1 | 0.1 |  | South | IAR
WSTWND_2_M89BT2 |  | WSTWND_2_M89WD2 | Mojave 89 BESS 2B | CISO | N | CAISO System |  |  | Paired_BattStorage | OTHER | LESR | 70.6 | 70.6 | 0.8 | 282.4 | 282.4 | 1 | 1 | 24 | 4 | 82.65 | FALSE | 0 | 1 | 0 | 0 | 0 | 0 | 0 | 0 | 0 | 0 | 0 | 0 | 0 | 0 | Y | South | EO |  | Group name: MOJAVE89_0041CONV - Max to grid 82.65 MW.
VESTAL_2_TS5SR1 |  |  | Tulare Solar 5 | CISO | N | Big Creek-Ventura | Vestal |  | Solar_1Axis | PHOTO VOLTAIC | SUN | 55.83 | 55.9 |  |  |  |  | 1 | 24 | 24 |  |  |  |  | 0.1 | 0.1 | 0.1 | 0.27 | 1.8 | 23.74 | 37.57 | 11.33 | 21.75 | 0.1 | 0.1 | 0.1 | N | South | FC
VILLPK_2_VALLYV |  |  | MWD Valley View Hydroelectric Recovery P | CISO | N | LA Basin | Western |  | Hydro | HYDRO | WATER | 4.1 | 4.1 |  |  |  |  | 1 | 24 | 24 |  |  | 0 | 1 | 0 | 0 | 0 | 0 | 3 | 2.4 | 0 | 0 | 0 | 2.4 | 3 | 3 | Y | South | FC
VICTOR_1_SOLAR3 |  |  | Adelanto Solar 2 | CISO | N | CAISO System |  |  | Solar_1Axis | PHOTO VOLTAIC | SUN | 7 | 7 |  |  |  |  | 1 | 24 | 24 |  |  |  |  | 0.1 | 0.1 | 0.1 | 0.1 | 0.23 | 2.98 | 4.71 | 1.42 | 2.73 | 0.1 | 0.1 | 0.1 | N | South | FC
VOLTA_2_UNIT 1 |  |  | VOLTA HYDRO UNIT 1 | CISO | N | CAISO System |  |  | Hydro | HYDRO | WATER | 9.1 | 9.1 |  |  |  |  | 1 | 24 | 24 |  |  |  |  | 2.46 | 2.47 | 1.14 | 0.46 | 1.13 | 0.98 | 0.73 | 1.25 | 0.87 | 0.73 | 0.87 | 0.98 | N | North | FC
MILFRD_7_PASADENA |  |  | Milford I | LADWP | Y | Import |  |  | Wind | WIND | WIND | 5 | 0 |  |  |  |  | 1 | 24 | 24 |  |  |  |  | 0.42 | 1.01 | 1.14 | 1.83 | 2.06 | 1.88 | 1.87 | 1.73 | 1.06 | 0.57 | 0.33 | 0.32 |  | South | IAR
BEKWJS_5_BV1SCEDYN |  |  | Broadview 1 | AZPS | Y | Import |  |  | Wind | WIND | WIND | 130 | 0 |  |  |  |  | 1 | 24 | 24 |  |  |  |  | 53.63 | 63.91 | 67.6 | 66.3 | 54.6 | 57.54 | 44.2 | 40.3 | 39 | 43.55 | 39.99 | 49.4 |  | South | IAR
RAMON_2_SCEDYN |  |  | RAMON_2_SCEDYN | IID | Y | Import |  |  | Geothermal | OTHER | GEOTHERMAL | 106.18 | 0 |  |  |  |  | 1 | 24 | 24 |  |  |  |  | 106.18 | 106.18 | 106.18 | 106.18 | 106.18 | 106.18 | 106.18 | 106.18 | 106.18 | 106.18 | 106.18 | 106.18 |  | South | IAR
WALNUT_6_HILLGEN |  |  | Puente Hills | CISO | N | LA Basin | Western |  | Biogas | OTHER | BIOGAS | 47 | 50 |  |  |  |  | 1 | 24 | 24 |  |  |  |  | 20.59 | 20.95 | 20.53 | 20.13 | 19.28 | 20.76 | 20.55 | 20.43 | 20.1 | 20 | 19.41 | 19.35 | N | South | FC
MALIN_5_INHRED |  |  | CSF Columbia Gorge | BPAT | Y | Import |  |  | Wind | WIND | WIND | 50 | 0 |  |  |  |  | 1 | 24 | 24 |  |  |  |  | 5 | 11.25 | 8.5 | 22.36 | 17.5 | 18 | 4.5 | 6 | 6.75 | 5 | 4.5 | 4.5 |  | North | IAR
WAUKNA_1_SOLAR2 |  |  | Corcoran 2 | CISO | N | Fresno | Herndon, Hanford | Y | Solar_1Axis | PHOTO VOLTAIC | SUN | 19.75 | 19.8 |  |  |  |  | 1 | 24 | 24 |  |  |  |  | 0.1 | 0.1 | 0.1 | 0.27 | 1.39 | 11.2 | 14.41 | 5.28 | 9.38 | 0.1 | 0.1 | 0.1 | N | North | FC
ELCABO_5_ECWSCEDYN |  |  | El Cabo Wind | PNM | Y | Import |  |  | Wind | WIND | WIND | 298 | 0 |  |  |  |  | 1 | 24 | 24 |  |  |  |  | 122.93 | 146.5 | 154.96 | 151.98 | 125.16 | 131.89 | 101.32 | 92.38 | 89.4 | 99.83 | 91.66 | 113.24 |  | South | IAR
MALIN_5_GCPDDYN |  |  | Grant County Hydro Facilities | BPAT | Y | Import |  |  | Hydro | HYDRO | WATER | 125 | 0 |  |  |  |  | 1 | 24 | 24 |  |  |  |  | 125 | 125 | 125 | 125 | 125 | 125 | 125 | 125 | 125 | 125 | 125 | 125 |  | North | IAR
MALIN_5_IBERDR |  |  | Iberdrola Centroid Sytem Resource | BPAT | Y | Import |  |  | Wind | WIND | WIND | 100 | 0 |  |  |  |  | 1 | 24 | 24 |  |  |  |  | 10 | 22.5 | 17 | 44.71 | 35 | 36 | 9 | 12 | 13.5 | 10 | 9 | 9 |  | North | IAR
SANBRN_2_SS2BT3 |  |  | Sanborn Solar 2 SBESS 3 | CISO | N | CAISO System |  |  | Battery Storage | OTHER | LESR | 169 | 169 | 0.8 | 676 | 676 | 1 | 1 | 24 | 4 | 169 | TRUE | 338 | 1 | 169 | 169 | 169 | 169 | 169 | 169 | 169 | 169 | 169 | 169 | 169 | 169 | Y | South | ID | 1 | Q1518 - Group name: SANBORN_SOLAR2_1518 - Max to grid 500 MW. Waiting for Windhub CRAS, Tehachapi CRAS and possibly other.
AKINGS_6_AMESR1 |  |  | American Kings Solar | CISO | N | Fresno | Hanford | Y | Solar_1Axis | PHOTO VOLTAIC | SUN | 123 | 123 |  |  |  |  | 1 | 24 | 24 |  |  |  |  | 0.1 | 0.1 | 0.1 | 1.68 | 8.65 | 69.75 | 89.75 | 32.87 | 58.44 | 0.46 | 0.1 | 0.1 | N | North | FC
UNVRSY_1_UNIT 1 |  |  | Berry Cogen 38 - Unit 1 | CISO | N | CAISO System |  | Y | CHP | FTUR | NATURAL GAS | 38 | 38 |  |  |  |  | 1 | 24 | 24 |  |  |  |  | 34.17 | 32.65 | 26.68 | 27.28 | 34.23 | 33.48 | 33.18 | 32.93 | 32.98 | 30.27 | 34.39 | 34.17 | N | North | FC
INDVLY_1_UNITS |  |  | Indian Valley Hydro | CISO | N | NCNB | Eagle Rock, Fulton |  | Hydro | HYDRO | WATER | 3.01 | 5 |  |  |  |  | 1 | 24 | 24 |  |  |  |  | 0 | 0 | 0 | 0.13 | 0.32 | 0.82 | 0.95 | 0.86 | 0.16 | 0 | 0 | 0 | N | North | FC
CAMLOT_2_SOLAR1 |  |  | Camelot | CISO | N | CAISO System |  | Y | Solar_Fixed | PHOTO VOLTAIC | SUN | 45 | 45 |  |  |  |  | 1 | 24 | 24 |  |  |  |  | 0.1 | 0.1 | 0.1 | 0.13 | 0.68 | 11.39 | 22.34 | 5.52 | 12.04 | 0.1 | 0.1 | 0.1 | N | South | FC
COVERD_2_HCKHY1 |  |  | HATCHET CREEK | CISO | N | CAISO System |  |  | Hydro | HYDRO | WATER | 6.89 | 7 |  |  |  |  | 1 | 24 | 24 |  |  |  |  | 2.43 | 1.49 | 2.32 | 3.51 | 2.44 | 0.89 | 0.02 | 0 | 0 | 0.14 | 0.09 | 0.45 | N | North | FC
MERCED_1_SOLAR2 |  |  | Merced Solar | CISO | N | Fresno |  | Y | Solar_1Axis | PHOTO VOLTAIC | SUN | 1.5 | 1.5 |  |  |  |  | 1 | 24 | 24 |  |  |  |  | 0 | 0 | 0 | 0 | 0 | 0 | 0 | 0 | 0 | 0 | 0 | 0 | N | North | EO
LNCSTR_6_SOLAR2 | LNCSTR_6_SOLAR2_LESR |  | SEPV Sierra NGR | CISO | N | Big Creek-Ventura |  |  | Hybrid_BattStorage | OTHER | HYBD | 7 | 8.25 | 0.9 | 28 | 56 | 2 | 1 | 24 | 8 | 8.25 | TRUE | 12.9 | 2 | 6.8 | 6.8 | 6.8 | 6.8803 | 6.9 | 5.3135 | 4.3514 | 6.03 | 5.2443 | 6.8899 | 6.8 | 6.8 | Y | South | PD | 6.9 | Hybrid - 8.25 MW max to grid - 3.00 MW Solar PV and 7.00 MW BESS - No ITC limitation.
LNCSTR_6_SOLAR2 | LNCSTR_6_SOLAR2_SUN |  | SEPV Sierra NGR | CISO | N | Big Creek-Ventura |  |  | Hybrid_Solar_1Axis | OTHER | HYBD | 3 | 8.25 |  |  |  |  | 1 | 24 | 24 | 8.25 |  | 12.9 | 2 | 0.1 | 0.1 | 0.1 | 0.019658 | 0.12581 | 1.5865 | 2.5486 | 0.87004 | 1.6557 | 0.010132 | 0.1 | 0.1 | Y | South | PD | 6.9 | Hybrid - 8.25 MW max to grid - 3.00 MW Solar PV and 7.00 MW BESS - No ITC limitation.
TUMBWD_2_WISBT3 |  |  | Willow Springs Solar 3 | CISO | N | CAISO System |  |  | Battery Storage | OTHER | LESR | 50 | 50 | 0.8 | 200 | 200 | 1 | 1 | 24 | 4 |  | TRUE | 100 | 2 | 50 | 50 | 50 | 50 | 50 | 50 | 50 | 50 | 50 | 50 | 50 | 50 | Y | South | ID | 1 | Q1076 - Waiting for Whirlwind CRAS and Tehachapi CRAS.
VOYAGR_2_VOYWD4 |  |  | Voyager Wind 4 | CISO | N | CAISO System |  |  | Wind | WIND | WIND | 21.01 | 21.6 |  |  |  |  | 1 | 24 | 24 |  |  |  |  | 1.77 | 4.26 | 4.77 | 7.69 | 8.67 | 7.89 | 7.87 | 7.26 | 4.46 | 2.39 | 1.39 | 1.36 | N | South | FC
CONTRL_1_CASAD1 |  |  | Mammoth G1 | CISO | N | CAISO System |  |  | Geothermal | OTHER | GEOTHERMAL | 7.2 | 10 |  |  |  |  | 1 | 24 | 24 |  |  |  |  | 6.87 | 7.2 | 6.98 | 6.92 | 6.77 | 5.91 | 4.96 | 5.39 | 5.41 | 5.51 | 6.94 | 6.8 | N | South | FC |  | Behind the South of Control de-rate ¿ limited to 175 MWs and not binding at this time.
HAYPRS_6_HAYHD1 |  |  | Haypress Lower | CISO | N | Sierra | Drum-Rio Oso, South of Palermo |  | Hydro | HYDRO | WATER | 5.8 | 6.1 |  |  |  |  | 1 | 24 | 24 |  |  |  |  | 1.35 | 1.41 | 1.57 | 1.93 | 3.29 | 2.01 | 0.64 | 0.01 | 0 | 0 | 0 | 0 | N | North | FC
BAHIA_2_LKHSR1 |  |  | Lake Herman Solar | CISO | N | CAISO System |  |  | Solar_1Axis | PHOTO VOLTAIC | SUN | 5 | 5 |  |  |  |  | 1 | 24 | 24 |  |  |  |  | 0 | 0 | 0 | 0 | 0 | 0 | 0 | 0 | 0 | 0 | 0 | 0 | N | North | EO
COCOPP_2_CTG2 |  |  | Marsh Landing 2 | CISO | N | Bay Area | Contra Costa |  | Peaker | FTUR | NATURAL GAS | 202.7 | 222 |  |  |  |  | 1 | 24 | 24 |  |  | 193.95 | 1 | 202.25 | 201.68 | 201.36 | 198.21 | 197.04 | 193.81 | 192.86 | 192.32 | 193.95 | 198.13 | 199.65 | 202.7 | Y | North | FC
SIERRA_1_UNITS |  |  | HIGH SIERRA LIMITED | CISO | N | Kern | South Kern PP | Y | Peaker | COMBUSTION TURBINE | NATURAL GAS | 52.43 | 60.3 |  |  |  |  | 1 | 24 | 24 |  |  | 32.43 | 1 | 52.43 | 52.43 | 52.43 | 52.43 | 52.43 | 52.43 | 52.43 | 52.43 | 52.43 | 52.43 | 52.43 | 52.43 | Y | North | FC
BDGRCK_1_UNITS |  |  | BADGER CREEK LIMITED | CISO | N | Kern | South Kern PP | Y | Peaker | COMBUSTION TURBINE | NATURAL GAS | 48.08 | 55.3 |  |  |  |  | 1 | 24 | 24 |  |  | 48.08 | 1 | 48.08 | 48.08 | 48.08 | 48.08 | 48.08 | 48.08 | 48.08 | 48.08 | 48.08 | 48.08 | 48.08 | 48.08 | Y | North | FC
BRDSLD_2_SHLO3B |  |  | Shiloh IV Wind Project | CISO | N | Bay Area | Contra Costa | Y | Wind | WIND | WIND | 100 | 100 |  |  |  |  | 1 | 24 | 24 |  |  |  |  | 5.68 | 8.49 | 17.72 | 35.13 | 46.13 | 42.67 | 42.94 | 30.38 | 24.61 | 10.93 | 4.03 | 5.53 | N | North | FC
SBERDO_2_SNTANA |  |  | SANTA ANA PSP | CISO | N | LA Basin | Eastern, West of Devers |  | Hydro | HYDRO | WATER | 6.95 | 7 |  |  |  |  | 1 | 24 | 24 |  |  |  |  | 0 | 0.11 | 0.29 | 0.34 | 0.26 | 0 | 0.04 | 0.17 | 0 | 0 | 0 | 0 | N | South | FC
DIXNLD_1_LNDFL |  |  | Zero Waste Energy | CISO | N | Bay Area |  | Y | Biomass/Wood | RECIPROCATING ENGINE | BIOMASS | 1.6 | 1.6 |  |  |  |  | 1 | 24 | 24 |  |  |  |  | 0.84 | 0.8 | 0.88 | 0.97 | 0.91 | 0.95 | 1 | 1 | 0.97 | 1 | 0.99 | 0.98 | N | North | FC
VISTRA_5_DALBT2 |  |  | Dallas Energy Storage 2 | CISO | N | Bay Area | South Bay-Moss Landing |  | Battery Storage | OTHER | LESR | 100 | 100 | 0.8 | 400 | 400 | 1 | 1 | 24 | 4 |  | TRUE | 200 | 1 | 100 | 100 | 100 | 100 | 100 | 100 | 100 | 100 | 100 | 100 | 100 | 100 | Y | North | FC
WLDWD_1_SOLAR2 |  |  | Wildwood Solar 2 | CISO | N | CAISO System |  | Y | Solar_1Axis | PHOTO VOLTAIC | SUN | 15 | 15 |  |  |  |  | 1 | 24 | 24 |  |  |  |  | 0.1 | 0.1 | 0.1 | 0.2 | 1.05 | 8.51 | 10.94 | 4.01 | 7.13 | 0.1 | 0.1 | 0.1 | N | North | FC
WSNR_5_TRCYDYN |  |  | Central Valley Tracy | BANC | Y | Import |  |  | Hydro | HYDRO | WATER | 10 | 0 |  |  |  |  | 1 | 24 | 24 |  |  |  |  | 10 | 10 | 10 | 10 | 10 | 10 | 10 | 10 | 10 | 10 | 10 | 10 |  | North | IAR
MISSIX_1_QF |  |  | SMALL QF AGGREGATION - SAB FRABCUSCI | CISO | N | Bay Area | Ames |  | CHP | FTUR | NATURAL GAS | 1 | 15 |  |  |  |  | 1 | 24 | 24 |  |  |  |  | 0.01 | 0.01 | 0.01 | 0.01 | 0.01 | 0.01 | 0.01 | 0.01 | 0.01 | 0.01 | 0.01 | 0.01 | N | North | FC
KNGBRG_1_KBSLR1 |  |  | Kingsburg1 | CISO | N | Fresno |  |  | Solar_Fixed | PHOTO VOLTAIC | SUN | 1.5 | 1.5 |  |  |  |  | 1 | 24 | 24 |  |  |  |  | 0 | 0 | 0 | 0 | 0 | 0 | 0 | 0 | 0 | 0 | 0 | 0 | N | North | EO
COPMTN_2_SOLAR1 |  |  | Copper Mountain 48 | CISO | N | CAISO System |  |  | Solar_Fixed | PHOTO VOLTAIC | SUN | 48 | 48 |  |  |  |  | 1 | 24 | 24 |  |  |  |  | 0.1 | 0.1 | 0.1 | 0.14 | 0.73 | 12.15 | 16.5 | 5.89 | 12.84 | 0.1 | 0.1 | 0.1 | N | South | PD | 16.5
GASKW1_2_GW2SR2 |  | GASKW1_2_GW1SR1, GASKW1_2_GW2BT1, GASKW1_2_GW2SR1, GASKW1_2_GW3SR1, GASKW1_2_GW4SR1, GASKW1_2_GW5SR1 | Gaskell West 2b | CISO | N | CAISO System |  |  | Paired_Solar_1Axis | PHOTO VOLTAIC | SUN | 29 | 29 |  |  |  |  | 1 | 24 | 24 | 124.59 |  |  |  | 0.1 | 0.1 | 0.1 | 0.14 | 0.93 | 12.33 | 19.52 | 5.89 | 11.3 | 0.1 | 0.1 | 0.1 | N | South | ID | 1 | Q1074 - Group name: GASKELL_WEST_1074 - Max to grid 124.59 MW. Waiting for the Whirlwind and Tehachapi CRAS. Co-located with GASKW1_2_GW2SR1, GASKW1_2_GW2BT1
PLAINV_6_DSOLAR |  |  | Western Antelope Dry Ranch | CISO | N | Big Creek-Ventura |  |  | Solar_1Axis | PHOTO VOLTAIC | SUN | 10 | 10 |  |  |  |  | 1 | 24 | 24 |  |  |  |  | 0.1 | 0.1 | 0.1 | 0.1 | 0.32 | 4.25 | 6.73 | 2.03 | 3.9 | 0.1 | 0.1 | 0.1 | N | South | FC
PROXSR_2_PS1BT1 |  |  | Proxima Solar BESS 1A | CISO | N | CAISO System |  |  | Paired_BattStorage | OTHER | LESR | 40 | 40 | 0.83 | 160 | 435.4098 | 2.7213 | 1 | 24 | 10.8852 | 40 | TRUE | 80 | 1 | 40 | 40 | 40 | 40 | 40 | 40 | 40 | 40 | 40 | 40 | 40 | 40 | Y | North | FC |  | Group name: PROXIMA_1244_3 - Max to grid 40 MW.
LMBEPK_2_UNITA2 |  |  | Creed Energy Center, Unit #1 | CISO | N | Bay Area | Contra Costa | Y | Peaker | COMBUSTION TURBINE | NATURAL GAS | 47.6 | 49.9 |  |  |  |  | 1 | 24 | 24 |  |  | 47.6 | 1 | 47.6 | 47.6 | 47.6 | 47.6 | 47.6 | 47.6 | 47.6 | 47.6 | 47.6 | 47.6 | 47.6 | 47.6 | Y | North | FC
BIGSKY_2_BSKSR6 |  | BIGSKY_2_SOLAR1, BIGSKY_2_SOLAR2, BIGSKY_2_SOLAR3, BIGSKY_2_SOLAR4, BIGSKY_2_SOLAR5, BIGSKY_2_SOLAR6, BIGSKY_2_SOLAR7, BGSKYN_2_ASSR1B, BGSKYN_2_AS2SR1, BGSKYN_2_ASSR3A, BGSKYN_2_ASSR3B, BGSKYN_2_ASPSR2,BIGSKY_2_BSKSR7, BIGSKY_2_BSKSR8, BGSKYN_2_BS3SR3, BIGSKY_2_AS2BT1, BIGSKY_2_ASLBT2 | Big Sky Solar 6 | CISO | N | Big Creek-Ventura |  |  | Paired_Solar_1Axis | PHOTO VOLTAIC | SUN | 20 | 20 |  |  |  |  | 1 | 24 | 24 | 650 |  |  |  | 0.1 | 0.1 | 0.1 | 0.1 | 0.64 | 8.5 | 13.46 | 4.06 | 7.79 | 0.1 | 0.1 | 0.1 | N | South | FC |  | Co-located
RCKCRK_7_UNIT 2 |  |  | ROCK CREEK HYDRO UNIT 2 | CISO | N | Sierra | South of Palermo |  | Hydro | HYDRO | WATER | 56.9 | 56.9 |  |  |  |  | 1 | 24 | 24 |  |  | 0 | 1 | 25.76 | 23.92 | 23.92 | 10.8 | 9.44 | 19.6 | 20 | 33.38 | 44.52 | 30.88 | 16.92 | 24 | Y | North | FC
SCARLT_2_SSBSR1 |  | SCARLT_2_SSBBT1 | Scarlet Solar CA 1B PV | CISO | N | Fresno |  |  | Paired_Solar_1Axis | PHOTO VOLTAIC | SUN | 100 | 100 |  |  |  |  | 1 | 24 | 24 | 100 |  |  |  | 0.1 | 0.1 | 0.1 | 1.36 | 7.03 | 56.7 | 70 | 26.72 | 47.51 | 0.38 | 0.1 | 0.1 | N | North | ID | 1 | Q1135 - Group name: SCARLET_1135_2 - Max to grid 100 MW. Max 70 MW NQC. C8 - Waiting for Bellota-Warnerville 230 kV reconductoring, Reconductor Panoche-Padre Flat 230 kV, QC8RAS-08 RAS and possibly other. - Max to grid 400 MW
GEYS13_7_UNIT13 |  |  | GEYSERS UNIT 13 (HEALDSBURG) | CISO | N | NCNB |  |  | Geothermal | STEAM | GEOTHERMAL | 73 | 102 |  |  |  |  | 1 | 24 | 24 |  |  | 34 | 1 | 56 | 56 | 56 | 56 | 56 | 56 | 56 | 56 | 56 | 56 | 56 | 56 | Y | North | FC
HELMPG_7_UNIT 3 |  |  | HELMS PUMP-GEN UNIT 3 | CISO | N | Fresno |  |  | Pumped Hydro | PUMPED STORAGE | WATER | 404 | 404 |  |  |  |  | 1 | 24 | 24 |  |  | 404 | 1 | 404 | 404 | 404 | 404 | 404 | 404 | 404 | 404 | 404 | 404 | 404 | 404 | Y | North | FC
GRIFFI_2_LSPDYN |  |  | Griffith Energy | WALC | Y | Import |  |  | CCGT | COMBINED CYCLE | NATURAL GAS | 570 | 0 |  |  |  |  | 1 | 24 | 24 |  |  |  |  | 570 | 570 | 570 | 570 | 570 | 570 | 570 | 570 | 570 | 570 | 570 | 570 |  | South | IAR
GIFFEN_6_SOLAR1 |  |  | Aspiration Solar G | CISO | N | Fresno | Herndon | Y | Solar_1Axis | PHOTO VOLTAIC | SUN | 9 | 9 |  |  |  |  | 1 | 24 | 24 |  |  |  |  | 0 | 0 | 0 | 0 | 0 | 0 | 0 | 0 | 0 | 0 | 0 | 0 | N | North | EO
CMBLND_2_DS2SR2 |  | CMBLND_2_DS2BT2 | Daggett 2 b PV | CISO | N | CAISO System |  |  | Paired_Solar_1Axis | PHOTO VOLTAIC | SUN | 65 | 65 |  |  |  |  | 1 | 24 | 24 | 65 |  |  |  | 0.1 | 0.1 | 0.1 | 0.31 | 2.09 | 27.64 | 32 | 13.19 | 25.32 | 0.11 | 0.1 | 0.1 | N | South | ID | 1 | Q1313 - Group name: DAGGETT_SOLAR2_1313_2 - Max to grid 65 MW. Waiting for Mojave RAS. Max 32 MW NQC. Co-located with CMBLND_2_DS2BT2.
SISPRG_2_DS3BT4 |  | SISPRG_2_DS3SR4 | Daggett Solar 3 e BESS | CISO | N | CAISO System |  |  | Paired_BattStorage | OTHER | LESR | 15 | 15 | 0.865 | 60 | 60 | 1 | 1 | 24 | 4 | 17 | FALSE | 30 | 1 | 14.9753 | 15 | 15 | 15 | 15 | 15 | 15 | 15 | 15 | 15 | 15 | 13.2799 | Y | South | ID | 1 | Q1314 - Group name: DAGGETT_SOLAR3_1314_4 - Max to grid 17 MW. Waiting for Mojave RAS. Co-located with SISPRG_2_DS3SR4
BARRE_2_QF |  |  | BARRE QFS | CISO | N | LA Basin | Western |  | CHP | OTHER | OTHER | 0.2 | 0.2 |  |  |  |  | 1 | 24 | 24 |  |  |  |  | 0 | 0 | 0.01 | 0.01 | 0 | 0 | 0 | 0 | 0 | 0 | 0 | 0 | N | South | FC
WSTWND_2_SBSBT1 |  |  | Sagebrush Solar 2 | CISO | N | CAISO System |  |  | Battery Storage | OTHER | LESR | 80 | 80 | 0.8 | 320 | 320 | 1 | 1 | 24 | 4 |  | TRUE | 160 | 1 | 80 | 80 | 80 | 80 | 80 | 80 | 80 | 80 | 80 | 80 | 80 | 80 | Y | South | ID | 1 | Q1325 - C12 - Waiting for Mesa-Laguna Bell 230 kV line upgrade project (Max 90 percent PCDS at 200 MW Pmax)
GOLETA_6_EXGEN |  |  | EXXON COMPANY USA | CISO | N | Big Creek-Ventura | S.Clara, Moorpark, Goleta |  | CHP |  | OTHER | 48.2 | 48.2 |  |  |  |  | 1 | 24 | 24 |  |  |  |  | 0 | 0 | 0 | 0 | 0 | 0 | 0 | 0 | 0 | 0 | 0 | 0 | N | South | FC
WHITNY_6_SOLAR |  |  | Whitney Point Solar | CISO | N | Fresno | Coalinga, Panoche 115 kV | Y | Solar_1Axis | PHOTO VOLTAIC | SUN | 20 | 20 |  |  |  |  | 1 | 24 | 24 |  |  |  |  | 0 | 0 | 0 | 0 | 0 | 0 | 0 | 0 | 0 | 0 | 0 | 0 | N | North | EO
DISCOV_1_CHEVRN |  |  | CHEVRON USA (EASTRIDGE) | CISO | N | Kern | South Kern PP, Kern Oil | Y | CHP | FTUR | NATURAL GAS | 48.8 | 56.2 |  |  |  |  | 1 | 24 | 24 |  |  |  |  | 6.63 | 9.14 | 5.09 | 3.93 | 4.54 | 5.3 | 4.21 | 8.55 | 7.98 | 5.19 | 5.16 | 8.87 | N | North | FC
PWEST_1_UNIT |  |  | PACIFIC WEST 1 WIND GENERATION | CISO | N | LA Basin | Western |  | Wind | WIND | WIND | 2.1 | 2.1 |  |  |  |  | 1 | 24 | 24 |  |  |  |  | 0.18 | 0.43 | 0.48 | 0.77 | 0.87 | 0.79 | 0.79 | 0.73 | 0.45 | 0.24 | 0.14 | 0.14 | N | South | FC
ALT6DS_2_WIND9 |  |  | Pinyon Pines 2 | CISO | N | CAISO System |  | Y | Wind | WIND | WIND | 132 | 132 |  |  |  |  | 1 | 24 | 24 |  |  |  |  | 11.09 | 26.77 | 29.98 | 48.29 | 54.46 | 49.6 | 49.42 | 45.64 | 28.03 | 15.01 | 8.71 | 8.54 | N | South | FC
GATWAY_2_PL1X3 |  |  | GATEWAY GENERATING STATION | CISO | N | Bay Area | Contra Costa |  | CCGT | COMBINED CYCLE | NATURAL GAS | 585 | 0 |  |  |  |  | 1 | 24 | 24 |  |  | 381 | 1 | 546 | 557 | 555 | 536 | 538 | 513 | 503 | 507 | 514 | 526 | 540 | 545 | Y | North | FC
CHINO_2_QF |  |  | CHINO QFS | CISO | N | LA Basin | Eastern | Y | CHP | OTHER | OTHER | 0.19 | 21.8 |  |  |  |  | 1 | 24 | 24 |  |  |  |  | 0 | 0.02 | 0 | 0 | 0 | 0 | 0 | 0 | 0 | 0 | 0 | 0 | N | South | FC
VILLPK_6_MWDYOR |  |  | Yorba Linda Hydroelectric Recovery Plant | CISO | N | LA Basin | Western |  | Hydro | HYDRO | WATER | 5.1 | 5.1 |  |  |  |  | 1 | 24 | 24 |  |  | 0 | 1 | 1.6 | 2.8 | 2 | 2.4 | 2.8 | 2.8 | 4 | 4 | 3.92 | 2.4 | 3 | 2.5 | Y | South | FC
DELSUR_6_SOLAR5 |  |  | Radiance Solar 5 | CISO | N | Big Creek-Ventura |  |  | Solar_1Axis | PHOTO VOLTAIC | SUN | 1.5 | 1.9 |  |  |  |  | 1 | 24 | 24 |  |  |  |  | 0 | 0 | 0 | 0 | 0 | 0 | 0 | 0 | 0 | 0 | 0 | 0 | N | South | EO
DELAMO_2_SOLAR5 |  |  | Golden Springs Building L | CISO | N | LA Basin | Western | Y | Solar_1Axis | PHOTO VOLTAIC | SUN | 1 | 1 |  |  |  |  | 1 | 24 | 24 |  |  |  |  | 0.1 | 0.1 | 0.1 | 0.1 | 0.1 | 0.43 | 0.67 | 0.2 | 0.39 | 0.1 | 0.1 | 0.1 | N | South | FC
MSOLAR_2_SOLAR3 |  |  | Mesquite Solar 3, LLC | CISO | N | CAISO System |  |  | Solar_Fixed | PHOTO VOLTAIC | SUN | 152 | 152 |  |  |  |  | 1 | 24 | 24 |  |  |  |  | 0.1 | 0.1 | 0.1 | 0.45 | 2.31 | 38.46 | 75.48 | 18.64 | 40.66 | 0.24 | 0.1 | 0.1 | N | South | FC
CHWCHL_1_UNIT |  |  | CHOW 2 PEAKER PLANT | CISO | N | Fresno | Herndon, Panoche 115 kV, Wilson 115 kV |  | Reciprocating Engine | RECIPROCATING ENGINE | NATURAL GAS | 48.6 | 48.6 |  |  |  |  | 1 | 24 | 24 |  |  | 48 | 1 | 48 | 48 | 48 | 48 | 48 | 48 | 48 | 48 | 48 | 48 | 48 | 48 | Y | North | FC
MLPTAS_7_QFUNTS |  |  | MLPTAS_7_QFUNTS | CISO | N | Bay Area | San Jose, South Bay-Moss Landing |  | CHP | OTHER | OTHER | 1 | 2 |  |  |  |  | 1 | 24 | 24 |  |  |  |  | 0 | 0 | 0 | 0 | 0 | 0 | 0 | 0 | 0 | 0 | 0 | 0 | N | North | FC
OTMESA_2_PL1X3 |  |  | OTAY MESA ENERGY CENTER | CISO | N | San Diego-IV | San Diego |  | CCGT | COMBINED CYCLE | NATURAL GAS | 603.68 | 689 |  |  |  |  | 1 | 24 | 24 |  |  | 448.6 | 1 | 603.6 | 603.6 | 603.6 | 603.6 | 603.6 | 603.6 | 603.6 | 603.6 | 603.6 | 603.6 | 603.6 | 603.6 | Y | South | FC
PADUA_6_MWDSDM |  |  | San Dimas Hydroelectric Recovery Plant | CISO | N | LA Basin | Eastern |  | Hydro | HYDRO | WATER | 9.9 | 9.9 |  |  |  |  | 1 | 24 | 24 |  |  | 0 | 1 | 2.4 | 2.4 | 3.6 | 2.4 | 6 | 0.8 | 0.8 | 0.8 | 1.6 | 8 | 6.4 | 4.8 | Y | South | FC
POLRIS_2_ASESR1 |  | POLRIS_2_ASRBT1, POLRIS_2_ASRSR1, POLRIS_2_ASEBT1 | Antelope Solar 2 Estrella | CISO | N | Big Creek-Ventura |  |  | Paired_Solar_1Axis | PHOTO VOLTAIC | SUN | 56 | 56 |  |  |  |  | 1 | 24 | 24 | 650 |  |  |  | 0.1 | 0.1 | 0.1 | 0.27 | 1.8 | 23.81 | 37.69 | 11.37 | 21.81 | 0.1 | 0.1 | 0.1 | N | South | ID | 1 | Q1208 - Group name: ANTELOPE_1208 - Max to grid 650 MW, Waiting for Tehachapi CRAS. Co-located with POLRIS_2_ASEBT1.
STOREY_2_MDRCH2 |  |  | Madera Chowchilla 2 | CISO | N | Fresno |  |  | Hydro | HYDRO | WATER | 0.56 | 0.6 |  |  |  |  | 1 | 24 | 24 |  |  |  |  | 0 | 0.07 | 0.04 | 0.13 | 0.13 | 0.17 | 0.31 | 0.15 | 0.15 | 0.13 | 0.04 | 0 | N | North | FC
WALCRK_2_CTG2 |  |  | Walnut Creek Energy Park Unit 2 | CISO | N | LA Basin | Western | Y | Peaker | COMBUSTION TURBINE | NATURAL GAS | 100.1 | 102.5 |  |  |  |  | 1 | 24 | 24 |  |  | 100.1 | 1 | 100.1 | 100.1 | 100.1 | 100.1 | 100.1 | 100.1 | 100.1 | 100.1 | 100.1 | 100.1 | 100.1 | 100.1 | Y | South | FC
CENTER_2_RHONDO |  |  | MWD Rio Hondo Hydroelectric Recovery Pla | CISO | N | LA Basin | Western | Y | Hydro | HYDRO | WATER | 1.91 | 1.9 |  |  |  |  | 1 | 24 | 24 |  |  | 0.5 | 1 | 0 | 0 | 0 | 0 | 0 | 0 | 0 | 0 | 0.5 | 0.5 | 1 | 1 | Y | South | FC
KINGCO_1_KINGBR |  |  | Kingsburg Cogen | CISO | N | Fresno | Herndon, Hanford | Y | Peaker | COMBUSTION TURBINE | NATURAL GAS | 34.5 | 34.5 |  |  |  |  | 1 | 24 | 24 |  |  | 12.5 | 1 | 34.5 | 34.5 | 34.5 | 34.5 | 34.5 | 34.5 | 34.5 | 34.5 | 34.5 | 34.5 | 34.5 | 34.5 | Y | North | FC
SPQUIN_6_SRPCQU |  |  | Quincy Biomass | CISO | N | CAISO System |  |  | Biomass/Wood | STEAM | BIOMASS | 24 | 24 |  |  |  |  | 1 | 24 | 24 |  |  |  |  | 18 | 16.65 | 16.21 | 15.11 | 19.91 | 21.84 | 21.25 | 15.56 | 15.12 | 13.73 | 10.14 | 16.54 | N | North | FC
SBERDO_2_PSP4 |  |  | Mountainview Gen Sta. Unit 4 | CISO | N | LA Basin | Eastern, West of Devers |  | CCGT | COMBINED CYCLE | NATURAL GAS | 555 | 0 |  |  |  |  | 1 | 24 | 24 |  |  | 457 | 1 | 555 | 555 | 555 | 555 | 555 | 555 | 555 | 555 | 555 | 555 | 555 | 555 | Y | South | FC
PIT7_7_UNIT 2 |  |  | PIT PH 7 UNIT 2 | CISO | N | CAISO System |  |  | Hydro | HYDRO | WATER | 54.6 | 54.6 |  |  |  |  | 1 | 24 | 24 |  |  | 53.76 | 1 | 54.18 | 51.94 | 51.76 | 52.26 | 52.5 | 51.76 | 50.56 | 53.48 | 53.76 | 53.36 | 54.16 | 54.08 | Y | North | FC
CRNEVL_6_SJQN 2 |  |  | SAN JOAQUIN 2 | CISO | N | Fresno | Borden |  | Hydro | HYDRO | WATER | 3.2 | 3.2 |  |  |  |  | 1 | 24 | 24 |  |  |  |  | 0.05 | 0.1 | 0 | 0 | 0 | 0 | 0 | 0 | 0.01 | 0 | 0.28 | 0.35 | N | North | FC
OBERON_5_O1SSR3 |  | OBERON_5_O1BBX2, OBERON_5_O1SSX2 | Oberon 1B Solar | CISO | N | CAISO System |  |  | Paired_Solar_1Axis | PHOTO VOLTAIC | SUN | 100 | 100 |  |  |  |  | 1 | 24 | 24 | 250 |  |  |  | 0.1 | 0.1 | 0.1 | 0.48 | 3.22 | 42.52 | 50 | 20.3 | 38.96 | 0.18 | 0.1 | 0.1 | N | South | ID | 1 | Q1642 - Group name: OBERON_1642_1 - Max to grid 250 MW. Max 50 MW NQC. Waiting for ELM. Co-located with OBERON_5_O1BBX2 and OBERON_5_O1SSX2
RVSIDE_6_RERCU2 |  |  | Riverside Energy Res. Ctr Unit 2 | CISO | N | LA Basin | Eastern | Y | Peaker | COMBUSTION TURBINE | NATURAL GAS | 48.5 | 48.5 |  |  |  |  | 1 | 24 | 24 |  |  | 48.5 | 1 | 48.5 | 48.5 | 48.5 | 48.5 | 48.5 | 48.5 | 48.5 | 48.5 | 48.5 | 48.5 | 48.5 | 48.5 | Y | South | FC
SNCLRA_6_OXGEN |  |  | OXGEN | CISO | N | Big Creek-Ventura | S.Clara, Moorpark | Y | CHP | COMBUSTION TURBINE | NATURAL GAS | 47.7 | 47.7 |  |  |  |  | 1 | 24 | 24 |  |  | 47.7 | 2 | 47.7 | 47.7 | 47.7 | 47.7 | 47.7 | 47.7 | 47.7 | 47.7 | 47.7 | 47.7 | 47.7 | 47.7 | Y | South | FC
SENTNL_2_CTG2 |  |  | Sentinel Unit 2 | CISO | N | LA Basin | Eastern, Valley-Devers |  | Peaker | COMBUSTION TURBINE | NATURAL GAS | 104.19 | 131.8 |  |  |  |  | 1 | 24 | 24 |  |  | 103.98 | 1 | 103.98 | 103.98 | 103.98 | 103.98 | 103.98 | 103.98 | 103.98 | 103.98 | 103.98 | 103.98 | 103.98 | 103.98 | Y | South | FC
ALTA4B_2_CPCW6 |  |  | Mustang Hills | CISO | N | CAISO System |  |  | Wind | WIND | WIND | 150 | 150 |  |  |  |  | 1 | 24 | 24 |  |  |  |  | 12.6 | 30.42 | 34.07 | 54.88 | 61.88 | 56.36 | 56.16 | 51.87 | 31.85 | 17.06 | 9.9 | 9.7 | N | South | FC
INTMNT_3_RIVERSIDE |  |  | IPPDYN | LADWP | Y | Import |  |  | Coal | STEAM | COAL | 135 | 0 |  |  |  |  | 1 | 24 | 24 |  |  | 136 | 1 | 135 | 135 | 135 | 135 | 135 | 135 | 135 | 135 | 135 | 135 | 135 | 135 |  | South | IAR
MOORPK_2_ACOBT1 |  |  | Acorn I BESS | CISO | N | Big Creek-Ventura | Moorpark |  | Battery Storage | OTHER | LESR | 1.95 | 2 | 0.8 | 7.8 | 7.8 | 1 | 1 | 24 | 2 |  | TRUE | 3 | 3 | [12 empty] | Y | South | FC | bar: JAN to DEC
MIRLOM_7_MWDLKM |  |  | Lake Mathews Hydroelectric Recovery Plan | CISO | N | LA Basin | Eastern |  | Hydro | HYDRO | WATER | 5 | 5 |  |  |  |  | 1 | 24 | 24 |  |  | 0 | 1 | 3 | 3.4 | 3.2 | 2.4 | 3 | 3.8 | 4 | 3.9 | 3.5 | 3.4 | 3.04 | 2.8 | Y | South | FC
ALTA6B_2_WIND11 |  |  | Alta Wind 11 | CISO | N | CAISO System |  |  | Wind | WIND | WIND | 88.15 | 90 |  |  |  |  | 1 | 24 | 24 |  |  |  |  | 7.41 | 17.88 | 20.02 | 32.25 | 36.37 | 33.12 | 33 | 30.48 | 18.72 | 10.02 | 5.82 | 5.7 | N | South | FC
RICHMN_1_CHVSR2 |  |  | Chevron 8.5 | CISO | N | Bay Area |  |  | Solar_1Axis | PHOTO VOLTAIC | SUN | 8.5 | 8.5 |  |  |  |  | 1 | 24 | 24 |  |  |  |  | 0.1 | 0.1 | 0.1 | 0.12 | 0.6 | 4.82 | 6.2 | 2.27 | 4.04 | 0.1 | 0.1 | 0.1 | N | North | ID | 1 | PGEWD1157 - 16DGD Waiting for Moraga-Castro Valley 230 kV Line Capacity Increase and possibly other
ENERSJ_5_ESJWD2 |  |  | Energia Sierra Juarez Wind 2 | CISO | N | San Diego-IV |  |  | Wind | WIND | WIND | 105 | 105 |  |  |  |  | 1 | 24 | 24 |  |  |  |  | 8.82 | 21.29 | 23.85 | 38.42 | 43.32 | 39.45 | 39.31 | 36.31 | 22.3 | 11.94 | 6.93 | 6.79 | N | South | FC
ALMASL_2_GS1SR1 |  | ALMASL_2_AL6BT6, ALMASL_2_GS4SR4, ALMASL_2_GS6SR6, ALMASL_2_GS7SR7 | Almasol Generating Station 1 | CISO | N | CAISO System |  |  | Paired_Solar_1Axis | PHOTO VOLTAIC | SUN | 125 | 125 |  |  |  |  | 1 | 24 | 24 | 500 |  |  |  | 0.1 | 0.1 | 0.1 | 0.6 | 4.02 | 53.15 | 84.12 | 25.37 | 48.69 | 0.22 | 0.1 | 0.1 | N | South | FC |  | Group name: ALMASOL_365 - Max to grid 500 MW.
PANERO_2_MWPWD1 |  |  | Mesa Wind Project | CISO | N | LA Basin |  |  | Wind | WIND | WIND | 30 | 30 |  |  |  |  | 1 | 24 | 24 |  |  |  |  | 2.52 | 6.08 | 6.81 | 10.98 | 12.38 | 11.27 | 11.23 | 10.37 | 6.37 | 3.41 | 1.98 | 1.94 | N | South | FC
VERNON_6_GONZL2 |  |  | H. Gonzales Unit #2 | CISO | N | LA Basin | Western |  | Peaker | FTUR | NATURAL GAS | 5.75 | 5.5 |  |  |  |  | 1 | 24 | 24 |  |  | 5.75 | 1 | 5.75 | 5.75 | 5.75 | 5.75 | 5.75 | 5.75 | 5.75 | 5.75 | 5.75 | 5.75 | 5.75 | 5.75 | Y | South | FC
SUNSET_2_UNITS |  |  | MIDWAY SUNSET COGENERATION PLANT | CISO | N | CAISO System |  | Y | CHP | FTUR | NATURAL GAS | 248 | 291 |  |  |  |  | 1 | 24 | 24 |  |  | 231 | 1 | 248 | 248 | 248 | 245 | 240 | 234 | 229 | 229 | 231 | 243 | 246 | 248 | Y | North | FC
SISPRG_2_DS3BT2 |  | SISPRG_2_DS3SR2 | Daggett Solar 3 b BESS | CISO | N | CAISO System |  |  | Paired_BattStorage | OTHER | LESR | 60 | 60 | 0.8 | 240 | 240 | 1 | 1 | 24 | 4 | 110 | FALSE | 119.9 | 2 | 59.9 | 59.9 | 59.9 | 59.9 | 59.9 | 59.9 | 59.9 | 59.9 | 59.9 | 59.9 | 59.9 | 59.9 | Y | South | ID | 1 | Q1314 - Group name: DAGGETT_SOLAR3_1314_2 - Max to grid 110 MW. Waiting for Mojave RAS. Co-located with SISPRG_2_DS3SR2
PNCHEG_2_PL1X4 |  |  | PANOCHE ENERGY CENTER (Aggregated) | CISO | N | CAISO System |  | Y | Peaker | COMBUSTION TURBINE | NATURAL GAS | 417 | 0 |  |  |  |  | 1 | 24 | 24 |  |  | 414 | 1 | 417 | 416 | 415 | 417 | 416 | 412 | 408 | 410 | 414 | 417 | 417 | 417 | Y | North | ID | 1 | Q1484 - 401 MW with FCDS priority. The rest C11 waiting for Dos Amigos-Panoche Reconductor and possibly other.
ELLIS_2_QF |  |  | ELLIS QFS | CISO | N | LA Basin | Western |  | CHP | OTHER | OTHER | 12 | 28.2 |  |  |  |  | 1 | 24 | 24 |  |  |  |  | 2.25 | 2.43 | 3.27 | 4.15 | 3.9 | 4.09 | 3.47 | 1.81 | 1 | 1.01 | 1.01 | 0.98 | N | South | FC
MANTEC_1_ML1SR1 |  |  | Manteca Land 1 | CISO | N | Stockton | Tesla-Bellota | Y | Solar_1Axis | PHOTO VOLTAIC | SUN | 1 | 1 |  |  |  |  | 1 | 24 | 24 |  |  |  |  | 0 | 0 | 0 | 0 | 0 | 0 | 0 | 0 | 0 | 0 | 0 | 0 | N | North | EO
CONTRL_1_CASAD3 |  |  | Mammoth G3 | CISO | N | CAISO System |  |  | Geothermal | OTHER | GEOTHERMAL | 14 | 14 |  |  |  |  | 1 | 24 | 24 |  |  |  |  | 13.05 | 13.12 | 13.09 | 12.42 | 11.57 | 9.91 | 8.7 | 9.42 | 9.94 | 10.79 | 13.11 | 13.51 | N | South | FC |  | Behind the South of Control de-rate ¿ limited to 175 MWs and not binding at this time.
PIT6_7_UNIT 1 |  |  | PIT PH 6 UNIT 1 | CISO | N | CAISO System |  |  | Hydro | HYDRO | WATER | 39 | 39 |  |  |  |  | 1 | 24 | 24 |  |  | 38.18 | 1 | 37.82 | 37.16 | 37.98 | 38.02 | 38.4 | 32.92 | 37.82 | 37.74 | 38.18 | 37.84 | 37.06 | 38.12 | Y | North | FC
MIDWY3_2_MDSSR1 |  |  | Midway South Solar Farm | IID | Y | Import |  | Y | Solar_Fixed | PHOTO VOLTAIC | SUN | 20 | 20 |  |  |  |  | 1 | 24 | 24 |  |  |  |  | 0.1 | 0.1 | 0.1 | 0.06 | 0.3 | 5.06 | 9.93 | 2.45 | 5.35 | 0.1 | 0.1 | 0.1 |  | South | IAR
PROXSR_2_PROSR1 |  | PROXSR_2_PS2BT3 | Proxima Solar | CISO | N | CAISO System |  |  | Paired_Solar_1Axis | PHOTO VOLTAIC | SUN | 120 | 120 |  |  |  |  | 1 | 24 | 24 | 150 |  |  |  | 0.01 | 0.01 | 0.1 | 0.08 | 0.41 | 3.34 | 4.3 | 1.57 | 2.8 | 0.02 | 0.01 | 0.01 | N | North | PD | 0.0845 | Group name: PROXIMA_1244_2 - Max to grid 150 MW. Co-located with PROXSR_2_PS2BT3.
SANBRN_2_EESSB2 | SANBRN_2_EESSB2_LESR |  | Edsan 2 Edwards Sanborn E1B | CISO | N | CAISO System |  |  | Hybrid_BattStorage | OTHER | HYBD | 85 | 166 | 0.8 | 340 | 340 | 1 | 1 | 24 | 4 | 166 | FALSE | 85 | 2 | 85 | 85 | 85 | 85 | 85 | 85 | 85 | 85 | 85 | 85 | 85 | 85 | Y | South | ID | 1 | Q1424 - Waiting for the Windhub and Tehachapi CRAS. Co-located with Solar - 130 MW solar with 85 MW battery limited to 166 MW at POI.
SANBRN_2_EESSB2 | SANBRN_2_EESSB2_SUN |  | Edsan 2 Edwards Sanborn E1B | CISO | N | CAISO System |  |  | Hybrid_Solar_1Axis | OTHER | HYBD | 130 | 166 |  |  |  |  | 1 | 24 | 24 | 166 |  | 85 | 2 | 0.1 | 0.1 | 0.1 | 0.62 | 4.18 | 55.28 | 81 | 26.39 | 50.64 | 0.23 | 0.1 | 0.1 | Y | South | ID | 1 | Q1424 - Waiting for the Windhub and Tehachapi CRAS. Co-located with Solar - 130 MW solar with 85 MW battery limited to 166 MW at POI.
VESTAL_2_UNIT1 |  |  | CALGREN-PIXLEY | CISO | N | Big Creek-Ventura | Vestal | Y | CHP | FTUR | NATURAL GAS | 5 | 11.2 |  |  |  |  | 1 | 24 | 24 |  |  |  |  | 1.99 | 1.71 | 1.53 | 2.25 | 1.77 | 2 | 2.72 | 2.8 | 3 | 3.04 | 3.06 | 3.16 | N | South | FC
SCHNDR_1_WSTSDE |  |  | Westside Solar Station | CISO | N | Fresno | Coalinga, Panoche 115 kV | Y | Solar_Fixed | PHOTO VOLTAIC | SUN | 15 | 15 |  |  |  |  | 1 | 24 | 24 |  |  |  |  | 0.1 | 0.1 | 0.1 | 0.2 | 0.79 | 5.75 | 8.99 | 3.01 | 6.01 | 0.1 | 0.1 | 0.1 | N | North | FC
SCARLT_2_SSASR1 |  | SCARLT_2_SSABT1 | Scarlet Solar CA 1A PV | CISO | N | Fresno |  |  | Paired_Solar_1Axis | PHOTO VOLTAIC | SUN | 100 | 100 |  |  |  |  | 1 | 24 | 24 | 100 |  |  |  | 0.1 | 0.1 | 0.1 | 1.36 | 7.03 | 56.7 | 72.97 | 26.72 | 47.51 | 0.38 | 0.1 | 0.1 | N | North | ID | 1 | Q1135 - Group name: SCARLET_1135_1 - Max to grid 100 MW. C8 - Waiting for Bellota-Warnerville 230 kV reconductoring, Reconductor Panoche-Padre Flat 230 kV, QC8RAS-08 RAS and possibly other. - Max to grid 400 MW
MORWD_6_QF |  |  | Morwind | CISO | N | CAISO System |  | Y | Wind | WIND | WIND | 38.16 | 56 |  |  |  |  | 1 | 24 | 24 |  |  |  |  | 3.21 | 7.74 | 8.67 | 13.96 | 15.74 | 14.34 | 14.29 | 13.2 | 8.1 | 4.34 | 2.52 | 2.47 | N | South | FC
VEGA_6_SOLAR1 |  |  | Vega Solar | CISO | N | Fresno |  | Y | Solar_1Axis | PHOTO VOLTAIC | SUN | 20 | 20 |  |  |  |  | 1 | 24 | 24 |  |  |  |  | 0 | 0 | 0 | 0 | 0 | 0 | 0 | 0 | 0 | 0 | 0 | 0 | N | North | EO
ELDORO_7_UNIT 2 |  |  | El Dorado Unit 2 | CISO | N | Sierra | Gold Hill-Drum, South of Rio Oso, South of Palermo |  | Hydro | HYDRO | WATER | 11 | 10.5 |  |  |  |  | 1 | 24 | 24 |  |  |  |  | 1.64 | 2.46 | 1.8 | 5.15 | 7.78 | 4.8 | 3.92 | 6.39 | 6.08 | 1.35 | 3.27 | 3.08 | N | North | FC
POLRIS_2_ASEBT1 |  | POLRIS_2_ASESR1, POLRIS_2_ASRBT1, POLRIS_2_ASRSR1 | Antelope Solar 2 Estrella BESS | CISO | N | Big Creek-Ventura |  |  | Paired_BattStorage | OTHER | LESR | 28 | 28 | 0.84 | 112 | 112 | 1 | 1 | 24 | 4 | 650 | FALSE | 56 | 1 | 28 | 28 | 28 | 28 | 28 | 28 | 28 | 28 | 28 | 28 | 28 | 28 | Y | South | ID | 1 | Q1208 - Group name: ANTELOPE_1208 - Max to grid 650 MW, Waiting for Tehachapi CRAS. Co-located with POLRIS_2_ASESR1.
VICTOR_1_VDRYFA |  |  | Victor Dry Farm Ranch A | CISO | N | CAISO System |  |  | Solar_1Axis | PHOTO VOLTAIC | SUN | 5 | 5 |  |  |  |  | 1 | 24 | 24 |  |  |  |  | 0.1 | 0.1 | 0.1 | 0.1 | 0.16 | 2.13 | 3.36 | 1.01 | 1.95 | 0.1 | 0.1 | 0.1 | N | South | FC
BUCKWD_1_QF |  |  | Buckwind Re-powering project | CISO | N | LA Basin | Eastern, Valley-Devers |  | Wind | WIND | WIND | 16.5 | 16.5 |  |  |  |  | 1 | 24 | 24 |  |  |  |  | 1.39 | 3.35 | 3.75 | 6.04 | 6.81 | 6.2 | 6.18 | 5.71 | 3.5 | 1.88 | 1.09 | 1.07 | N | South | FC
REDMAN_2_SOLAR |  |  | Lancaster East Avenue F | CISO | N | Big Creek-Ventura |  |  | Solar_1Axis | PHOTO VOLTAIC | SUN | 3.75 | 3.8 |  |  |  |  | 1 | 24 | 24 |  |  |  |  | 0.1 | 0.1 | 0.1 | 0.1 | 0.12 | 1.59 | 2.52 | 0.76 | 1.46 | 0.1 | 0.1 | 0.1 | N | South | FC
VICTOR_1_SOLAR4 |  |  | Adelanto Solar | CISO | N | CAISO System |  |  | Solar_1Axis | PHOTO VOLTAIC | SUN | 20 | 20 |  |  |  |  | 1 | 24 | 24 |  |  |  |  | 0 | 0 | 0 | 0 | 0 | 0 | 0 | 0 | 0 | 0 | 0 | 0 | N | South | EO
DEERCR_6_UNIT 1 |  |  | DEER CREEK | CISO | N | Sierra | Drum-Rio Oso, South of Palermo |  | Hydro | HYDRO | WATER | 7 | 7 |  |  |  |  | 1 | 24 | 24 |  |  |  |  | 0.82 | 0.96 | 0.76 | 1.21 | 2.04 | 2.26 | 2.66 | 3.7 | 3.26 | 2.24 | 0.92 | 1.24 | N | North | FC
MIRLOM_2_MLBBTB |  |  | Mira Loma BESS B | CISO | N | LA Basin | Eastern | Y | Battery Storage | OTHER | LESR | 10 | 10 | 0.87 | 40 | 111.6578 | 2.7914 | 1 | 24 | 11.1658 |  | TRUE | 20 | 1 | 10 | 10 | 10 | 10 | 10 | 10 | 10 | 10 | 10 | 10 | 10 | 10 | Y | South | FC
GENESI_2_STG |  |  | Genesis Station | CISO | N | CAISO System |  |  | Paired_Solar_Thermal | STEAM | SUN | 250 | 250 |  |  |  |  | 1 | 24 | 24 | 250 |  |  |  | 0.1 | 0.1 | 0.1 | 8.57 | 22.62 | 109.14 | 133.88 | 71.42 | 112.96 | 5.31 | 0.1 | 0.1 | N | South | FC |  | Group name: MCCOY_193_2 - Max to grid 250 MW. Co-located with BLKCRK_2_SOLAR1, BLKCRK_2_GMCBT1
CRELMN_6_RAMON2 |  |  | Ramona 2 | CISO | N | San Diego-IV | San Diego |  | Solar_Fixed | PHOTO VOLTAIC | SUN | 5 | 5 |  |  |  |  | 1 | 24 | 24 |  |  |  |  | 0.1 | 0.1 | 0.1 | 0.1 | 0.1 | 1.27 | 2.48 | 0.61 | 1.34 | 0.1 | 0.1 | 0.1 | N | South | FC
DEVERS_1_SOLAR |  |  | Cascade Solar | CISO | N | LA Basin | Eastern, Valley-Devers |  | Solar_Fixed | PHOTO VOLTAIC | SUN | 18.5 | 18.5 |  |  |  |  | 1 | 24 | 24 |  |  |  |  | 0 | 0 | 0 | 0 | 0 | 0 | 0 | 0 | 0 | 0 | 0 | 0 | N | South | EO
COLPIN_6_COLLNS |  |  | Collins Pine | CISO | N | CAISO System |  |  | Biomass/Wood | STEAM | BIOMASS | 3.3 | 3.3 |  |  |  |  | 1 | 24 | 24 |  |  |  |  | 0 | 0 | 0 | 0 | 0 | 0 | 0 | 0 | 0 | 0 | 0 | 0 | N | North | EO
KELYRG_6_UNIT |  |  | KELLY RIDGE HYDRO | CISO | N | Sierra | Drum-Rio Oso |  | Hydro | HYDRO | WATER | 11 | 11 |  |  |  |  | 1 | 24 | 24 |  |  | 0 | 1 | 11 | 11 | 11 | 11 | 11 | 11 | 11 | 11 | 11 | 11 | 11 | 11 | Y | North | FC
PMPJCK_1_SOLAR1 |  |  | Pumpjack Solar I | CISO | N | CAISO System |  | Y | Solar_1Axis | PHOTO VOLTAIC | SUN | 20 | 20 |  |  |  |  | 1 | 24 | 24 |  |  |  |  | 0.1 | 0.1 | 0.1 | 0.27 | 1.41 | 11.34 | 14.59 | 5.34 | 9.5 | 0.1 | 0.1 | 0.1 | N | North | FC
CALFTS_2_CFSSR1 |  |  | California Flats Solar South | CISO | N | CAISO System |  |  | Solar_1Axis | PHOTO VOLTAIC | SUN | 150 | 150 |  |  |  |  | 1 | 24 | 24 |  |  |  |  | 0.1 | 0.1 | 0.1 | 2.04 | 10.54 | 85.06 | 109.45 | 40.08 | 71.27 | 0.57 | 0.1 | 0.1 | N | North | FC |  | Group name: CALFLATS_877 - Max to grid 280 MW.
ARVINN_6_ORION2 |  |  | Orion 2 Solar | CISO | N | CAISO System |  | Y | Solar_1Axis | PHOTO VOLTAIC | SUN | 8 | 8 |  |  |  |  | 1 | 24 | 24 |  |  |  |  | 0.1 | 0.1 | 0.1 | 0.11 | 0.56 | 4.54 | 5.84 | 2.14 | 3.8 | 0.1 | 0.1 | 0.1 | N | North | FC
CAMCHE_1_PL1X3 |  |  | CAMANCHE UNITS 1, 2 & 3 AGGREGATE | CISO | N | Stockton | Tesla-Bellota |  | Hydro | HYDRO | WATER | 9.99 | 0 |  |  |  |  | 1 | 24 | 24 |  |  |  |  | 4.18 | 3.29 | 4.2 | 4.32 | 4.1 | 3.65 | 3.99 | 2.51 | 1.06 | 1.56 | 0.69 | 1.62 | N | North | FC
OLIVEP_1_SOLAR2 |  |  | White River West | CISO | N | CAISO System |  | Y | Solar_Fixed | PHOTO VOLTAIC | SUN | 19.75 | 19.8 |  |  |  |  | 1 | 24 | 24 |  |  |  |  | 0.1 | 0.1 | 0.1 | 0.26 | 1.04 | 7.57 | 11.83 | 3.97 | 7.91 | 0.13 | 0.1 | 0.1 | N | North | FC
CARLS1_2_CARCT1 |  |  | Carlsbad 1 | CISO | N | San Diego-IV | San Diego |  | Peaker | COMBUSTION TURBINE | NATURAL GAS | 422 | 0 |  |  |  |  | 7 | 24 | 18 |  |  | 422 | 2 | 422 | 422 | 422 | 422 | 422 | 422 | 422 | 422 | 422 | 422 | 422 | 422 | Y | South | FC
WSTWND_2_M90WD2 |  |  | Mojave 90 | CISO | N | CAISO System |  |  | Wind | WIND | WIND | 64.82 | 64.9 |  |  |  |  | 1 | 24 | 24 |  |  |  |  | 5.45 | 13.14 | 14.72 | 23.72 | 26.74 | 24.36 | 24.27 | 22.41 | 13.76 | 7.37 | 4.28 | 4.19 | N | South | FC |  | Hybrid - However Wind is FCDS and BESS is EO
CABZON_1_WINDA1 |  |  | Cabazon Wind Project | CISO | N | LA Basin | Eastern, Valley-Devers |  | Wind | WIND | WIND | 41 | 41 |  |  |  |  | 1 | 24 | 24 |  |  |  |  | 3.44 | 8.31 | 9.31 | 15 | 16.91 | 15.41 | 15.35 | 14.18 | 8.71 | 4.66 | 2.71 | 2.65 | N | South | FC
BUTTVL_7_UNIT 1 |  |  | BUTT VALLEY HYDRO | CISO | N | CAISO System |  |  | Hydro | HYDRO | WATER | 39.5 | 41 |  |  |  |  | 1 | 24 | 24 |  |  | 39.4 | 1 | 39.5 | 39.5 | 39.5 | 39.5 | 39.5 | 39.5 | 39.5 | 39.5 | 39.4 | 32.4 | 39.5 | 39.5 | Y | North | FC
LCKHT1_2_LH1SR1 |  |  | Lockhart Solar 1 PV | CISO | N | CAISO System |  |  | Paired_Solar_1Axis | PHOTO VOLTAIC | SUN | 85 | 85 |  |  |  |  | 1 | 24 | 24 |  |  |  |  | 0.1 | 0.1 | 0.1 | 0.4 | 2.73 | 36.14 | 57.2 | 17.25 | 33.11 | 0.15 | 0.1 | 0.1 | N | South | ID | 1 | Q1617 - First 80 MW have FCDS priority. Waiting for the Mohave RAS.
PARDEB_6_UNITS |  |  | Pardee Power House | CISO | N | CAISO System |  |  | Hydro | HYDRO | WATER | 30 | 0 |  |  |  |  | 1 | 24 | 24 |  |  | 18.38 | 1 | 19.5 | 18.1 | 8.9 | 19.5 | 24.5 | 27.94 | 18.5 | 19.98 | 18.38 | 17.7 | 16.62 | 19.7 | Y | North | FC
LECEF_1_UNITS |  |  | LOS ESTEROS ENERGY FACILITY AGGREGATE | CISO | N | Bay Area | San Jose, South Bay-Moss Landing | Y | CCGT | COMBINED CYCLE | NATURAL GAS | 309.84 | 0 |  |  |  |  | 1 | 24 | 24 |  |  | 255 | 1 | 304 | 304 | 304 | 303 | 303 | 302 | 302 | 299 | 302 | 303 | 303 | 303 | Y | North | FC
MCARTH_6_FRIVRB |  |  | Fall River Mills Project B | CISO | N | CAISO System |  |  | Solar_Fixed | PHOTO VOLTAIC | SUN | 1.5 | 1.5 |  |  |  |  | 1 | 24 | 24 |  |  |  |  | 0.1 | 0.1 | 0.1 | 0.1 | 0.1 | 0.57 | 0.9 | 0.3 | 0.6 | 0.1 | 0.1 | 0.1 | N | North | FC
SPI LI_2_UNIT 1 |  |  | Lincoln Biomass | CISO | N | Sierra | Drum-Rio Oso, South of Rio Oso, South of Palermo |  | Biomass/Wood | STEAM | BIOMASS | 17.2 | 19.2 |  |  |  |  | 1 | 24 | 24 |  |  |  |  | 7.39 | 6.48 | 6.35 | 6.45 | 7.79 | 9.25 | 9.54 | 9.41 | 9.24 | 8.56 | 7.69 | 7.24 | N | North | FC
BLACK_7_UNIT 1 |  |  | JAMES B. BLACK 1 | CISO | N | CAISO System |  |  | Hydro | HYDRO | WATER | 85 | 84 |  |  |  |  | 1 | 24 | 24 |  |  | 85 | 1 | 84.2 | 82.6 | 82.6 | 82.6 | 84.6 | 85 | 85 | 85 | 85 | 68 | 68 | 84 | Y | North | FC
NHOGAN_6_UNITS |  |  | NEW HOGAN PH AGGREGATE | CISO | N | CAISO System |  |  | Hydro | HYDRO | WATER | 4 | 0 |  |  |  |  | 1 | 24 | 24 |  |  |  |  | 0.39 | 0.11 | 0.93 | 0.53 | 1.32 | 1.6 | 1.72 | 1.24 | 1.1 | 0.02 | 0.22 | 0.32 | N | North | FC
VOLTA_7_PONHY1 |  |  | Ponderosa Bailey Hydroelectric | CISO | N | CAISO System |  |  | Hydro | HYDRO | WATER | 1.25 | 1.25 |  |  |  |  | 1 | 24 | 24 |  |  |  |  | 0.13 | 0.01 | 0.17 | 0.2 | 0.34 | 0.46 | 0.19 | 0 | 0 | 0.03 | 0.01 | 0.06 | N | North | FC
LEPRFD_1_KANSAS |  |  | Kansas | CISO | N | Fresno | Herndon, Hanford | Y | Solar_Fixed | PHOTO VOLTAIC | SUN | 20 | 20 |  |  |  |  | 1 | 24 | 24 |  |  |  |  | 0.1 | 0.1 | 0.1 | 0.27 | 1.05 | 7.66 | 11.98 | 4.02 | 8.01 | 0.13 | 0.1 | 0.1 | N | North | FC
CALPIN_1_AGNEW |  |  | Agnews Power Plant | CISO | N | Bay Area | San Jose, South Bay-Moss Landing |  | CCGT | COMBUSTION TURBINE | NATURAL GAS | 28.56 | 41.5 |  |  |  |  | 1 | 24 | 24 |  |  | 8.56 | 1 | 28.56 | 28.56 | 28.56 | 28.56 | 28.56 | 28.56 | 28.56 | 28.56 | 28.56 | 28.56 | 28.56 | 28.56 | Y | North | FC
CSTRVL_7_QFUNTS |  |  | Castroville QF Aggregate | CISO | N | CAISO System |  |  | CHP | OTHER | OTHER | 2 | 11 |  |  |  |  | 1 | 24 | 24 |  |  |  |  | 0.05 | 0.05 | 0.11 | 0.03 | 0.02 | 0.05 | 0.05 | 0.07 | 0.09 | 0.11 | 0.06 | 0.06 | N | North | FC
RUSSELL_2_SOLANO1 |  |  | Solano Renewables 1 | CISO | N | Bay Area |  |  | Wind | WIND | WIND | 229.98 | 0 |  |  |  |  | 1 | 24 | 24 |  |  |  |  | 13.05 | 19.53 | 40.75 | 80.78 | 106.09 | 98.13 | 98.76 | 69.88 | 56.59 | 25.14 | 9.26 | 12.71 | N | North | ID | 1 | Q108-Q1463-Repower(PREC0527) - 139.2 MWs with FC priority - Waiting for North Dublin - Cayatano 230 kV Reconductoring.
CAVLSR_2_RSOLAR |  |  | California Valley Solar Ranch-Phase A | CISO | N | CAISO System |  |  | Solar_Fixed | PHOTO VOLTAIC | SUN | 210 | 210 |  |  |  |  | 1 | 24 | 24 |  |  |  |  | 0.1 | 0.1 | 0.1 | 2.82 | 11.01 | 80.46 | 125.82 | 42.2 | 84.15 | 1.36 | 0.1 | 0.1 | N | North | FC
CHILLS_7_UNITA1 |  |  | Sycamore Energy 2 | CISO | N | San Diego-IV | San Diego |  | Biogas |  | BIOGAS | 2.25 | 2.5 |  |  |  |  | 1 | 24 | 24 |  |  | 1.74 | 1 | 1.82 | 2 | 2 | 2 | 1.4 | 1.68 | 1.56 | 1.52 | 1.74 | 1.75 | 1.8 | 1.61 | Y | South | FC
WFRESN_1_SOLAR |  |  | Joya Del Sol | CISO | N | Fresno |  | Y | Solar_Fixed | PHOTO VOLTAIC | SUN | 1.5 | 1.5 |  |  |  |  | 1 | 24 | 24 |  |  |  |  | 0 | 0 | 0 | 0 | 0 | 0 | 0 | 0 | 0 | 0 | 0 | 0 | N | North | EO
WNDSTR_2_WIND |  |  | Windstar | CISO | N | CAISO System |  |  | Wind | WIND | WIND | 120 | 120 |  |  |  |  | 1 | 24 | 24 |  |  |  |  | 10.08 | 24.33 | 27.26 | 43.9 | 49.51 | 45.09 | 44.93 | 41.49 | 25.48 | 13.65 | 7.92 | 7.76 | N | South | FC
KNTSTH_6_WALSR1 |  |  | Westlands Almond | CISO | N | Fresno |  |  | Solar_1Axis | PHOTO VOLTAIC | SUN | 19.88 | 20 |  |  |  |  | 1 | 24 | 24 |  |  |  |  | 0 | 0 | 0 | 0 | 0 | 0 | 0 | 0 | 0 | 0 | 0 | 0 | N | North | EO
LILIAC_6_SOLAR |  |  | Mesa Crest | CISO | N | San Diego-IV | San Diego |  | Solar_1Axis | PHOTO VOLTAIC | SUN | 3 | 3 |  |  |  |  | 1 | 24 | 24 |  |  |  |  | 0.1 | 0.1 | 0.1 | 0.1 | 0.1 | 1.28 | 2.02 | 0.61 | 1.17 | 0.1 | 0.1 | 0.1 | N | South | FC
APLHIL_1_SFKHY1 |  |  | South Fork Powerhouse | CISO | N | Sierra | South of Rio Oso, South of Palermo |  | Hydro | HYDRO | WATER | 2.68 | 2.7 |  |  |  |  | 1 | 24 | 24 |  |  | 0 | 1 | 0 | 0 | 0 | 0 | 0 | 0 | 0 | 0 | 0 | 0 | 0 | 0 | Y | North | EO
ROMOLA_5_MPBBT3 |  |  | Menifee Power Bank 3 | CISO | N | LA Basin |  |  | Battery Storage | OTHER | LESR | 50 | 50 | 0.8 | 200 | 200 | 1 | 1 | 24 | 4 |  | TRUE | 100 | 1 | 50 | 50 | 50 | 50 | 50 | 50 | 50 | 50 | 50 | 50 | 50 | 50 | Y | South | FC
LMBEPK_2_UNITA1 |  |  | Lambie Energy Center, Unit #1 | CISO | N | Bay Area | Contra Costa | Y | Peaker | COMBUSTION TURBINE | NATURAL GAS | 47.5 | 49.9 |  |  |  |  | 1 | 24 | 24 |  |  | 47.5 | 1 | 47.5 | 47.5 | 47.5 | 47.5 | 47.5 | 47.5 | 47.5 | 47.5 | 47.5 | 47.5 | 47.5 | 47.5 | Y | North | FC
STOREY_2_MDRCH3 |  |  | Madera Chowchilla 3 | CISO | N | Fresno |  |  | Hydro | HYDRO | WATER | 0.42 | 0.5 |  |  |  |  | 1 | 24 | 24 |  |  |  |  | 0 | 0 | 0 | 0.03 | 0.1 | 0.12 | 0.23 | 0.1 | 0.07 | 0.05 | 0.04 | 0 | N | North | FC
TANHIL_6_SOLART |  |  | Berry Cogen 18 | CISO | N | CAISO System |  | Y | CHP | FTUR | NATURAL GAS | 17 | 17 |  |  |  |  | 1 | 24 | 24 |  |  |  |  | 11.51 | 11.94 | 12.05 | 12.2 | 12.33 | 11.78 | 11.58 | 11.54 | 11.6 | 12.03 | 11.07 | 11.35 | N | North | FC
ALHMBR_1_ALHSLR |  |  | SG Alhambra | IID | Y | Import |  |  | Solar_1Axis | PHOTO VOLTAIC | SUN | 50 | 50 |  |  |  |  | 1 | 24 | 24 |  |  |  |  | 0.1 | 0.1 | 0.1 | 0.24 | 1.61 | 21.26 | 33.65 | 10.15 | 19.48 | 0.09 | 0.1 | 0.1 |  | South | IAR
CRIMSN_2_CRMBT2 |  |  | Crimson 2 | CISO | N | CAISO System |  |  | Battery Storage | OTHER | LESR | 150 | 150 | 0.8 | 600 | 600 | 1 | 1 | 24 | 4 |  | TRUE | 300 | 1 | 150 | 150 | 150 | 150 | 150 | 150 | 150 | 150 | 150 | 150 | 150 | 150 | Y | South | FC
GATES_2_SOLAR |  |  | Gates Solar Station | CISO | N | CAISO System |  | Y | Solar_Fixed | PHOTO VOLTAIC | SUN | 20 | 20 |  |  |  |  | 1 | 24 | 24 |  |  |  |  | 0.1 | 0.1 | 0.1 | 0.27 | 1.05 | 7.66 | 11.98 | 4.02 | 8.01 | 0.13 | 0.1 | 0.1 | N | North | FC
TIFFNY_1_DILLON |  |  | TIFFNY_1_DILLON | CISO | N | LA Basin | Eastern, Valley-Devers |  | Wind | WIND | WIND | 45 | 45 |  |  |  |  | 1 | 24 | 24 |  |  |  |  | 3.78 | 9.13 | 10.22 | 16.46 | 18.56 | 16.91 | 16.85 | 15.56 | 9.56 | 5.12 | 2.97 | 2.91 | N | South | FC
BUCKCK_7_PL1X2 |  |  | BUCKS CREEK AGGREGATE | CISO | N | Sierra | South of Palermo |  | Hydro | HYDRO | WATER | 57.25 | 0 |  |  |  |  | 1 | 24 | 24 |  |  | 33 | 1 | 33 | 33 | 52.4 | 52.4 | 52.4 | 52.4 | 52.4 | 46.8 | 33 | 33 | 33 | 50.8 | Y | North | FC
PACLUM_6_UNIT |  |  | Humboldt Redwood | CISO | N | Humboldt |  |  | Biomass/Wood | STEAM | BIOMASS | 28.8 | 28.8 |  |  |  |  | 1 | 24 | 24 |  |  |  |  | 12.92 | 11.36 | 10.5 | 15.13 | 15.92 | 16.24 | 13.53 | 10.96 | 14.44 | 15.74 | 13.04 | 13.55 | N | North | FC
PSWEET_1_STCRUZ |  |  | Santa Cruz Energy LLC | CISO | N | CAISO System |  |  | Biogas | RECIPROCATING ENGINE | BIOGAS | 1.6 | 1.6 |  |  |  |  | 1 | 24 | 24 |  |  | 0 | 1 | 0 | 0 | 0 | 0 | 0 | 0 | 0 | 0 | 0 | 0 | 0 | 0 | Y | North | EO
BRDSLD_2_SHLO3A |  |  | Shiloh III Wind Project, LLC | CISO | N | Bay Area | Contra Costa | Y | Wind | WIND | WIND | 102.5 | 100 |  |  |  |  | 1 | 24 | 24 |  |  |  |  | 5.82 | 8.7 | 18.16 | 36 | 47.28 | 43.74 | 44.02 | 31.14 | 25.22 | 11.21 | 4.13 | 5.67 | N | North | FC
RATSKE_2_RBSSB1 | RATSKE_2_RBSSB1_LESR |  | Rabbitbrush Solar 1 | CISO | N | CAISO System |  |  | Hybrid_BattStorage | OTHER | HYBD | 7.5 | 60 | 0.8 | 30 | 30 | 1 | 1 | 24 | 4 | 60 | FALSE | 7.5 | 2 | 7.5 | 7.5 | 7.5 | 7.5 | 7.5 | 7.5 | 7.5 | 7.5 | 7.5 | 7.5 | 7.5 | 7.5 | Y | South | ID | 1 | Q1215 - Waiting for Whirlwind transformer CRAS
RATSKE_2_RBSSB1 | RATSKE_2_RBSSB1_SUN |  | Rabbitbrush Solar 1 | CISO | N | CAISO System |  |  | Hybrid_Solar_1Axis | OTHER | HYBD | 60 | 60 |  |  |  |  | 1 | 24 | 24 | 60 |  | 7.5 | 2 | 0.1 | 0.1 | 0.1 | 0.29 | 1.93 | 25.51 | 40.38 | 12.18 | 23.37 | 0.11 | 0.1 | 0.1 | Y | South | ID | 1 | Q1215 - Waiting for Whirlwind transformer CRAS
NZWIND_6_WDSTR |  |  | Windstream 39 | CISO | N | CAISO System |  |  | Wind | WIND | WIND | 4.8 | 6.2 |  |  |  |  | 1 | 24 | 24 |  |  |  |  | 0.4 | 0.97 | 1.09 | 1.76 | 1.98 | 1.8 | 1.8 | 1.66 | 1.02 | 0.55 | 0.32 | 0.31 | N | South | FC
BKRFLD_2_SOLAR1 |  |  | Bakersfield 111 | CISO | N | Kern | South Kern PP |  | Solar_1Axis | PHOTO VOLTAIC | SUN | 1.38 | 1.4 |  |  |  |  | 1 | 24 | 24 |  |  |  |  | 0.1 | 0.1 | 0.1 | 0.1 | 0.1 | 0.78 | 1.01 | 0.37 | 0.66 | 0.1 | 0.1 | 0.1 | N | North | FC
LITLRK_6_SOLAR3 |  |  | One Ten Partners | CISO | N | Big Creek-Ventura |  |  | Solar_1Axis | PHOTO VOLTAIC | SUN | 2 | 2 |  |  |  |  | 1 | 24 | 24 |  |  |  |  | 0.1 | 0.1 | 0.1 | 0.1 | 0.1 | 0.85 | 1.35 | 0.41 | 0.78 | 0.1 | 0.1 | 0.1 | N | South | FC
MIRLOM_2_CREST |  |  | Temescal Canyon RV | CISO | N | LA Basin | Eastern |  | Solar_Fixed | PHOTO VOLTAIC | SUN | 1.5 | 1.5 |  |  |  |  | 1 | 24 | 24 |  |  |  |  | 0 | 0 | 0 | 0 | 0 | 0 | 0 | 0 | 0 | 0 | 0 | 0 | N | South | EO
MCCALL_1_QF |  |  | Fish Water | CISO | N | Fresno | Herndon |  | Hydro | HYDRO | WATER | 0.52 | 2.5 |  |  |  |  | 1 | 24 | 24 |  |  |  |  | 0.33 | 0.3 | 0.27 | 0.23 | 0.21 | 0.28 | 0.31 | 0.29 | 0.26 | 0.35 | 0.31 | 0.25 | N | North | FC
MIDWD_7_CORAMB |  |  | CELLC 7.5 MW Tehachapi Project | CISO | N | CAISO System |  |  | Wind | WIND | WIND | 7.5 | 7.5 |  |  |  |  | 1 | 24 | 24 |  |  |  |  | 0.63 | 1.52 | 1.7 | 2.74 | 3.09 | 2.82 | 2.81 | 2.59 | 1.59 | 0.85 | 0.5 | 0.49 | N | South | FC
REDMAN_6_AVSSR1 |  |  | Antelope Valley Solar | CISO | N | Big Creek-Ventura |  |  | Solar_1Axis | PHOTO VOLTAIC | SUN | 3 | 3 |  |  |  |  | 1 | 24 | 24 |  |  |  |  | 0.1 | 0.1 | 0.1 | 0.1 | 0.1 | 1.28 | 2.02 | 0.61 | 1.17 | 0.1 | 0.1 | 0.1 | N | South | FC
DELAMO_2_SOLAR1 |  |  | Golden Springs Building H | CISO | N | LA Basin | Western | Y | Solar_1Axis | PHOTO VOLTAIC | SUN | 1.5 | 1.5 |  |  |  |  | 1 | 24 | 24 |  |  |  |  | 0.1 | 0.1 | 0.1 | 0.1 | 0.1 | 0.64 | 1.01 | 0.3 | 0.58 | 0.1 | 0.1 | 0.1 | N | South | FC
ALAMIT_2_PL1X3 |  |  | Alamitos Energy Center Unit 7 | CISO | N | LA Basin | Western | Y | CCGT | COMBINED CYCLE | NATURAL GAS | 674.7 | 0 |  |  |  |  | 1 | 24 | 24 |  |  | 541.94 | 1 | 674.7 | 674.7 | 674.7 | 674.7 | 674.7 | 674.7 | 674.7 | 674.7 | 674.7 | 674.7 | 674.7 | 674.7 | Y | South | FC
WRGTSR_2_WSFSR1 |  |  | Wright Solar Freeman | CISO | N | CAISO System |  | Y | Hybrid_Solar_Fixed | PHOTO VOLTAIC | SUN | 200 | 200 |  |  |  |  | 1 | 24 | 24 |  |  |  |  | 0.1 | 0.1 | 0.1 | 2.68 | 10.48 | 76.62 | 119.83 | 40.19 | 80.14 | 1.3 | 0.1 | 0.1 | N | North | FC
SEARLS_7_ARGUS |  |  | Argus Cogeneration | CISO | N | CAISO System |  |  | CHP |  | OTHER | 19 | 62.5 |  |  |  |  | 1 | 24 | 24 |  |  |  |  | 2.96 | 4.09 | 3.42 | 3.16 | 2.23 | 2.88 | 2.6 | 2.63 | 1.88 | 2.15 | 1.95 | 2.09 | N | South | FC
DEVERS_1_SOLAR2 |  |  | SEPV9 | CISO | N | LA Basin | Eastern, Valley-Devers |  | Solar_1Axis | PHOTO VOLTAIC | SUN | 9 | 9 |  |  |  |  | 1 | 24 | 24 |  |  |  |  | 0 | 0 | 0 | 0 | 0 | 0 | 0 | 0 | 0 | 0 | 0 | 0 | N | South | EO
CEDRCK_6_UNIT |  |  | Water Wheel Ranch | CISO | N | CAISO System |  |  | Hydro | HYDRO | WATER | 0.98 | 1 |  |  |  |  | 1 | 24 | 24 |  |  |  |  | 0.36 | 0.32 | 0.39 | 0.55 | 0.52 | 0.28 | 0.03 | 0.07 | 0.06 | 0.1 | 0.11 | 0.18 | N | North | FC
ALTA3A_2_CPCE8 |  |  | Alta Wind 8 | CISO | N | CAISO System |  | Y | Wind | WIND | WIND | 150 | 150 |  |  |  |  | 1 | 24 | 24 |  |  |  |  | 12.6 | 30.42 | 34.07 | 54.88 | 61.88 | 56.36 | 56.16 | 51.87 | 31.85 | 17.06 | 9.9 | 9.7 | N | South | FC
VICPAS_2_VPSBT1 |  | VICPAS_2_VPSSR1 | Victory Pass Solar BESS | CISO | N | CAISO System |  |  | Paired_BattStorage | OTHER | LESR | 50 | 50 | 0.8 | 200 | 200 | 1 | 1 | 24 | 4 | 200 | FALSE | 100 | 2 | 50 | 50 | 50 | 50 | 50 | 50 | 50 | 50 | 50 | 50 | 50 | 50 | Y | South | FC |  | Group name: VICTORY_PASS_1200 - Max to grid 200 MW. Co-located with 200 MW EO VICPAS_2_VPSSR1.
RNDMTN_2_SLSPHY1 |  |  | Silver Springs | CISO | N | CAISO System |  |  | Hydro | HYDRO | WATER | 0.6 | 0.6 |  |  |  |  | 1 | 24 | 24 |  |  |  |  | 0.2 | 0.19 | 0.17 | 0.22 | 0.2 | 0.17 | 0.16 | 0.16 | 0.15 | 0.15 | 0.14 | 0.14 | N | North | FC
CHEVCY_1_UNIT |  |  | CHEVRON USA (CYMRIC) | CISO | N | CAISO System |  | Y | CHP | COMBUSTION TURBINE | NATURAL GAS | 24.3 | 24.3 |  |  |  |  | 1 | 24 | 24 |  |  |  |  | 3.35 | 4.47 | 2.92 | 2.88 | 2.62 | 2.41 | 2.17 | 1.36 | 1.38 | 1.08 | 1.15 | 1.22 | N | North | FC
PLAINV_6_SOLARC |  |  | Central Antelope Dry Ranch C | CISO | N | Big Creek-Ventura |  |  | Solar_1Axis | PHOTO VOLTAIC | SUN | 20 | 20 |  |  |  |  | 1 | 24 | 24 |  |  |  |  | 0 | 0 | 0 | 0 | 0 | 0 | 0 | 0 | 0 | 0 | 0 | 0 | N | South | EO
DURNMESA_3_WBDYN |  |  | DURAN MESA | PNM | Y | Import |  |  | Wind | WIND | WIND | 105.08 | 0 |  |  |  |  | 1 | 24 | 24 |  |  |  |  | 43.35 | 51.66 | 54.64 | 53.59 | 44.13 | 46.51 | 35.73 | 32.57 | 31.52 | 35.2 | 32.32 | 39.93 |  | South | IAR
CAYTNO_2_VASCO |  |  | Vasco Road | CISO | N | Bay Area | Contra Costa |  | Biogas | RECIPROCATING ENGINE | BIOGAS | 4.3 | 4.3 |  |  |  |  | 1 | 24 | 24 |  |  |  |  | 3.95 | 4.04 | 4.09 | 3.98 | 4 | 4.02 | 4.03 | 4.02 | 4.04 | 3.63 | 3.97 | 4.01 | N | North | FC
SANTFG_7_UNITS |  |  | GEYSERS CALISTOGA AGGREGATE | CISO | N | NCNB |  |  | Geothermal | STEAM | GEOTHERMAL | 72 | 0 |  |  |  |  | 1 | 24 | 24 |  |  | 42 | 1 | 72 | 72 | 72 | 72 | 72 | 72 | 72 | 72 | 72 | 72 | 72 | 72 | Y | North | FC
GRNLF2_1_UNIT |  |  | GREENLEAF II COGEN | CISO | N | Sierra | Pease, Drum-Rio Oso |  | CHP | COMBUSTION TURBINE | NATURAL GAS | 49.2 | 63.8 |  |  |  |  | 1 | 24 | 24 |  |  | 9.2 | 1 | 49.2 | 49.2 | 49.2 | 49.2 | 49.2 | 49.2 | 49.2 | 49.2 | 49.2 | 49.2 | 49.2 | 49.2 | Y | North | FC
VOYAGR_2_VOAWD5 |  |  | Voyager Wind Oasis Alta | CISO | N | CAISO System |  |  | Wind | WIND | WIND | 13.98 | 14 |  |  |  |  | 1 | 24 | 24 |  |  |  |  | 1.17 | 2.84 | 3.18 | 5.11 | 5.77 | 5.25 | 5.23 | 4.83 | 2.97 | 1.59 | 0.92 | 0.9 | N | South | FC
NZWIND_6_WDSTR3 |  |  | Windstream 6041 | CISO | N | CAISO System |  |  | Wind | WIND | WIND | 6 | 6 |  |  |  |  | 1 | 24 | 24 |  |  |  |  | 0.5 | 1.22 | 1.36 | 2.2 | 2.48 | 2.25 | 2.25 | 2.07 | 1.27 | 0.68 | 0.4 | 0.39 | N | South | FC
HAMLIN_1_BLDSB1 | HAMLIN_1_BLDSB1_LESR |  | Baldy Mesa Hybrid | CISO | N | CAISO System |  |  | Hybrid_BattStorage | PHOTO VOLTAIC | HYBD | 75 | 150 | 0.8 | 300 | 300 | 1 | 1 | 24 | 4 | 150 | TRUE | 150 | 2 | 75 | 75 | 75 | 75 | 75 | 75 | 63.9423 | 75 | 75 | 75 | 75 | 75 | Y | South | ID | 1 | Q1413-Q1519 - Waiting for Mojave Desert RAS and Nort of Lugo C-RAS. 150 MW solar with 75 MW battery for 150 MW Max at POI - with no grid-charging restrictions. Beyond the first 100 MW solar is using interim deliverability from future battery.
HAMLIN_1_BLDSB1 | HAMLIN_1_BLDSB1_SUN |  | Baldy Mesa Hybrid | CISO | N | CAISO System |  |  | Hybrid_Solar_1Axis | PHOTO VOLTAIC | HYBD | 150 | 150 |  |  |  |  | 1 | 24 | 24 | 150 |  | 150 | 2 | 0.1 | 0.1 | 0.1 | 0.71 | 4.83 | 63.79 | 86.0577 | 30.45 | 58.43 | 0.26 | 0.1 | 0.1 | Y | South | ID | 1 | Q1413-Q1519 - Waiting for Mojave Desert RAS and Nort of Lugo C-RAS. 150 MW solar with 75 MW battery for 150 MW Max at POI - with no grid-charging restrictions. Beyond the first 100 MW solar is using interim deliverability from future battery.
SENTNL_2_CTG3 |  |  | Sentinel Unit 3 | CISO | N | LA Basin | Eastern, Valley-Devers |  | Peaker | COMBUSTION TURBINE | NATURAL GAS | 105.69 | 131.8 |  |  |  |  | 1 | 24 | 24 |  |  | 105.69 | 1 | 105.69 | 105.69 | 105.69 | 105.69 | 105.69 | 105.69 | 105.69 | 105.69 | 105.69 | 105.69 | 105.69 | 105.69 | Y | South | FC
PAIGES_6_SOLAR |  |  | Paige Solar | CISO | N | Fresno | Coalinga, Panoche 115 kV | Y | Solar_1Axis | PHOTO VOLTAIC | SUN | 20 | 22 |  |  |  |  | 1 | 24 | 24 |  |  |  |  | 0 | 0 | 0 | 0 | 0 | 0 | 0 | 0 | 0 | 0 | 0 | 0 | N | North | EO
VICTOR_1_SOLAR1 |  |  | Victor Phelan Solar One | CISO | N | CAISO System |  | Y | Solar_1Axis | PHOTO VOLTAIC | SUN | 17.5 | 17.5 |  |  |  |  | 1 | 24 | 24 |  |  |  |  | 0 | 0 | 0 | 0 | 0 | 0 | 0 | 0 | 0 | 0 | 0 | 0 | N | South | EO
EASTWD_7_UNIT |  |  | EASTWOOD PUMP-GEN | CISO | N | Big Creek-Ventura | Rector, Vestal |  | Pumped Hydro | PUMPED STORAGE | WATER | 200 | 207 |  |  |  |  | 1 | 24 | 24 |  |  | 184 | 1 | 199 | 199 | 199 | 199 | 199 | 199 | 199 | 199 | 199 | 199 | 199 | 199 | Y | South | FC
MALCHQ_7_UNIT 1 |  |  | MALACHA HYDRO L.P. | CISO | N | CAISO System |  |  | Hydro | HYDRO | WATER | 32.5 | 32.5 |  |  |  |  | 1 | 24 | 24 |  |  |  |  | 14.77 | 9.44 | 7.95 | 9.97 | 8.92 | 3.04 | 1.46 | 0.59 | 0 | 0.26 | 1.05 | 2.3 | N | North | FC
STRAUS_1_STRWD1 |  |  | Strauss Wind, LLC | CISO | N | CAISO System |  |  | Wind | WIND | WIND | 95.25 | 99 |  |  |  |  | 1 | 24 | 24 |  |  |  |  | 8 | 19.32 | 21.64 | 34.85 | 39.29 | 35.79 | 35.66 | 32.94 | 20.23 | 10.83 | 6.29 | 6.16 | N | North | FC
MRGT_6_TGEBT1 |  |  | Top Gun Energy Storage | CISO | N | San Diego-IV | San Diego |  | Battery Storage | OTHER | LESR | 30 | 30 | 0.8 | 120 | 120 | 1 | 1 | 24 | 4 |  | TRUE | 60 | 1 | 30 | 30 | 30 | 30 | 30 | 30 | 30 | 30 | 30 | 30 | 30 | 30 | Y | South | FC
PVERDE_5_SCEDYN |  |  | PVERDE_5_SCEDYN | SRP | Y | Import |  |  | Nuclear |  | URANIUM | 635 | 0 |  |  |  |  | 1 | 24 | 24 |  |  |  |  | 635 | 635 | 635 | 635 | 635 | 635 | 635 | 635 | 635 | 635 | 635 | 635 |  | South | IAR
TKOPWR_6_HYDRO |  |  | Bear Creek Hydroelectric Project | CISO | N | CAISO System |  |  | Hydro | HYDRO | WATER | 2.83 | 3.2 |  |  |  |  | 1 | 24 | 24 |  |  |  |  | 1.03 | 0.59 | 0.63 | 0.86 | 0.2 | 0.01 | 0 | 0 | 0 | 0.04 | 0.04 | 0.14 | N | North | FC
GILRPP_1_PL1X2 |  |  | GILROY ENERGY CENTER UNITS 1&2 AGGREGATE | CISO | N | Bay Area | Llagas, San Jose, South Bay-Moss Landing | Y | Peaker | COMBUSTION TURBINE | NATURAL GAS | 95.2 | 0 |  |  |  |  | 1 | 24 | 24 |  |  | 95.2 | 1 | 95.2 | 95.2 | 95.2 | 95.2 | 95.2 | 95.2 | 95.2 | 95.2 | 95.2 | 95.2 | 95.2 | 95.2 | Y | North | FC
IVWEST_2_SOLAR1 |  |  | Imperial Valley West ( Q # 608) | CISO | N | San Diego-IV |  | Y | Solar_1Axis | PHOTO VOLTAIC | SUN | 150 | 0 |  |  |  |  | 1 | 24 | 24 |  |  |  |  | 0.1 | 0.1 | 0.1 | 0.71 | 4.83 | 63.79 | 100.94 | 30.45 | 58.43 | 0.26 | 0.1 | 0.1 | N | South | FC
ESTWND_2_OPPWD1 |  |  | Oasis Power Plant Eastwind | CISO | N | CAISO System |  |  | Wind | WIND | WIND | 57.14 | 57.2 |  |  |  |  | 1 | 24 | 24 |  |  |  |  | 4.8 | 11.59 | 12.98 | 20.91 | 23.57 | 21.47 | 21.39 | 19.76 | 12.13 | 6.5 | 3.77 | 3.7 | N | South | FC
ETIWND_2_FONTNA |  |  | FONTANALYTLE CREEK POWERHOUSE P | CISO | N | LA Basin | Eastern |  | Hydro | HYDRO | WATER | 2.56 | 2.6 |  |  |  |  | 1 | 24 | 24 |  |  |  |  | 0.71 | 1 | 0.53 | 0.79 | 0.67 | 0.59 | 0.47 | 0.32 | 0.4 | 0.4 | 0.59 | 0.6 | N | South | FC
COPMT2_2_SOLAR2 |  |  | CMS2 | CISO | N | CAISO System |  |  | Solar_Fixed | PHOTO VOLTAIC | SUN | 155 | 155 |  |  |  |  | 1 | 24 | 24 |  |  |  |  | 0.1 | 0.1 | 0.1 | 0.45 | 2.35 | 39.22 | 76.96 | 19.01 | 41.47 | 0.24 | 0.1 | 0.1 | N | South | FC
GRADYW_5_GDYWD1 |  |  | Grady Wind | AZPS | Y | Import |  |  | Wind | WIND | WIND | 200 | 220.5 |  |  |  |  | 1 | 24 | 24 |  |  |  |  | 82.5 | 98.32 | 104 | 102 | 84 | 88.52 | 68 | 62 | 60 | 67 | 61.52 | 76 |  | South | IAR
CRESSY_1_PARKER |  |  | PARKER POWERHOUSE | CISO | N | Fresno |  | Y | Hydro | HYDRO | WATER | 2.83 | 3.8 |  |  |  |  | 1 | 24 | 24 |  |  |  |  | 0 | 0 | 0.01 | 0.33 | 0.79 | 0.91 | 0.91 | 0.59 | 0.29 | 0.22 | 0 | 0 | N | North | FC
MAGUND_1_BKSSR2 |  |  | Bakersfield Solar 1 | CISO | N | Kern | South Kern PP, Kern Oil | Y | Solar_1Axis | PHOTO VOLTAIC | SUN | 5.25 | 5.3 |  |  |  |  | 1 | 24 | 24 |  |  |  |  | 0.1 | 0.1 | 0.1 | 0.1 | 0.37 | 2.98 | 3.83 | 1.4 | 2.49 | 0.1 | 0.1 | 0.1 | N | North | FC
VICPAS_2_SOCSR2 |  | VICPAS_2_SOCBT2 | Sol Catcher BESS PV2 | CISO | N | CAISO System |  |  | Paired_Solar_1Axis | PHOTO VOLTAIC | SUN | 93.5 | 93.5 |  |  |  |  | 1 | 24 | 24 | 93.5 |  |  |  | 0 | 0 | 0 | 0 | 0 | 0 | 0 | 0 | 0 | 0 | 0 | 0 | N | South | EO |  | Group name: SOL_CATCHER_1302_2 - Max to grid 93.5 MW. Co-located with VICPAS_2_SOCBT2.
LODIEC_2_PL1X2 |  |  | Lodi Energy Center | CISO | N | Sierra | South of Rio Oso, South of Palermo | Y | CCGT | COMBINED CYCLE | NATURAL GAS | 302.58 | 0 |  |  |  |  | 1 | 24 | 24 |  |  | 202.58 | 1 | 302.58 | 302.58 | 302.58 | 302.58 | 302.58 | 302.58 | 302.58 | 302.58 | 302.58 | 302.58 | 302.58 | 302.58 | Y | North | FC
SLRMS3_2_SRMSR1 |  |  | SILVER RIDGE MOUNT SIGNAL 3 | CISO | N | San Diego-IV |  | Y | Solar_1Axis | PHOTO VOLTAIC | SUN | 250 | 250 |  |  |  |  | 1 | 24 | 24 |  |  |  |  | 0.1 | 0.1 | 0.1 | 1.19 | 8.04 | 106.31 | 168.24 | 50.74 | 97.39 | 0.44 | 0.1 | 0.1 | N | South | FC
ELSEGN_2_UN1011 |  |  | El Segundo Energy Center 5/6 | CISO | N | LA Basin | Western, El Nido |  | CCGT | COMBINED CYCLE | NATURAL GAS | 274.31 | 0 |  |  |  |  | 1 | 24 | 24 |  |  | 274.31 | 1 | 274.31 | 274.31 | 274.31 | 274.31 | 274.31 | 274.31 | 274.31 | 274.31 | 274.31 | 274.31 | 274.31 | 274.31 | Y | South | FC
COLEMN_2_UNIT |  |  | Coleman | CISO | N | CAISO System |  |  | Hydro | HYDRO | WATER | 13 | 13 |  |  |  |  | 1 | 24 | 24 |  |  |  |  | 3.37 | 4.92 | 5.03 | 4.08 | 4.36 | 3.82 | 3.09 | 0.55 | 1.69 | 1.9 | 2.19 | 3.51 | N | North | FC
KRAMER_1_R2BX2 |  | KRAMER_1_R2PX2 | Resurgence 2 BESS | CISO | N | CAISO System |  |  | Paired_BattStorage | OTHER | LESR | 40 | 40 | 0.877 | 160 | 160 | 1 | 1 | 24 | 4 | 60 | FALSE | 80 | 1 | 40 | 40 | 40 | 40 | 40 | 40 | 40 | 40 | 40 | 40 | 40 | 40 | Y | South | FC |  | Co-located with KRAMER_1_R1PX3, Group name: 0035_CONV - Max to grid 60 MW.
VICPAS_2_SLOBT1 |  | VICPAS_2_SOCSR1 | Sloth BESS | CISO | N | CAISO System |  |  | Paired_BattStorage | OTHER | LESR | 15 | 15 | 0.8 | 60 | 60 | 1 | 1 | 24 | 4 | 49.5 | FALSE | 30 | 1 | 15 | 15 | 15 | 15 | 15 | 15 | 15 | 15 | 15 | 15 | 15 | 15 | Y | South | FC |  | Group name: SLOTH_421 - Max to grid 49.5 MW. Co-located with 49.5 MW EO VICPAS_2_SLOSR1.
SUNCAT_2_A1ABT1 |  | ARLNTN_2_ASUSR1, SUNCAT_2_A1BBT1 | Arlington Solar Unit 1A BESS | CISO | N | CAISO System |  |  | Paired_BattStorage | OTHER | LESR | 47 | 47 | 0.876 | 188 | 188 | 1 | 1 | 24 | 4 | 131 | FALSE | 94 | 2 | 47 | 47 | 47 | 47 | 47 | 47 | 47 | 47 | 47 | 47 | 47 | 47 | Y | South | FC |  | Group name: ARLINGTON_1196_1 - Max to grid 131 MW. Co-located with ARLNTN_2_ASUSR1, SUNCAT_2_A1BBT1
ADLIN_1_UNITS |  |  | GEYSERS AIDLIN AGGREGATE | CISO | N | NCNB | Eagle Rock, Fulton |  | Geothermal | STEAM | GEOTHERMAL | 22 | 23 |  |  |  |  | 1 | 24 | 24 |  |  | 14 | 1 | 22 | 22 | 22 | 22 | 22 | 22 | 22 | 22 | 22 | 22 | 22 | 22 | Y | North | FC
ARLNTN_2_AR1SR1 |  | SUNCAT_2_A2ABT2, SUNCAT_2_A2BSR2 | Arlington | CISO | N | CAISO System |  |  | Paired_Solar_1Axis | PHOTO VOLTAIC | SUN | 100 | 100 |  |  |  |  | 1 | 24 | 24 | 269 |  |  |  | 0.1 | 0.1 | 0.1 | 0.48 | 3.22 | 42.52 | 67.29 | 20.3 | 38.96 | 0.18 | 0.1 | 0.1 | N | South | FC |  | Group name: ARLINGTON_1196_2 - Max to grid 269 MW. Co-located with SUNCAT_2_A2ABT2, SUNCAT_2_A2BSR2
DREWS_6_PL1X4 |  |  | Drews Generating Plant | CISO | N | LA Basin | Eastern | Y | Peaker | FTUR | NATURAL GAS | 41.4 | 0 |  |  |  |  | 1 | 24 | 24 |  |  | 40 | 1 | 40 | 40 | 40 | 40 | 40 | 40 | 40 | 40 | 40 | 40 | 40 | 40 | Y | South | FC
FRESHW_1_SOLAR1 |  |  | Corcoran 3 | CISO | N | Fresno | Herndon | Y | Solar_1Axis | PHOTO VOLTAIC | SUN | 20 | 20 |  |  |  |  | 1 | 24 | 24 |  |  |  |  | 0 | 0 | 0 | 0 | 0 | 0 | 0 | 0 | 0 | 0 | 0 | 0 | N | North | EO
HAASPH_7_PL1X2 |  |  | HAAS PH UNIT 1 & 2 AGGREGATE | CISO | N | Fresno | Herndon |  | Hydro | HYDRO | WATER | 144 | 0 |  |  |  |  | 1 | 24 | 24 |  |  | 144 | 1 | 144 | 129.6 | 129.6 | 129.6 | 129.6 | 144 | 144 | 144 | 144 | 129.6 | 57.6 | 115.2 | Y | North | FC
SANDLT_2_SUNITS |  |  | Mojave Solar | CISO | N | CAISO System |  |  | Solar_Thermal | STEAM | SUN | 275 | 0 |  |  |  |  | 1 | 24 | 24 |  |  |  |  | 0.1 | 0.1 | 0.1 | 9.43 | 24.88 | 120.05 | 147.26 | 78.56 | 124.26 | 5.85 | 0.1 | 0.1 | N | South | FC
CANTUA_1_SOLAR |  |  | Cantua Solar Station | CISO | N | Fresno | Panoche 115 kV | Y | Solar_Fixed | PHOTO VOLTAIC | SUN | 20 | 20 |  |  |  |  | 1 | 24 | 24 |  |  |  |  | 0.1 | 0.1 | 0.1 | 0.27 | 1.05 | 7.66 | 11.98 | 4.02 | 8.01 | 0.13 | 0.1 | 0.1 | N | North | FC
PBLOSM_2_SOLAR |  |  | PearBlossom | CISO | N | CAISO System |  | Y | Solar_1Axis | PHOTO VOLTAIC | SUN | 9.5 | 9.5 |  |  |  |  | 1 | 24 | 24 |  |  |  |  | 0.1 | 0.1 | 0.1 | 0.1 | 0.31 | 4.04 | 6.39 | 1.93 | 3.7 | 0.1 | 0.1 | 0.1 | N | South | FC
WESTPT_2_UNIT |  |  | West Point Hydro Plant | CISO | N | CAISO System |  |  | Hydro | HYDRO | WATER | 14 | 14 |  |  |  |  | 1 | 24 | 24 |  |  | 0 | 1 | 10.78 | 3.92 | 3.22 | 8.44 | 6.94 | 9.46 | 10.08 | 12.74 | 10.98 | 10.36 | 10.84 | 11.54 | Y | North | FC
TWISSL_6_SOLAR1 |  |  | Coronal Lost Hills | CISO | N | CAISO System |  | Y | Solar_1Axis | PHOTO VOLTAIC | SUN | 20 | 20 |  |  |  |  | 1 | 24 | 24 |  |  |  |  | 0.1 | 0.1 | 0.1 | 0.27 | 1.41 | 11.34 | 14.59 | 5.34 | 9.5 | 0.1 | 0.1 | 0.1 | N | North | FC
KEARNY_6_SESBT2 |  |  | Kearny South Energy Storage | CISO | N | San Diego-IV | San Diego |  | Battery Storage | OTHER | LESR | 10 | 10 | 0.8 | 40 | 40 | 1 | 1 | 24 | 4 |  | TRUE | 20 | 1 | 10 | 10 | 10 | 10 | 10 | 10 | 10 | 10 | 10 | 10 | 10 | 10 | Y | South | FC
DTCHWD_2_BT3WND |  |  | Brookfield Tehachapi 3 | CISO | N | CAISO System |  |  | Wind | WIND | WIND | 4.5 | 4.5 |  |  |  |  | 1 | 24 | 24 |  |  |  |  | 0.38 | 0.91 | 1.02 | 1.65 | 1.86 | 1.69 | 1.68 | 1.56 | 0.96 | 0.51 | 0.3 | 0.29 | N | South | FC
CURTIS_1_CANLCK |  |  | Canal Creek Powerhouse | CISO | N | Fresno |  |  | Hydro | HYDRO | WATER | 0.9 | 0.9 |  |  |  |  | 1 | 24 | 24 |  |  |  |  | 0 | 0 | 0 | 0 | 0 | 0 | 0 | 0 | 0 | 0 | 0 | 0 | N | North | FC
TULARE_2_TULBM1 |  |  | Tulare BioMAT Fuel Cell | CISO | N | Big Creek-Ventura |  |  | Biogas | OTHER | BIOGAS | 2.8 | 2.8 |  |  |  |  | 1 | 24 | 24 |  |  |  |  | 0 | 0 | 0 | 0 | 0 | 0 | 0 | 0 | 0 | 0 | 0 | 0 | N | South | EO
NGILAA_5_SDGDYN |  |  | NGILAA_5_SDGDYN | AZPS | Y | Import |  |  | CCGT | COMBINED CYCLE | NATURAL GAS | 55 | 0 |  |  |  |  | 1 | 24 | 24 |  |  | 17 | 2 | 55 | 55 | 55 | 55 | 55 | 55 | 55 | 55 | 55 | 55 | 55 | 55 |  | South | IAR
OSO_6_NSPIN |  |  | OSO_6_NSPIN | CISO | N | Big Creek-Ventura |  |  | Pump | PUMP | WATER | 70 | 70.8 |  |  |  |  | 1 | 24 | 24 |  |  |  |  | 18 | 18 | 18 | 18 | 18 | 18 | 18 | 18 | 18 | 18 | 18 | 18 | Y | South | FC
COLVIL_7_PL1X2 |  |  | COLLIERVILLE HYDRO UNIT 1 & 2 AGGREGATE | CISO | N | CAISO System |  |  | Hydro | HYDRO | WATER | 246.86 | 0 |  |  |  |  | 1 | 24 | 24 |  |  | 246.86 | 1 | 246.86 | 246.86 | 246.86 | 246.86 | 246.86 | 246.86 | 246.86 | 246.86 | 246.86 | 246.86 | 246.86 | 246.86 | Y | North | FC
CENT40_1_C40SR1 |  |  | CENTRAL 40 | CISO | N | Stockton | Tesla-Bellota |  | Solar_1Axis | PHOTO VOLTAIC | SUN | 40 | 40 |  |  |  |  | 1 | 24 | 24 |  |  |  |  | 0.1 | 0.1 | 0.1 | 0.54 | 2.81 | 22.68 | 29.19 | 10.69 | 19.01 | 0.15 | 0.1 | 0.1 | N | North | FC
CSCGNR_1_UNIT 1 |  |  | GIANERA PEAKER UNIT 1 | CISO | N | Bay Area | San Jose, South Bay-Moss Landing |  | Peaker | FTUR | NATURAL GAS | 24.75 | 24.8 |  |  |  |  | 1 | 24 | 24 |  |  | 24 | 1 | 24 | 24 | 24 | 24 | 24 | 24 | 24 | 24 | 24 | 24 | 24 | 24 | Y | North | FC
YELPIN_2_YP2BT1 |  | YELPIN_2_YP2SR1 | Yellow Pine 2 BESS | CISO | N | CAISO System |  |  | Paired_BattStorage | OTHER | LESR | 65 | 65 | 0.865 | 260 | 260 | 1 | 1 | 24 | 4 | 125 | FALSE | 130 | 1 | 65 | 65 | 65 | 65 | 65 | 65 | 65 | 65 | 65 | 65 | 65 | 65 | Y | South | ID | 1 | Q1341 - Group name: YELLOW_PINE_1341_1 - Max to grid 125 MW. Waiting for Lugo-Victorville CRAS - Co-located with 125 MW solar YELPIN_2_YP2SR1
SPRGVL_2_TULESC |  |  | TULE RIVER HYDRO PLANT (SCE) | CISO | N | Big Creek-Ventura | Rector, Vestal |  | Hydro | HYDRO | WATER | 2.5 | 2.5 |  |  |  |  | 1 | 24 | 24 |  |  |  |  | 0 | 0 | 0 | 0 | 0 | 0 | 0 | 0 | 0 | 0 | 0 | 0 | N | South | FC
SMUDGO_7_UNIT 1 |  |  | SONOMA POWER PLANT | CISO | N | NCNB |  |  | Geothermal | STEAM | GEOTHERMAL | 64.8 | 78 |  |  |  |  | 1 | 24 | 24 |  |  | 32 | 1 | 47 | 47 | 47 | 47 | 47 | 47 | 47 | 47 | 47 | 47 | 47 | 47 | Y | North | FC
OBERON_5_O2SSR4 |  | OBERON_5_O2BBX2, OBERON_5_O2SSR5 | Oberon 2A Solar | CISO | N | CAISO System |  |  | Paired_Solar_1Axis | PHOTO VOLTAIC | SUN | 125 | 125 |  |  |  |  | 1 | 24 | 24 | 250 |  |  |  | 0.1 | 0.1 | 0.1 | 0.6 | 4.02 | 53.15 | 62.5 | 25.37 | 48.69 | 0.22 | 0.1 | 0.1 | N | South | ID | 1 | Q1642 - Group name: OBERON_1642_2 - Max to grid 250 MW. Max 62.5 MW NQC. Waiting for ELM. Co-located with OBERON_5_O2BBX2 and OBERON_5_O2SSR5
GATEWY_2_GESBT1 |  |  | Gateway Energy Storage | CISO | N | San Diego-IV | San Diego |  | Battery Storage | OTHER | LESR | 250 | 250 | 0.8 | 507 | 507 | 1 | 1 | 24 | 4 |  | TRUE | 478 | 1 | 141 | 126.75 | 126.75 | 126.75 | 126.75 | 126.75 | 126.75 | 126.75 | 126.75 | 126.75 | 126.75 | 126.75 | Y | South | FC
DEVERS_1_SEPV05 |  |  | SEPV 5 | CISO | N | LA Basin | Eastern, Valley-Devers |  | Solar_Fixed | PHOTO VOLTAIC | SUN | 2 | 2 |  |  |  |  | 1 | 24 | 24 |  |  |  |  | 0 | 0 | 0 | 0 | 0 | 0 | 0 | 0 | 0 | 0 | 0 | 0 | N | South | EO
CARBOU_7_UNIT 1 |  |  | CARIBOU PH 1 UNIT 1 | CISO | N | CAISO System |  |  | Hydro | HYDRO | WATER | 24 | 24 |  |  |  |  | 1 | 24 | 24 |  |  | 0 | 1 | 23.06 | 20.68 | 0 | 0 | 0 | 21.48 | 11.32 | 19.2 | 18.4 | 9.12 | 9.12 | 11.12 | Y | North | FC
LAPLMA_2_UNIT 3 |  |  | La Paloma Generating Plant Unit #3 | CISO | N | CAISO System |  |  | CCGT | COMBINED CYCLE | NATURAL GAS | 266 | 295 |  |  |  |  | 1 | 24 | 24 |  |  | 204 | 1 | 266 | 266 | 266 | 266 | 266 | 266 | 266 | 266 | 266 | 266 | 266 | 266 | Y | North | FC
BRDSLD_2_MTZUMA |  |  | FPL Energy Montezuma Wind | CISO | N | Bay Area | Contra Costa | Y | Wind | WIND | WIND | 36.8 | 36.8 |  |  |  |  | 1 | 24 | 24 |  |  |  |  | 2.09 | 3.12 | 6.52 | 12.93 | 16.98 | 15.7 | 15.8 | 11.18 | 9.05 | 4.02 | 1.48 | 2.03 | N | North | FC
BGSKYN_2_ASPSR2 |  | BIGSKY_2_SOLAR1, BIGSKY_2_SOLAR2, BIGSKY_2_SOLAR3, BIGSKY_2_SOLAR4, BIGSKY_2_SOLAR5, BIGSKY_2_SOLAR6, BIGSKY_2_SOLAR7, BGSKYN_2_ASSR1B, BGSKYN_2_AS2SR1, BGSKYN_2_ASSR3A, BGSKYN_2_ASSR3B, BIGSKY_2_BSKSR6, BIGSKY_2_BSKSR7, BIGSKY_2_BSKSR8, BGSKYN_2_BS3SR3, BIGSKY_2_AS2BT1, BIGSKY_2_ASLBT2 | Antelope Solar 2 San Pablo | CISO | N | Big Creek-Ventura |  |  | Paired_Solar_1Axis | PHOTO VOLTAIC | SUN | 100 | 100 |  |  |  |  | 1 | 24 | 24 | 650 |  |  |  | 0.1 | 0.1 | 0.1 | 0.48 | 3.22 | 42.52 | 67.29 | 20.3 | 38.96 | 0.18 | 0.1 | 0.1 | N | South | ID | 1 | Q1208 - Group name: ANTELOPE_1208 - Max to grid 650 MW, Waiting for Tehachapi CRAS. Co-located
WALCRK_2_CTG3 |  |  | Walnut Creek Energy Park Unit 3 | CISO | N | LA Basin | Western | Y | Peaker | COMBUSTION TURBINE | NATURAL GAS | 100.1 | 102.5 |  |  |  |  | 1 | 24 | 24 |  |  | 100.1 | 1 | 100.1 | 100.1 | 100.1 | 100.1 | 100.1 | 100.1 | 100.1 | 100.1 | 100.1 | 100.1 | 100.1 | 100.1 | Y | South | FC
INDIGO_1_UNIT 1 |  |  | INDIGO PEAKER UNIT 1 | CISO | N | LA Basin | Eastern, Valley-Devers |  | Peaker | COMBUSTION TURBINE | NATURAL GAS | 45.3 | 45.3 |  |  |  |  | 1 | 24 | 24 |  |  | 45.3 | 1 | 45.3 | 45.3 | 45.3 | 45.3 | 45.3 | 45.3 | 45.3 | 45.3 | 45.3 | 45.3 | 45.3 | 45.3 | Y | South | FC
GLNARM_7_UNIT 4 |  |  | GLEN ARM UNIT 4 | CISO | N | LA Basin | Western |  | Peaker | COMBUSTION TURBINE | NATURAL GAS | 42.42 | 47.3 |  |  |  |  | 1 | 24 | 24 |  |  | 42.42 | 1 | 42.42 | 42.42 | 42.42 | 42.42 | 42.42 | 42.42 | 42.42 | 42.42 | 42.42 | 42.42 | 42.42 | 42.42 | Y | South | FC
VICTOR_1_SLRHES |  |  | Sunedison - Hesperia | CISO | N | CAISO System |  |  | Solar_Fixed | PHOTO VOLTAIC | SUN | 1.5 | 1.5 |  |  |  |  | 1 | 24 | 24 |  |  |  |  | 0 | 0 | 0 | 0 | 0 | 0 | 0 | 0 | 0 | 0 | 0 | 0 | N | South | EO
MNDOTA_1_SOLAR1 |  |  | North Star Solar 1 | CISO | N | Fresno | Panoche 115 kV, Wilson 115 kV | Y | Solar_1Axis | PHOTO VOLTAIC | SUN | 60 | 60 |  |  |  |  | 1 | 24 | 24 |  |  |  |  | 0.1 | 0.1 | 0.1 | 0.82 | 4.22 | 34.02 | 43.78 | 16.03 | 28.51 | 0.23 | 0.1 | 0.1 | N | North | FC
SISPRG_2_DS3SR1 |  | SISPRG_2_DS3BT1 | Daggett Solar 3 a PV | CISO | N | CAISO System |  |  | Paired_Solar_1Axis | PHOTO VOLTAIC | SUN | 123 | 123 |  |  |  |  | 1 | 24 | 24 | 123 |  |  |  | 0.1 | 0.1 | 0.1 | 0.59 | 3.96 | 52.3 | 61.84 | 24.97 | 47.91 | 0.22 | 0.1 | 0.1 | N | South | ID | 1 | Q1314 - Group name: DAGGETT_SOLAR3_1314_1 - Max to grid 123 MW. Max 61.84 MW NQC. Waiting for Mojave RAS. Co-located with SISPRG_2_DS3BT1
RVSIDE_6_SOLAR1 |  |  | Tequesquite Landfill Solar Project | CISO | N | LA Basin | Eastern | Y | Solar_1Axis | PHOTO VOLTAIC | SUN | 7.5 | 7.5 |  |  |  |  | 1 | 24 | 24 |  |  |  |  | 0.1 | 0.1 | 0.1 | 0.1 | 0.11 | 1.9 | 3.72 | 0.92 | 2.01 | 0.1 | 0.1 | 0.1 | N | South | FC
SPAULD_6_UNIT 3 |  |  | SPAULDING HYDRO PH 3 UNIT | CISO | N | Sierra | Drum-Rio Oso, South of Palermo |  | Hydro | HYDRO | WATER | 6.5 | 6.5 |  |  |  |  | 1 | 24 | 24 |  |  |  |  | 0.71 | 0.76 | 0.72 | 1 | 3.23 | 0.34 | 1.46 | 3.21 | 3.09 | 1.82 | 0.47 | 0.91 | N | North | FC
RTREE_2_WIND1 |  |  | Rising Tree 1 | CISO | N | CAISO System |  |  | Wind | WIND | WIND | 79.2 | 79.2 |  |  |  |  | 1 | 24 | 24 |  |  |  |  | 6.65 | 16.06 | 17.99 | 28.98 | 32.67 | 29.76 | 29.65 | 27.39 | 16.82 | 9.01 | 5.23 | 5.12 | N | South | FC
PROXSR_2_PS2BT3 |  | PROXSR_2_PROSR1 | Proxima Solar BESS 2 | CISO | N | CAISO System |  |  | Paired_BattStorage | OTHER | LESR | 90 | 90 | 0.85 | 360 | 720 | 2 | 1 | 24 | 8 | 150 | FALSE | 180 | 1 | 90 | 90 | 90 | 90 | 90 | 90 | 90 | 90 | 90 | 90 | 90 | 90 | Y | North | FC |  | Group name: PROXIMA_1244_2 - Max to grid 150 MW. Co-located with PROXSR_2_PROSR1.
CALFTN_2_CFSBT1 |  | CALFTN_2_SOLAR | California Flats Solar Battery | CISO | N | CAISO System |  |  | Paired_BattStorage | OTHER | LESR | 60 | 60 | 0.8 | 240 | 240 | 1 | 1 | 24 | 4 | 130 | FALSE | 120 | 3 | 60 | 60 | 60 | 60 | 60 | 60 | 60 | 60 | 60 | 60 | 60 | 60 | Y | North | FC |  | Group name: CALFLATS_877_1 - Max to grid 130 MW. Co-located with CALFTN_2_SOLAR (PD to 82 percent)
MURRAY_6_UNIT |  |  | Grossmont Hospital | CISO | N | San Diego-IV | San Diego |  | CHP | FTUR | NATURAL GAS | 4.12 | 4.6 |  |  |  |  | 1 | 24 | 24 |  |  |  |  | 0 | 0 | 0 | 0 | 0 | 0 | 0 | 0 | 0 | 0 | 0 | 0 | N | South | EO
SKERN_6_SOLAR1 |  |  | South Kern Solar PV Plant | CISO | N | Kern | South Kern PP, Kern 70 kV | Y | Solar_1Axis | PHOTO VOLTAIC | SUN | 20 | 20 |  |  |  |  | 1 | 24 | 24 |  |  |  |  | 0.1 | 0.1 | 0.1 | 0.27 | 1.41 | 11.34 | 14.59 | 5.34 | 9.5 | 0.1 | 0.1 | 0.1 | N | North | FC
GRNVLY_7_SCLAND |  |  | SANTA CRUZ LANDFILL GENERATING PLANT | CISO | N | CAISO System |  |  | Biogas | RECIPROCATING ENGINE | BIOGAS | 3.04 | 3.6 |  |  |  |  | 1 | 24 | 24 |  |  |  |  | 3.04 | 2.79 | 2.88 | 2.92 | 2.8 | 3.03 | 3 | 3.02 | 2.93 | 2.51 | 2.91 | 2.99 | N | North | FC
BUCKWD_1_NPALM1 |  |  | North Palm Springs 1A | CISO | N | LA Basin | Eastern, Valley-Devers |  | Solar_1Axis | PHOTO VOLTAIC | SUN | 2.4 | 2.4 |  |  |  |  | 1 | 24 | 24 |  |  |  |  | 0.1 | 0.1 | 0.1 | 0.1 | 0.1 | 1.02 | 1.62 | 0.49 | 0.93 | 0.1 | 0.1 | 0.1 | N | South | FC
HATLOS_6_BWDHY1 |  |  | Bidwell Ditch | CISO | N | CAISO System |  |  | Hydro | HYDRO | WATER | 2 | 2 |  |  |  |  | 1 | 24 | 24 |  |  |  |  | 1.36 | 1.31 | 1.36 | 1.43 | 1.33 | 1.3 | 1.27 | 1.24 | 1.22 | 1.25 | 1.26 | 1.21 | N | North | FC
VICTOR_1_EXSLRB |  |  | Expressway Solar B | CISO | N | CAISO System |  | Y | Solar_Fixed | PHOTO VOLTAIC | SUN | 2 | 2 |  |  |  |  | 1 | 24 | 24 |  |  |  |  | 0.1 | 0.1 | 0.1 | 0.1 | 0.1 | 0.51 | 0.99 | 0.25 | 0.54 | 0.1 | 0.1 | 0.1 | N | South | FC
CARBOU_7_PL4X5 |  |  | CARIBOU PH 2 UNIT 4 & 5 AGGREGATE | CISO | N | CAISO System |  |  | Hydro | HYDRO | WATER | 120 | 0 |  |  |  |  | 1 | 24 | 24 |  |  | 0 | 1 | 48.78 | 39.12 | 44.32 | 28.8 | 19.6 | 73.74 | 101.18 | 107.64 | 103.2 | 78.4 | 31.52 | 29.04 | Y | North | FC
RIOBRV_6_UNIT 1 |  |  | RIO BRAVO HYDRO | CISO | N | CAISO System |  |  | Hydro | HYDRO | WATER | 14 | 14 |  |  |  |  | 1 | 24 | 24 |  |  |  |  | 0.25 | 0.32 | 0.43 | 2.7 | 2.62 | 3.52 | 2.8 | 1.9 | 1.45 | 1.14 | 1.66 | 1.1 | N | North | FC
ROLLIN_6_UNIT |  |  | ROLLINS HYDRO | CISO | N | Sierra | Drum-Rio Oso, South of Palermo |  | Hydro | HYDRO | WATER | 13.5 | 13.5 |  |  |  |  | 1 | 24 | 24 |  |  | 0 | 2 | 7.78 | 5.81 | 5.23 | 5.34 | 7.56 | 5.64 | 6.46 | 6.2 | 4.88 | 4.76 | 3.28 | 6.6 | Y | North | FC
HOOVER_2_VEAPT |  |  | HOOVER VEA | WALC | Y | Import |  |  | Hydro | HYDRO | WATER | 16 | 18 |  |  |  |  | 1 | 24 | 24 |  |  | 16 | 1 | 16 | 16 | 16 | 16 | 16 | 16 | 16 | 16 | 16 | 16 | 16 | 16 |  | South | IAR
CAMPFW_7_FARWST |  |  | CAMP FAR WEST HYDRO | CISO | N | Sierra |  |  | Hydro | HYDRO | WATER | 6.8 | 7.9 |  |  |  |  | 1 | 24 | 24 |  |  | 0 | 1 | 0 | 0 | 3.28 | 2 | 1.54 | 0.74 | 2.82 | 2.78 | 0 | 0 | 0 | 0 | Y | North | FC
PRCTVY_1_MIGBT1 |  |  | Miguel BESS | CISO | N | San Diego-IV | San Diego |  | Battery Storage | OTHER | LESR | 2 | 2 | 0.8 | 8 | 8 | 1 | 1 | 24 | 4 |  | TRUE |  |  | 0 | 0 | 0 | 0 | 0 | 0 | 0 | 0 | 0 | 0 | 0 | 0 | N | South | EO
ELECTR_7_PL1X3 |  |  | ELECTRA PH UNIT 1 & 2 AGGREGATE | CISO | N | CAISO System |  |  | Hydro | HYDRO | WATER | 93 | 0 |  |  |  |  | 1 | 24 | 24 |  |  | 0 | 1 | 91.68 | 50.9 | 28.06 | 36.64 | 51.66 | 53.88 | 59.6 | 78.68 | 67.28 | 53.24 | 53.88 | 55.28 | Y | North | FC
KRAMER_1_R2PX2 |  | KRAMER_1_R2BX2 | Resurgence 2 PV | CISO | N | CAISO System |  |  | Paired_Solar_1Axis | PHOTO VOLTAIC | SUN | 48 | 0 |  |  |  |  | 1 | 24 | 24 | 60 |  |  |  | 0.1 | 0.1 | 0.1 | 0.23 | 1.54 | 20 | 20 | 9.74 | 18.7 | 0.1 | 0.1 | 0.1 | N | South | FC | 1 | Co-located with KRAMER_1_R1BX3, Group name: 0035_CONV - Max to grid 60 MW.
OAK C_7_UNIT 1 |  |  | OAKLAND STATION C GT UNIT 1 | CISO | N | Bay Area | Oakland |  | Peaker | COMBUSTION TURBINE | DISTILLATE | 55 | 55 |  |  |  |  | 1 | 24 | 24 |  |  | 55 | 1 | 55 | 55 | 55 | 55 | 55 | 55 | 55 | 55 | 55 | 55 | 55 | 55 | Y | North | FC
DMDVLY_1_UNITS |  |  | Diamond Valley Lake Pump Gen | CISO | N | LA Basin | Eastern |  | Hydro | PUMPED STORAGE | WATER | 15.6 | 0 |  |  |  |  | 1 | 24 | 24 |  |  |  |  | 0 | 3.13 | 0.49 | 0 | 0 | 0 | 0 | 0 | 0 | 0 | 0 | 0 | N | South | FC
MALIN_5_BPADYN |  |  | MALIN_5_BPADYN | BPAT | Y | Import |  |  | Hydro |  | WATER | 700 | 0 |  |  |  |  | 1 | 24 | 24 |  |  |  |  | 700 | 700 | 700 | 700 | 700 | 700 | 700 | 700 | 700 | 700 | 700 | 700 |  | North | IAR
LMBEPK_2_UNITA3 |  |  | Goose Haven Energy Center, Unit #1 | CISO | N | Bay Area | Contra Costa | Y | Peaker | COMBUSTION TURBINE | NATURAL GAS | 47.75 | 49.9 |  |  |  |  | 1 | 24 | 24 |  |  | 47.75 | 1 | 47.75 | 47.75 | 47.75 | 47.75 | 47.75 | 47.75 | 47.75 | 47.75 | 47.75 | 47.75 | 47.75 | 47.75 | Y | North | FC
TORTLA_1_SOLAR |  |  | Longboat Solar | CISO | N | CAISO System |  | Y | Solar_1Axis | PHOTO VOLTAIC | SUN | 20 | 20 |  |  |  |  | 1 | 24 | 24 |  |  |  |  | 0.1 | 0.1 | 0.1 | 0.1 | 0.64 | 8.5 | 13.46 | 4.06 | 7.79 | 0.1 | 0.1 | 0.1 | N | South | FC
LECONT_2_LESBT1 |  |  | LeConte Energy Storage | CISO | N | San Diego-IV |  |  | Battery Storage | OTHER | LESR | 125 | 125 | 0.8 | 240 | 240 | 1 | 1 | 24 | 4 |  | TRUE | 165 | 1 | 40 | 40 | 40 | 40 | 40 | 40 | 40 | 40 | 40 | 40 | 40 | 40 | Y | South | PD | 40.4
LEBECS_2_UNITS |  |  | Pastoria Energy Facility | CISO | N | Big Creek-Ventura |  |  | CCGT | COMBINED CYCLE | NATURAL GAS | 799.47 | 0 |  |  |  |  | 1 | 24 | 24 |  |  | 635 | 1 | 799.47 | 799.47 | 795 | 785 | 775 | 775 | 775 | 775 | 775 | 785 | 799.47 | 799.47 | Y | South | FC
HOLSTR_1_SOLAR2 |  |  | Hollister Solar | CISO | N | CAISO System |  |  | Solar_1Axis | PHOTO VOLTAIC | SUN | 1.5 | 1.5 |  |  |  |  | 1 | 24 | 24 |  |  |  |  | 0.1 | 0.1 | 0.1 | 0.1 | 0.11 | 0.85 | 1.09 | 0.4 | 0.71 | 0.1 | 0.1 | 0.1 | N | North | FC
ARBWD_6_QF |  |  | Wind Resource II | CISO | N | CAISO System |  |  | Wind | WIND | WIND | 19.95 | 21.8 |  |  |  |  | 1 | 24 | 24 |  |  |  |  | 1.68 | 4.05 | 4.53 | 7.3 | 8.23 | 7.5 | 7.47 | 6.9 | 4.24 | 2.27 | 1.32 | 1.29 | N | South | FC
CLOVER_2_UNIT |  |  | Clover Creek | CISO | N | CAISO System |  |  | Hydro | HYDRO | WATER | 0.99 | 1 |  |  |  |  | 1 | 24 | 24 |  |  |  |  | 0.52 | 0.43 | 0.43 | 0.42 | 0.49 | 0.39 | 0.19 | 0.1 | 0.06 | 0.08 | 0.25 | 0.47 | N | North | FC
OAK C_7_UNIT 3 |  |  | OAKLAND STATION C GT UNIT 3 | CISO | N | Bay Area | Oakland |  | Peaker | COMBUSTION TURBINE | DISTILLATE | 55 | 55 |  |  |  |  | 1 | 24 | 24 |  |  | 55 | 1 | 55 | 55 | 55 | 55 | 55 | 55 | 55 | 55 | 55 | 55 | 55 | 55 | Y | North | FC
GIFFEN_6_SOLAR |  |  | Giffen Solar Station | CISO | N | Fresno | Herndon | Y | Solar_Fixed | PHOTO VOLTAIC | SUN | 10 | 20 |  |  |  |  | 1 | 24 | 24 |  |  |  |  | 0.1 | 0.1 | 0.1 | 0.13 | 0.52 | 3.83 | 5.99 | 2.01 | 4.01 | 0.1 | 0.1 | 0.1 | N | North | FC
LODI25_2_UNIT 1 |  |  | LODI GAS TURBINE | CISO | N | Stockton | Lockeford |  | Peaker | FTUR | NATURAL GAS | 25 | 25.4 |  |  |  |  | 1 | 24 | 24 |  |  | 23.8 | 1 | 23.8 | 23.8 | 23.8 | 23.8 | 23.8 | 23.8 | 23.8 | 23.8 | 23.8 | 23.8 | 23.8 | 23.8 | Y | North | FC
VICPAS_2_SOCBT1 |  | VICPAS_2_SOCSR1 | Sol Catcher BESS 1 | CISO | N | CAISO System |  |  | Paired_BattStorage | OTHER | LESR | 50 | 50 | 0.8 | 200 | 200 | 1 | 1 | 24 | 4 | 100 | FALSE | 100 | 1 | 50 | 50 | 50 | 50 | 50 | 50 | 50 | 50 | 50 | 50 | 50 | 50 | Y | South | FC |  | Group name: SOL_CATCHER_1302_1 - Max to grid 100 MW. Co-located with 100 MW EO VICPAS_2_SOCSR1.
MIDWYS_2_MIDSL1 |  |  | Midway Solar Farm | IID | Y | Import |  | Y | Solar_Fixed | PHOTO VOLTAIC | SUN | 49.9 | 50 |  |  |  |  | 1 | 24 | 24 |  |  |  |  | 0.1 | 0.1 | 0.1 | 0.15 | 0.76 | 12.63 | 24.78 | 6.12 | 13.35 | 0.1 | 0.1 | 0.1 |  | South | IAR
SNORA_2_SNRSLR |  |  | SG Sorrento | IID | Y | Import |  |  | Solar_1Axis | PHOTO VOLTAIC | SUN | 50 | 0 |  |  |  |  | 1 | 24 | 24 |  |  |  |  | 0.1 | 0.1 | 0.1 | 0.24 | 1.61 | 21.26 | 33.65 | 10.15 | 19.48 | 0.09 | 0.1 | 0.1 |  | South | IAR
VLCNTR_6_VCSLR2 |  |  | Valley Center 2 | CISO | N | San Diego-IV | San Diego |  | Solar_Fixed | PHOTO VOLTAIC | SUN | 5 | 5 |  |  |  |  | 1 | 24 | 24 |  |  |  |  | 0.1 | 0.1 | 0.1 | 0.1 | 0.1 | 1.27 | 2.48 | 0.61 | 1.34 | 0.1 | 0.1 | 0.1 | N | South | FC
ALTWD_2_AT3WD3 |  |  | Altech 3 | CISO | N | LA Basin | Eastern, Valley-Devers |  | Wind | WIND | WIND | 9.8 | 9.8 |  |  |  |  | 1 | 24 | 24 |  |  |  |  | 0.82 | 1.99 | 2.23 | 3.59 | 4.04 | 3.68 | 3.67 | 3.39 | 2.08 | 1.11 | 0.65 | 0.63 | N | South | FC
SENTNL_2_CTG4 |  |  | Sentinel Unit 4 | CISO | N | LA Basin | Eastern, Valley-Devers |  | Peaker | COMBUSTION TURBINE | NATURAL GAS | 106.55 | 131.8 |  |  |  |  | 1 | 24 | 24 |  |  | 106.55 | 1 | 106.55 | 106.55 | 106.55 | 106.55 | 106.55 | 106.55 | 106.55 | 106.55 | 106.55 | 106.55 | 106.55 | 106.55 | Y | South | FC
CARLS2_1_CARCT1 |  |  | Carlsbad 2 | CISO | N | San Diego-IV | San Diego |  | Peaker | COMBUSTION TURBINE | NATURAL GAS | 105.5 | 105.5 |  |  |  |  | 7 | 24 | 18 |  |  | 105.5 | 2 | 105.5 | 105.5 | 105.5 | 105.5 | 105.5 | 105.5 | 105.5 | 105.5 | 105.5 | 105.5 | 105.5 | 105.5 | Y | South | FC
SCARLT_2_SSBBT1 |  | SCARLT_2_SSBSR1 | Scarlet Solar CA 1B | CISO | N | Fresno |  |  | Paired_BattStorage | OTHER | LESR | 30 | 30 | 0.8 | 120 | 120 | 1 | 1 | 24 | 4 | 100 | FALSE | 60 | 2 | 30 | 30 | 30 | 30 | 30 | 30 | 30 | 30 | 30 | 30 | 30 | 30 | Y | North | ID | 1 | Q1135 - Group name: SCARLET_1135_2 - Max to grid 100 MW. C8 - Waiting for Bellota-Warnerville 230 kV reconductoring, Reconductor Panoche-Padre Flat 230 kV, QC8RAS-08 RAS and possibly other. - Max to grid 400 MW
TUPMAN_1_BIOGAS |  |  | ABEC Bidart-Stockale #1 | CISO | N | CAISO System |  |  | Biogas | RECIPROCATING ENGINE | BIOGAS | 0.6 | 0.6 |  |  |  |  | 1 | 24 | 24 |  |  |  |  | 0.3 | 0.3 | 0.3 | 0.32 | 0.33 | 0.35 | 0.34 | 0.34 | 0.36 | 0.33 | 0.36 | 0.36 | N | North | FC
PIUTE_6_GNBSR1 |  |  | Green Beanworks B | CISO | N | Big Creek-Ventura |  | Y | Solar_1Axis | PHOTO VOLTAIC | SUN | 3 | 3 |  |  |  |  | 1 | 24 | 24 |  |  |  |  | 0.1 | 0.1 | 0.1 | 0.1 | 0.1 | 1.28 | 2.02 | 0.61 | 1.17 | 0.1 | 0.1 | 0.1 | N | South | FC
OROLOM_1_SOLAR2 |  |  | Oro Loma Solar 2 | CISO | N | Fresno | Panoche 115 kV |  | Solar_1Axis | PHOTO VOLTAIC | SUN | 10 | 10 |  |  |  |  | 1 | 24 | 24 |  |  |  |  | 0 | 0 | 0 | 0 | 0 | 0 | 0 | 0 | 0 | 0 | 0 | 0 | N | North | EO
TRNQL8_2_AMASR1 |  |  | Tranquillity 8 Amarillo | CISO | N | Fresno |  |  | Solar_1Axis | PHOTO VOLTAIC | SUN | 20 | 20 |  |  |  |  | 1 | 24 | 24 |  |  |  |  | 0.1 | 0.1 | 0.1 | 0.27 | 1.41 | 11.34 | 14.59 | 5.34 | 9.5 | 0.1 | 0.1 | 0.1 | N | North | FC
VICTOR_1_LVSLR1 |  |  | Lone Valley Solar Park 1 | CISO | N | CAISO System |  |  | Solar_1Axis | PHOTO VOLTAIC | SUN | 10 | 10 |  |  |  |  | 1 | 24 | 24 |  |  |  |  | 0 | 0 | 0 | 0 | 0 | 0 | 0 | 0 | 0 | 0 | 0 | 0 | N | South | EO
EDMONS_2_NSPIN |  |  | EDMONS_2_NSPIN | CISO | N | Big Creek-Ventura |  |  | Pump | PUMP | WATER | 775.8 | 840 |  |  |  |  | 1 | 24 | 24 |  |  |  |  | 236 | 236 | 236 | 236 | 236 | 236 | 236 | 236 | 236 | 236 | 236 | 236 | Y | South | FC
DAIRLD_1_MD2BM1 |  |  | Madera Digester Genset 2 | CISO | N | Fresno |  |  | Biogas | RECIPROCATING ENGINE | BIOGAS | 0.8 | 0.8 |  |  |  |  | 1 | 24 | 24 |  |  |  |  | 0 | 0 | 0 | 0 | 0 | 0 | 0 | 0 | 0 | 0 | 0 | 0 | N | North | EO
ESCNDO_6_EB2BT2 |  |  | Escondido BESS 2 | CISO | N | San Diego-IV | San Diego |  | Battery Storage | OTHER | LESR | 10 | 10 | 0.8 | 40 | 40 | 1 | 1 | 24 | 4 |  | TRUE | 20 | 1 | 10 | 10 | 10 | 10 | 10 | 10 | 10 | 10 | 10 | 10 | 10 | 10 | Y | South | FC
OCTILO_5_WIND |  |  | Ocotillo Wind Energy Facility | CISO | N | San Diego-IV |  |  | Wind | WIND | WIND | 265 | 265 |  |  |  |  | 1 | 24 | 24 |  |  |  |  | 22.26 | 53.74 | 60.2 | 96.95 | 109.32 | 99.57 | 99.22 | 91.63 | 56.27 | 30.14 | 17.49 | 17.14 | N | South | FC
BLACK_7_UNIT 2 |  |  | JAMES B. BLACK 2 | CISO | N | CAISO System |  |  | Hydro | HYDRO | WATER | 84.1 | 84.1 |  |  |  |  | 1 | 24 | 24 |  |  | 84.1 | 1 | 83.48 | 83.28 | 83.28 | 83.48 | 84.1 | 83.88 | 84.1 | 84.1 | 84.1 | 84.1 | 71.28 | 80.8 | Y | North | FC
KERMAN_6_SOLAR1 |  |  | Fresno Solar South | CISO | N | Fresno |  | Y | Solar_1Axis | PHOTO VOLTAIC | SUN | 1.5 | 1.5 |  |  |  |  | 1 | 24 | 24 |  |  |  |  | 0 | 0 | 0 | 0 | 0 | 0 | 0 | 0 | 0 | 0 | 0 | 0 | N | North | EO
VESTAL_6_QF |  |  | Isabella Hydro Dam 1 | CISO | N | Big Creek-Ventura | Vestal | Y | Hydro | HYDRO | WATER | 11.95 | 12 |  |  |  |  | 1 | 24 | 24 |  |  |  |  | 2.61 | 0.28 | 0.24 | 0.4 | 0.49 | 1.11 | 0.54 | 0 | 0 | 0 | 0 | 0 | N | South | FC
PIT6_7_UNIT 2 |  |  | PIT PH 6 UNIT 2 | CISO | N | CAISO System |  |  | Hydro | HYDRO | WATER | 40 | 40 |  |  |  |  | 1 | 24 | 24 |  |  | 38.18 | 1 | 37.82 | 37.16 | 37.98 | 38.02 | 38.4 | 32.92 | 37.82 | 37.74 | 38.18 | 37.9 | 37.13 | 38.18 | Y | North | FC
NZWIND_6_WDSTR2 |  |  | Windstream 6040 | CISO | N | CAISO System |  |  | Wind | WIND | WIND | 5.72 | 6.9 |  |  |  |  | 1 | 24 | 24 |  |  |  |  | 0.48 | 1.16 | 1.3 | 2.09 | 2.36 | 2.15 | 2.14 | 1.98 | 1.21 | 0.65 | 0.38 | 0.37 | N | South | FC
EDWARD_2_E23SB1 | EDWARD_2_E23SB1_LESR |  | EdSan 2 Edwards 3 | CISO | N | CAISO System |  |  | Hybrid_BattStorage | OTHER | HYBD | 6 | 24 | 0.8 | 24 | 24 | 1 | 1 | 24 | 4 | 24 | FALSE | 6 | 2 | 6 | 6 | 6 | 6 | 6 | 6 | 6 | 6 | 6 | 6 | 6 | 6 | Y | South | ID | 1 | Q1424 - Group name: EDSAN_134_1424 - Max to grid 800 MW. C10 - Waiting for Tehachapi cRAS
EDWARD_2_E23SB1 | EDWARD_2_E23SB1_SUN |  | EdSan 2 Edwards 3 | CISO | N | CAISO System |  |  | Hybrid_Solar_1Axis | OTHER | HYBD | 24 | 24 |  |  |  |  | 1 | 24 | 24 | 24 |  | 6 | 2 | 0.1 | 0.1 | 0.1 | 0.11 | 0.77 | 10.21 | 16.15 | 4.87 | 9.35 | 0.1 | 0.1 | 0.1 | Y | South | ID | 1 | Q1424 - Group name: EDSAN_134_1424 - Max to grid 800 MW. C10 - Waiting for Tehachapi cRAS
TX-ELK_6_ECKSR2 |  |  | Eagle Creek | CISO | N | CAISO System |  |  | Solar_1Axis | PHOTO VOLTAIC | SUN | 3 | 3 |  |  |  |  | 1 | 24 | 24 |  |  |  |  | 0 | 0 | 0 | 0 | 0 | 0 | 0 | 0 | 0 | 0 | 0 | 0 | N | North | EO
SNCLRA_6_PROCGN |  |  | Procter and Gamble Oxnard 2 | CISO | N | Big Creek-Ventura | S.Clara, Moorpark | Y | CHP | FTUR | NATURAL GAS | 47.9 | 49.5 |  |  |  |  | 1 | 24 | 24 |  |  |  |  | 20.02 | 15.84 | 20.04 | 20 | 19.21 | 19.7 | 19.7 | 19.41 | 19.43 | 18.8 | 19.46 | 19.44 | N | South | FC
JOHANN_2_OCEBT3 |  |  | Orange County Energy Storage 3 | CISO | N | LA Basin | Western |  | Battery Storage | OTHER | LESR | 6 | 6 | 0.8 | 24 | 24 | 1 | 1 | 24 | 4 |  | TRUE | 12 | 3 | 6 | 6 | 6 | 6 | 6 | 6 | 6 | 6 | 6 | 6 | 6 | 6 | Y | South | FC
ADERA_1_SOLAR1 |  |  | Adera Solar | CISO | N | Fresno | Herndon, Panoche 115 kV, Wilson 115 kV | Y | Solar_1Axis | PHOTO VOLTAIC | SUN | 20 | 20 |  |  |  |  | 1 | 24 | 24 |  |  |  |  | 0 | 0 | 0 | 0 | 0 | 0 | 0 | 0 | 0 | 0 | 0 | 0 | N | North | EO
DOUBLC_1_UNITS |  |  | DOUBLE "C" LIMITED | CISO | N | Kern | South Kern PP | Y | Peaker | COMBUSTION TURBINE | NATURAL GAS | 52.23 | 55.3 |  |  |  |  | 1 | 24 | 24 |  |  | 32.23 | 1 | 52.23 | 52.23 | 52.23 | 52.23 | 52.23 | 52.23 | 52.23 | 52.23 | 52.23 | 52.23 | 52.23 | 52.23 | Y | North | FC
CHINO_2_JURUPA |  |  | Jurupa | CISO | N | LA Basin | Eastern | Y | Solar_Fixed | PHOTO VOLTAIC | SUN | 1.5 | 1.5 |  |  |  |  | 1 | 24 | 24 |  |  |  |  | 0 | 0 | 0 | 0 | 0 | 0 | 0 | 0 | 0 | 0 | 0 | 0 | N | South | EO
DSRTSN_2_DS2X2 |  | DSRTSN_2_SOLAR2 | Desert Sunlight PV II Storage | CISO | N | CAISO System |  |  | Paired_BattStorage | OTHER | LESR | 230 | 230 | 0.82 | 920 | 2487.033 | 2.7033 | 1 | 24 | 10.8132 | 250 | TRUE | 460 | 1 | 230 | 230 | 230 | 230 | 230 | 230 | 230 | 230 | 230 | 230 | 230 | 230 | Y | South | FC |  | Group name: DESERT_SUNLIGHT_146_147_1 - Max to grid 250 MW. Co-located with DSRTSN_2_SOLAR2 (PD at 78.9%)
RVSIDE_6_RERCU1 |  |  | Riverside Energy Res. Ctr Unit 1 | CISO | N | LA Basin | Eastern | Y | Peaker | COMBUSTION TURBINE | NATURAL GAS | 48.35 | 48.5 |  |  |  |  | 1 | 24 | 24 |  |  | 48.35 | 1 | 48.35 | 48.35 | 48.35 | 48.35 | 48.35 | 48.35 | 48.35 | 48.35 | 48.35 | 48.35 | 48.35 | 48.35 | Y | South | FC
SENTNL_2_CTG7 |  |  | Sentinel Unit 7 | CISO | N | LA Basin | Eastern, Valley-Devers |  | Peaker | COMBUSTION TURBINE | NATURAL GAS | 106.73 | 131.8 |  |  |  |  | 1 | 24 | 24 |  |  | 106.73 | 1 | 106.73 | 106.73 | 106.73 | 106.73 | 106.73 | 106.73 | 106.73 | 106.73 | 106.73 | 106.73 | 106.73 | 106.73 | Y | South | FC
LMEC_1_PL1X3 |  |  | Los Medanos Energy Center AGGREGATE | CISO | N | Bay Area | Pittsburg | Y | CCGT | COMBINED CYCLE | NATURAL GAS | 580 | 0 |  |  |  |  | 1 | 24 | 24 |  |  | 390 | 1 | 580 | 580 | 580 | 580 | 580 | 580 | 580 | 580 | 580 | 580 | 580 | 580 | Y | North | FC
SYCAMR_2_UNIT 4 |  |  | Sycamore Cogeneration Unit 4 | CISO | N | Big Creek-Ventura |  |  | Peaker | FTUR | NATURAL GAS | 76 | 90 |  |  |  |  | 1 | 24 | 24 |  |  | 76 | 1 | 76 | 76 | 76 | 76 | 76 | 76 | 76 | 76 | 76 | 76 | 76 | 76 | Y | South | FC
HUMBPP_1_UNITS3 |  |  | Humboldt Bay Generating Station 3 | CISO | N | Humboldt |  |  | Reciprocating Engine | RECIPROCATING ENGINE | NATURAL GAS | 65.08 | 83.2 |  |  |  |  | 1 | 24 | 24 |  |  | 65.08 | 1 | 65.08 | 65.08 | 65.08 | 65.08 | 65.08 | 65.08 | 65.08 | 65.08 | 65.08 | 65.08 | 65.08 | 65.08 | Y | North | FC
VISTRA_5_DALBT4 |  |  | Dallas Energy Storage 4 | CISO | N | Bay Area | South Bay-Moss Landing |  | Battery Storage | OTHER | LESR | 100 | 100 | 0.8 | 400 | 400 | 1 | 1 | 24 | 4 |  | TRUE | 200 | 1 | 100 | 100 | 100 | 100 | 100 | 100 | 100 | 100 | 100 | 100 | 100 | 100 | Y | North | FC
BIGSKY_2_ASLBT2 |  | BIGSKY_2_SOLAR1, BIGSKY_2_SOLAR2, BIGSKY_2_SOLAR3, BIGSKY_2_SOLAR4, BIGSKY_2_SOLAR5, BIGSKY_2_SOLAR6, BGSKYN_2_ASSR1B, BGSKYN_2_AS2SR1, BGSKYN_2_ASSR3A, BGSKYN_2_ASSR3B, BGSKYN_2_ASPSR2, BIGSKY_2_BSKSR6, BIGSKY_2_BSKSR7, BIGSKY_2_BSKSR8, BGSKYN_2_BS3SR3, BIGSKY_2_AS2BT1, BIGSKY_2_SOLAR7 | Antelope Solar 2 Luna | CISO | N | Big Creek-Ventura |  |  | Paired_BattStorage | OTHER | LESR | 100 | 100 | 0.855 | 400 | 400 | 1 | 1 | 24 | 4 | 650 | FALSE | 200 | 2 | 100 | 100 | 100 | 100 | 100 | 100 | 100 | 100 | 100 | 100 | 100 | 100 | Y | South | ID | 1 | Q1208 - Group name: ANTELOPE_1208 - Max to grid 650 MW, Waiting for Tehachapi CRAS
CATLNA_2_SOLAR2 |  |  | Catalina Solar 2 | CISO | N | CAISO System |  |  | Solar_1Axis | PHOTO VOLTAIC | SUN | 18 | 18 |  |  |  |  | 1 | 24 | 24 |  |  |  |  | 0.1 | 0.1 | 0.1 | 0.1 | 0.58 | 7.65 | 12.11 | 3.65 | 7.01 | 0.1 | 0.1 | 0.1 | N | South | FC
VALTNE_2_TRSBT1 | VALTNE_2_TRSBT1_LESR |  | Tropico Solar | CISO | N | CAISO System |  |  | Hybrid_BattStorage | OTHER | HYBD | 22 | 70 | 0.8 | 88 | 88 | 1 | 1 | 24 | 4 | 70 | FALSE | 22 | 1 | 22 | 22 | 22 | 22 | 22 | 22 | 22 | 22 | 22 | 22 | 22 | 22 | Y | South | ID | 1 | Q1329 - Waiting for Tehachapi cRAS and Whirlwind cRAS - Hybrid 70 MW max to grid - 22 MW BESS and 70 MW PV - part of an original project with 92perc. IDS
VALTNE_2_TRSBT1 | VALTNE_2_TRSBT1_SUN |  | Tropico Solar | CISO | N | CAISO System |  |  | Hybrid_Solar_1Axis | OTHER | HYBD | 70 | 70 |  |  |  |  | 1 | 24 | 24 | 70 |  | 22 | 1 | 0.1 | 0.1 | 0.1 | 0.33 | 2.25 | 29.77 | 47.11 | 14.21 | 27.27 | 0.12 | 0.1 | 0.1 | Y | South | ID | 1 | Q1329 - Waiting for Tehachapi cRAS and Whirlwind cRAS - Hybrid 70 MW max to grid - 22 MW BESS and 70 MW PV - part of an original project with 92perc. IDS
KRAMER_1_R1BX3 |  | KRAMER_1_R1PX3 | Resurgence 1 BESS | CISO | N | CAISO System |  |  | Paired_BattStorage | OTHER | LESR | 75 | 75 | 0.879 | 300 | 300 | 1 | 1 | 24 | 4 | 90 | FALSE | 150 | 1 | 75 | 75 | 75 | 75 | 75 | 75 | 75 | 75 | 75 | 75 | 75 | 75 | Y | South | FC |  | Co-located with KRAMER_1_R1PX3, Group name: 0034_CONV - Max to grid 90 MW.
MNDOTA_1_SOLAR2 |  |  | Citizen Solar B | CISO | N | Fresno |  | Y | Solar_1Axis | PHOTO VOLTAIC | SUN | 5 | 5 |  |  |  |  | 1 | 24 | 24 |  |  |  |  | 0 | 0 | 0 | 0 | 0 | 0 | 0 | 0 | 0 | 0 | 0 | 0 | N | North | EO
KEARNY_6_NESBT1 |  |  | Kearny North Energy Storage | CISO | N | San Diego-IV | San Diego |  | Battery Storage | OTHER | LESR | 10 | 10 | 0.8 | 40 | 40 | 1 | 1 | 24 | 4 |  | TRUE | 19.99 | 1 | 10 | 10 | 10 | 10 | 10 | 10 | 10 | 10 | 10 | 10 | 10 | 10 | Y | South | FC
TBLMTN_6_QF |  |  | SMALL QF AGGREGATION - PARADISE | CISO | N | CAISO System |  |  | Hydro | HYDRO | WATER | 1.7 | 5.8 |  |  |  |  | 1 | 24 | 24 |  |  |  |  | 0.22 | 0.24 | 0.22 | 0.25 | 0.25 | 0.18 | 0.2 | 0.21 | 0.21 | 0.2 | 0.21 | 0.23 | N | North | FC
GRIZLY_1_UNIT 1 |  |  | GRIZZLY HYDRO | CISO | N | Sierra | South of Palermo |  | Hydro | HYDRO | WATER | 20 | 20 |  |  |  |  | 1 | 24 | 24 |  |  | 0 | 1 | 20 | 20 | 20 | 20 | 20 | 20 | 20 | 20 | 20 | 20 | 20 | 20 | Y | North | FC
CAMLOT_2_SOLAR2 |  |  | Columbia Two | CISO | N | CAISO System |  | Y | Solar_Fixed | PHOTO VOLTAIC | SUN | 15 | 15 |  |  |  |  | 1 | 24 | 24 |  |  |  |  | 0.1 | 0.1 | 0.1 | 0.1 | 0.23 | 3.8 | 7.45 | 1.84 | 4.01 | 0.1 | 0.1 | 0.1 | N | South | FC
LAPLMA_2_UNIT 4 |  |  | LA PALOMA GENERATING PLANT, UNIT #4 | CISO | N | CAISO System |  |  | CCGT | COMBINED CYCLE | NATURAL GAS | 267 | 295 |  |  |  |  | 1 | 24 | 24 |  |  | 205 | 1 | 267 | 267 | 267 | 267 | 267 | 267 | 267 | 267 | 267 | 267 | 267 | 267 | Y | North | FC
GOLETA_2_VALBT1 |  |  | Vallecito Energy Storage | CISO | N | Big Creek-Ventura | S.Clara, Moorpark, Goleta |  | Battery Storage | OTHER | LESR | 10 | 10 | 0.8 | 40 | 40 | 1 | 1 | 24 | 4 |  | TRUE | 20 | 3 | 10 | 10 | 10 | 10 | 10 | 10 | 10 | 10 | 10 | 10 | 10 | 10 | Y | South | FC
USWPJR_2_UNITS |  |  | Vasco Wind | CISO | N | Bay Area | Contra Costa |  | Wind | WIND | WIND | 78.2 | 78.2 |  |  |  |  | 1 | 24 | 24 |  |  |  |  | 4.44 | 6.64 | 13.86 | 27.47 | 36.07 | 33.37 | 33.58 | 23.76 | 19.24 | 8.55 | 3.15 | 4.32 | N | North | FC
BISHOP_1_ALAMO |  |  | BISHOP CREEK PLANT 2 AND 6 | CISO | N | CAISO System |  |  | Hydro | HYDRO | WATER | 13.4 | 13.4 |  |  |  |  | 1 | 24 | 24 |  |  |  |  | 1.92 | 2.16 | 3.27 | 4.38 | 6.86 | 8.42 | 7.5 | 7.08 | 5.88 | 3.18 | 2.46 | 2.04 | N | South | FC |  | Behind the South of Control de-rate ¿ limited to 175 MWs and not binding at this time.
HYTTHM_2_UNITS |  |  | HYATT-THERMALITO PUMP-GEN (AGGREGATE) | CISO | N | CAISO System |  |  | Hydro | HYDRO | WATER | 933.1 | 0 |  |  |  |  | 1 | 24 | 24 |  |  | 464.78 | 1 | 140.18 | 357.44 | 338.03 | 246.24 | 307.75 | 384.44 | 621.81 | 595.72 | 520.26 | 279.81 | 201.34 | 168.66 | Y | North | FC
CMBLND_2_DS2BT2 |  | CMBLND_2_DS2SR2 | Daggett 2 b BESS | CISO | N | CAISO System |  |  | Paired_BattStorage | OTHER | LESR | 33 | 33 | 0.8 | 132 | 132 | 1 | 1 | 24 | 4 | 65 | TRUE | 66 | 1 | 33 | 33 | 33 | 33 | 33 | 33 | 33 | 33 | 33 | 33 | 33 | 33 | Y | South | ID | 1 | Q1313 - Group name: DAGGETT_SOLAR2_1313_2 - Max to grid 65 MW. Waiting for Mojave RAS. Co-located with CMBLND_2_DS2SR2.
GEYS20_7_UNIT20 |  |  | GEYSERS UNIT 20 (HEALDSBURG) | CISO | N | NCNB |  |  | Geothermal | STEAM | GEOTHERMAL | 50 | 84 |  |  |  |  | 1 | 24 | 24 |  |  | 28 | 1 | 50 | 50 | 50 | 50 | 50 | 50 | 50 | 50 | 50 | 50 | 50 | 50 | Y | North | FC
CHEVCD_6_UNIT |  |  | CHEVRON USA (TAFT/CADET) | CISO | N | CAISO System |  | Y | CHP | COMBUSTION TURBINE | NATURAL GAS | 11.5 | 11.5 |  |  |  |  | 1 | 24 | 24 |  |  |  |  | 1.07 | 1.59 | 1.51 | 1.28 | 1.42 | 1.63 | 0.97 | 1.04 | 1.11 | 0.97 | 1.07 | 1.04 | N | North | FC
COWCRK_2_UNIT |  |  | Cow Creek Hydro | CISO | N | CAISO System |  |  | Hydro | HYDRO | WATER | 2 | 2 |  |  |  |  | 1 | 24 | 24 |  |  |  |  | 0.75 | 0.92 | 0.6 | 0.66 | 0.37 | 0.2 | 0.1 | 0.07 | 0.08 | 0.17 | 0.46 | 0.61 | N | North | FC
AQUAWS_2_AQWSR1 |  |  | Aquamarine Westside | CISO | N | CAISO System |  | Y | Solar_1Axis | PHOTO VOLTAIC | SUN | 250 | 0 |  |  |  |  | 1 | 24 | 24 |  |  |  |  | 0.1 | 0.1 | 0.1 | 3.4 | 17.57 | 141.76 | 182.41 | 66.8 | 118.78 | 0.94 | 0.1 | 0.1 | N | North | FC
WARNE_2_UNIT |  |  | WARNE HYDRO AGGREGATE | CISO | N | Big Creek-Ventura |  |  | Hydro | HYDRO | WATER | 76 | 0 |  |  |  |  | 1 | 24 | 24 |  |  | 49.71 | 1 | 76 | 76 | 46.54 | 45.45 | 76 | 76 | 76 | 76 | 49.71 | 54.99 | 42.94 | 41.58 | Y | South | FC
GIFENS_6_BUGSL1 |  |  | Burford Giffen | CISO | N | Fresno |  | Y | Solar_1Axis | PHOTO VOLTAIC | SUN | 20 | 20 |  |  |  |  | 1 | 24 | 24 |  |  |  |  | 0.1 | 0.1 | 0.1 | 0.27 | 1.41 | 11.34 | 14.59 | 5.34 | 9.5 | 0.1 | 0.1 | 0.1 | N | North | FC
JOHANN_2_JOSBT1 |  |  | Johanna Storage 1 | CISO | N | LA Basin | Western |  | Battery Storage | OTHER | LESR | 10 | 10 | 0.8 | 40 | 40 | 1 | 1 | 24 | 4 |  | TRUE | 20 | 3 | 10 | 10 | 10 | 10 | 10 | 10 | 10 | 10 | 10 | 10 | 10 | 10 | Y | South | FC
MOORPK_6_QF |  |  | MOORPARK QFS | CISO | N | Big Creek-Ventura | Moorpark |  | CHP | OTHER | OTHER | 0.8 | 35.8 |  |  |  |  | 1 | 24 | 24 |  |  |  |  | 0 | 0.06 | 0.01 | 0 | 0 | 0.01 | 0.04 | 0.28 | 0.4 | 0.4 | 0.4 | 0.39 | N | South | FC
SLATE_2_SLASR1 |  |  | Slate | CISO | N | Fresno |  | Y | Solar_1Axis | PHOTO VOLTAIC | SUN | 50.5 | 50.5 |  |  |  |  | 1 | 24 | 24 |  |  |  |  | 0.1 | 0.1 | 0.1 | 0.69 | 3.55 | 28.64 | 36.85 | 13.49 | 23.99 | 0.19 | 0.1 | 0.1 | N | North | FC
ANZA_6_SOLAR1 |  |  | Seville Solar One | IID | Y | Import |  |  | Solar_1Axis | PHOTO VOLTAIC | SUN | 20 | 20 |  |  |  |  | 1 | 24 | 24 |  |  |  |  | 0.1 | 0.1 | 0.1 | 0.1 | 0.64 | 8.5 | 13.46 | 4.06 | 7.79 | 0.1 | 0.1 | 0.1 |  | South | IAR
ALMASL_2_GS6SR6 |  | ALMASL_2_AL6BT6, ALMASL_2_GS1SR1, ALMASL_2_GS4SR4, ALMASL_2_GS7SR7 | Almasol Generating Station 6 | CISO | N | CAISO System |  |  | Paired_Solar_1Axis | PHOTO VOLTAIC | SUN | 100 | 100 |  |  |  |  | 1 | 24 | 24 | 500 |  |  |  | 0.1 | 0.1 | 0.1 | 0.48 | 3.22 | 42.52 | 67.29 | 20.3 | 38.96 | 0.18 | 0.1 | 0.1 | N | South | FC |  | Group name: ALMASOL_365 - Max to grid 500 MW, Co-located with ALMASL_2_AL6BT6
SNCLRA_2_VESBT1 |  |  | Ventura Energy Storage | CISO | N | Big Creek-Ventura | S.Clara, Moorpark |  | Battery Storage | OTHER | LESR | 100 | 100 | 0.8 | 400 | 400 | 1 | 1 | 24 | 4 |  | TRUE | 200 | 3 | 100 | 100 | 100 | 100 | 100 | 100 | 100 | 100 | 100 | 100 | 100 | 100 | Y | South | FC
HENRTS_1_SOLAR |  |  | Henrietta Solar Project | CISO | N | Fresno | Herndon | Y | Solar_1Axis | PHOTO VOLTAIC | SUN | 100 | 102 |  |  |  |  | 1 | 24 | 24 |  |  |  |  | 0.1 | 0.1 | 0.1 | 1.36 | 7.03 | 56.7 | 72.97 | 26.72 | 47.51 | 0.38 | 0.1 | 0.1 | N | North | FC
MSOLAR_2_MS4SR4 |  |  | Mesquite Solar 4 | CISO | N | CAISO System |  |  | Solar_1Axis | PHOTO VOLTAIC | SUN | 52.5 | 52.5 |  |  |  |  | 1 | 24 | 24 |  |  |  |  | 0.1 | 0.1 | 0.1 | 0.25 | 1.69 | 22.32 | 35.33 | 10.66 | 20.45 | 0.1 | 0.1 | 0.1 | N | South | FC
SENTNL_2_CTG5 |  |  | Sentinel Unit 5 | CISO | N | LA Basin | Eastern, Valley-Devers |  | Peaker | COMBUSTION TURBINE | NATURAL GAS | 107.52 | 131.8 |  |  |  |  | 1 | 24 | 24 |  |  | 107.52 | 1 | 107.52 | 107.52 | 107.52 | 107.52 | 107.52 | 107.52 | 107.52 | 107.52 | 107.52 | 107.52 | 107.52 | 107.52 | Y | South | FC
ARVINN_6_ORION1 |  |  | Orion 1 Solar | CISO | N | CAISO System |  | Y | Solar_Fixed | PHOTO VOLTAIC | SUN | 12 | 12 |  |  |  |  | 1 | 24 | 24 |  |  |  |  | 0.1 | 0.1 | 0.1 | 0.16 | 0.63 | 4.6 | 7.19 | 2.41 | 4.81 | 0.1 | 0.1 | 0.1 | N | North | FC
IGNACO_1_QF |  |  | SMALL QF AGGREGATION - VALLEJO/DINSMORE | CISO | N | NCNB |  |  | CHP | OTHER | OTHER | 0.5 | 1 |  |  |  |  | 1 | 24 | 24 |  |  |  |  | 0.02 | 0.02 | 0.01 | 0.02 | 0.03 | 0.02 | 0.02 | 0.01 | 0.01 | 0.01 | 0.01 | 0.01 | N | North | FC
ALTA3A_2_CPCE4 |  |  | Alta Wind 4 | CISO | N | CAISO System |  | Y | Wind | WIND | WIND | 102 | 102 |  |  |  |  | 1 | 24 | 24 |  |  |  |  | 8.57 | 20.68 | 23.17 | 37.32 | 42.08 | 38.33 | 38.19 | 35.27 | 21.66 | 11.6 | 6.73 | 6.6 | N | South | FC
SUNCAT_2_A1BBT1 |  | ARLNTN_2_ASUSR1, SUNCAT_2_A1ABT1 | Arlington Solar Unit 1B BESS | CISO | N | CAISO System |  |  | Paired_BattStorage | OTHER | LESR | 63 | 63 | 0.87 | 252 | 252 | 1 | 1 | 24 | 4 | 131 | FALSE | 126 | 2 | 63 | 63 | 63 | 63 | 63 | 63 | 63 | 63 | 63 | 63 | 63 | 63 | Y | South | FC |  | Group name: ARLINGTON_1196_1 - Max to grid 131 MW. Co-located with ARLNTN_2_ASUSR1, SUNCAT_2_A1ABT1
SHELRF_1_UNITS |  |  | SHELL OIL REFINERY AGGREGATE | CISO | N | Bay Area | Pittsburg | Y | CCGT | COMBINED CYCLE | NATURAL GAS | 100 | 0 |  |  |  |  | 1 | 24 | 24 |  |  |  |  | 54.8 | 53.32 | 53.32 | 50.65 | 39.12 | 49.52 | 75.13 | 74.86 | 73.72 | 44.97 | 53.32 | 53.32 | N | North | FC
RVSIDE_2_RERCU3 |  |  | Riverside Energy Res. Ctr Unit 3 | CISO | N | LA Basin | Eastern | Y | Peaker | COMBUSTION TURBINE | NATURAL GAS | 49 | 71 |  |  |  |  | 1 | 24 | 24 |  |  | 49 | 1 | 49 | 49 | 49 | 49 | 49 | 49 | 49 | 49 | 49 | 49 | 49 | 49 | Y | South | FC
VALLEY_5_REDMTN |  |  | MWD Red Mountain Hydroelectric Recovery | CISO | N | LA Basin | Eastern, Valley, Valley-Devers |  | Hydro | HYDRO | WATER | 5.9 | 5.9 |  |  |  |  | 1 | 24 | 24 |  |  |  |  | 1.49 | 1.39 | 0.46 | 1.37 | 2.28 | 2.63 | 2.26 | 2.63 | 2.91 | 3.14 | 2.36 | 2.5 | N | South | FC
GRZZLY_1_BERKLY |  |  | Berkeley Cogeneration | CISO | N | Bay Area |  |  | CCGT | COMBINED CYCLE | NATURAL GAS | 26.35 | 32.5 |  |  |  |  | 1 | 24 | 24 |  |  |  |  | 0.26 | 11 | 0.54 | 2.42 | 0.47 | 0.49 | 0.29 | 0.23 | 0.12 | 0.18 | 0.27 | 0.38 | N | North | FC
DELAMO_2_SOLAR6 |  |  | Freeway Springs | CISO | N | LA Basin | Western | Y | Solar_1Axis | PHOTO VOLTAIC | SUN | 2 | 2 |  |  |  |  | 1 | 24 | 24 |  |  |  |  | 0.1 | 0.1 | 0.1 | 0.1 | 0.1 | 0.85 | 1.35 | 0.41 | 0.78 | 0.1 | 0.1 | 0.1 | N | South | FC
FMEADO_6_HELLHL |  |  | FMEADO_6_HELLHL | CISO | N | Sierra | South of Rio Oso, South of Palermo |  | Hydro | HYDRO | WATER | 0.6 | 0.5 |  |  |  |  | 1 | 24 | 24 |  |  |  |  | 0.16 | 0.17 | 0.26 | 0.37 | 0.09 | 0.32 | 0.28 | 0.43 | 0.18 | 0.08 | 0.16 | 0.2 | N | North | FC
SYCAMR_2_UNIT 1 |  |  | Sycamore Cogeneration Unit 1 | CISO | N | Big Creek-Ventura |  |  | CHP | FTUR | NATURAL GAS | 74 | 90 |  |  |  |  | 1 | 24 | 24 |  |  | 73.69 | 1 | 74 | 74 | 74 | 74 | 74 | 74 | 74 | 74 | 73.69 | 74 | 72.76 | 73.93 | Y | South | FC
RATSKE_2_RBSSB2 | RATSKE_2_RBSSB2_LESR |  | Rabbitbrush Solar 2 | CISO | N | CAISO System |  |  | Hybrid_BattStorage | OTHER | HYBD | 5 | 40 | 0.87 | 20 | 40 | 2 | 1 | 24 | 8 | 40 | FALSE | 5 | 2 | 5 | 5 | 5 | 5 | 5 | 5 | 5 | 5 | 5 | 5 | 5 | 5 | Y | South | ID | 1 | Q1215 - Waiting for Whirlwind transformer CRAS
RATSKE_2_RBSSB2 | RATSKE_2_RBSSB2_SUN |  | Rabbitbrush Solar 2 | CISO | N | CAISO System |  |  | Hybrid_Solar_1Axis | OTHER | HYBD | 40 | 40 |  |  |  |  | 1 | 24 | 24 | 40 |  | 5 | 2 | 0.1 | 0.1 | 0.1 | 0.19 | 1.29 | 17.01 | 26.92 | 8.12 | 15.58 | 0.1 | 0.1 | 0.1 | Y | South | ID | 1 | Q1215 - Waiting for Whirlwind transformer CRAS
TITANS_2_TTSSR1 |  |  | Titan Solar 1 Pseudo | IID | Y | Import |  |  | Solar_1Axis | PHOTO VOLTAIC | SUN | 70 | 70 |  |  |  |  | 1 | 24 | 24 |  |  |  |  | 0.1 | 0.1 | 0.1 | 0.33 | 2.25 | 29.77 | 47.11 | 14.21 | 27.27 | 0.12 | 0.1 | 0.1 |  | South | IAR
MTWIND_1_UNIT 3 |  |  | Mountain View Power Project III | CISO | N | LA Basin | Eastern, Valley-Devers |  | Wind | WIND | WIND | 22.44 | 22.4 |  |  |  |  | 1 | 24 | 24 |  |  |  |  | 1.89 | 4.55 | 5.1 | 8.21 | 9.26 | 8.43 | 8.4 | 7.76 | 4.76 | 2.55 | 1.48 | 1.45 | N | South | FC
STIGCT_2_LODI |  |  | LODI STIG UNIT | CISO | N | Sierra | South of Rio Oso, South of Palermo | Y | Peaker | COMBUSTION TURBINE | NATURAL GAS | 49.9 | 51.2 |  |  |  |  | 1 | 24 | 24 |  |  | 14.5 | 1 | 49.5 | 49.5 | 49.5 | 49.5 | 49.5 | 49.5 | 49.5 | 49.5 | 49.5 | 49.5 | 49.5 | 49.5 | Y | North | FC
LITLRK_6_SEPV01 |  |  | Gestamp Solar 1 | CISO | N | Big Creek-Ventura |  |  | Solar_1Axis | PHOTO VOLTAIC | SUN | 2 | 2 |  |  |  |  | 1 | 24 | 24 |  |  |  |  | 0 | 0 | 0 | 0 | 0 | 0 | 0 | 0 | 0 | 0 | 0 | 0 | N | South | EO
BUCKCK_7_OAKFLT |  |  | Oak Flat | CISO | N | Sierra | South of Palermo |  | Hydro | HYDRO | WATER | 1.3 | 1.3 |  |  |  |  | 1 | 24 | 24 |  |  |  |  | 0.29 | 0.19 | 0.23 | 0.18 | 0.23 | 0.21 | 0.13 | 0 | 0 | 0 | 0 | 0 | N | North | FC
VICTOR_1_CREST |  |  | Victor Aggregate Solar Resources | CISO | N | CAISO System |  |  | Solar_Fixed | PHOTO VOLTAIC | SUN | 11.99 | 38.2 |  |  |  |  | 1 | 24 | 24 |  |  |  |  | 0 | 0 | 0 | 0 | 0 | 0 | 0 | 0 | 0 | 0 | 0 | 0 | N | South | EO
GEYS14_7_UNIT14 |  |  | GEYSERS UNIT 14 (HEALDSBURG) | CISO | N | NCNB | Fulton |  | Geothermal | STEAM | GEOTHERMAL | 70 | 74.4 |  |  |  |  | 1 | 24 | 24 |  |  | 48 | 1 | 70 | 70 | 70 | 70 | 70 | 70 | 70 | 70 | 70 | 70 | 70 | 70 | Y | North | FC
VESTAL_2_WELLHD |  |  | Wellhead Power Delano | CISO | N | Big Creek-Ventura | Vestal | Y | Peaker | COMBUSTION TURBINE | NATURAL GAS | 49 | 49.5 |  |  |  |  | 1 | 24 | 24 |  |  | 49 | 1 | 49 | 49 | 49 | 49 | 49 | 49 | 49 | 49 | 49 | 49 | 49 | 49 | Y | South | FC
KNGBRD_2_SOLAR1 |  |  | Kingbird Solar A | CISO | N | CAISO System |  |  | Solar_1Axis | PHOTO VOLTAIC | SUN | 20 | 20 |  |  |  |  | 1 | 24 | 24 |  |  |  |  | 0.1 | 0.1 | 0.1 | 0.1 | 0.64 | 8.5 | 13.46 | 4.06 | 7.79 | 0.1 | 0.1 | 0.1 | N | South | FC
DELSUR_6_DRYFRB |  |  | Dry Farm Ranch B | CISO | N | Big Creek-Ventura |  |  | Solar_1Axis | PHOTO VOLTAIC | SUN | 5 | 5 |  |  |  |  | 1 | 24 | 24 |  |  |  |  | 0.1 | 0.1 | 0.1 | 0.1 | 0.16 | 2.13 | 3.36 | 1.01 | 1.95 | 0.1 | 0.1 | 0.1 | N | South | FC
KIRKER_7_KELCYN |  |  | KELLER CANYON LANDFILL GEN FACILICITY | CISO | N | Bay Area | Pittsburg |  | Biogas | RECIPROCATING ENGINE | BIOGAS | 3.56 | 3.8 |  |  |  |  | 1 | 24 | 24 |  |  |  |  | 3.48 | 3.56 | 3.56 | 3.33 | 3.56 | 3.56 | 3.54 | 3.51 | 3.56 | 3.49 | 3.56 | 3.55 | N | North | FC
SNDBAR_7_UNIT 1 |  |  | SANDBAR | CISO | N | Stockton | Tesla-Bellota, Stanislaus |  | Hydro | HYDRO | WATER | 16.2 | 18.6 |  |  |  |  | 1 | 24 | 24 |  |  |  |  | 11.18 | 9.3 | 5.89 | 9.19 | 9.59 | 9.9 | 8.74 | 5.82 | 8.3 | 3.13 | 6.45 | 12.71 | N | North | FC
SAUGUS_6_QF |  |  | SAUGUS QFS | CISO | N | Big Creek-Ventura |  |  | CHP | OTHER | OTHER | 2.19 | 8.9 |  |  |  |  | 1 | 24 | 24 |  |  |  |  | 0.03 | 0.14 | 0.07 | 0.3 | 0.39 | 0.38 | 0.4 | 0.76 | 1 | 1 | 1 | 0.97 | N | South | FC
RATSKE_2_NROSR1 |  |  | North Rosamond Solar | CISO | N | CAISO System |  |  | Solar_1Axis | PHOTO VOLTAIC | SUN | 150 | 150 |  |  |  |  | 1 | 24 | 24 |  |  |  |  | 0.1 | 0.1 | 0.1 | 0.71 | 4.83 | 63.79 | 100.94 | 30.45 | 58.43 | 0.26 | 0.1 | 0.1 | N | South | FC
MARTIN_1_SUNSET |  |  | Sunset Reservoir - North Basin | CISO | N | Bay Area |  |  | Solar_Fixed | PHOTO VOLTAIC | SUN | 4.5 | 4.5 |  |  |  |  | 1 | 24 | 24 |  |  |  |  | 0.1 | 0.1 | 0.1 | 0.1 | 0.24 | 1.72 | 2.7 | 0.9 | 1.8 | 0.1 | 0.1 | 0.1 | N | North | FC
CLOVDL_1_SOLAR |  |  | Cloverdale Solar I | CISO | N | NCNB | Eagle Rock, Fulton |  | Solar_Fixed | PHOTO VOLTAIC | SUN | 1.5 | 1.5 |  |  |  |  | 1 | 24 | 24 |  |  |  |  | 0.1 | 0.1 | 0.1 | 0.1 | 0.1 | 0.57 | 0.9 | 0.3 | 0.6 | 0.1 | 0.1 | 0.1 | N | North | FC
VISTRA_5_PLABT4 |  |  | Plano Storage 4 | CISO | N | Bay Area | South Bay-Moss Landing |  | Battery Storage | OTHER | LESR | 74.6 | 74.6 | 0.8 | 298.4 | 298.4 | 1 | 1 | 24 | 4 |  | TRUE | 149.2 | 1 | 74.6 | 74.6 | 74.6 | 74.6 | 74.6 | 74.6 | 74.6 | 74.6 | 74.6 | 74.6 | 74.6 | 74.6 | Y | North | FC
BIGSKY_2_SOLAR6 |  | BIGSKY_2_SOLAR1, BIGSKY_2_SOLAR2, BIGSKY_2_SOLAR3, BIGSKY_2_SOLAR4, BIGSKY_2_SOLAR5, BIGSKY_2_SOLAR7, BGSKYN_2_ASSR1B, BGSKYN_2_AS2SR1, BGSKYN_2_ASSR3A, BGSKYN_2_ASSR3B, BGSKYN_2_ASPSR2, BIGSKY_2_BSKSR6, BIGSKY_2_BSKSR7, BIGSKY_2_BSKSR8, BGSKYN_2_BS3SR3, BIGSKY_2_AS2BT1, BIGSKY_2_ASLBT2 | Solverde 1 | CISO | N | Big Creek-Ventura |  |  | Paired_Solar_1Axis | PHOTO VOLTAIC | SUN | 85 | 85 |  |  |  |  | 1 | 24 | 24 | 650 |  |  |  | 0.1 | 0.1 | 0.1 | 0.4 | 2.73 | 36.14 | 57.2 | 17.25 | 33.11 | 0.15 | 0.1 | 0.1 | N | South | FC |  | Co-located
DRACKR_2_DSUBT4 |  | DRACKR_2_DS4SR4 | Dracker Solar Unit 4 BESS | CISO | N | CAISO System |  |  | Paired_BattStorage | OTHER | LESR | 47 | 47 | 0.86 | 188 | 188 | 1 | 1 | 24 | 4 | 62.5 | FALSE | 94 | 2 | 47 | 47 | 47 | 47 | 47 | 47 | 47 | 47 | 47 | 47 | 47 | 47 | Y | South | FC |  | Group name: DRACKER_294_4 - Max to grid 62.5 MW. Co-located with DRACKR_2_DS4SR4
OBERON_5_O2SSR5 |  | OBERON_5_O2BBX2, OBERON_5_O2SSR4 | Oberon 2B Solar | CISO | N | CAISO System |  |  | Paired_Solar_1Axis | PHOTO VOLTAIC | SUN | 125 | 125 |  |  |  |  | 1 | 24 | 24 | 250 |  |  |  | 0.1 | 0.1 | 0.1 | 0.6 | 4.02 | 53.15 | 62.5 | 25.37 | 48.69 | 0.22 | 0.1 | 0.1 | N | South | ID | 1 | Q1642 - Group name: OBERON_1642_2 - Max to grid 250 MW. Max 62.5 MW NQC. Waiting for ELM. Co-located with OBERON_5_O2SSR4 and OBERON_5_O2BBX2
SMPRIP_1_SMPSON |  |  | Ripon Cogeneration Unit 1 | CISO | N | CAISO System |  | Y | CHP | COMBUSTION TURBINE | NATURAL GAS | 46.05 | 56.9 |  |  |  |  | 1 | 24 | 24 |  |  | 46.05 | 1 | 46.05 | 46.05 | 46.05 | 46.05 | 46.05 | 46.05 | 46.05 | 46.05 | 46.05 | 46.05 | 46.05 | 46.05 | Y | North | FC
OASIS_6_SOLAR3 |  |  | Soccer Center | CISO | N | Big Creek-Ventura |  |  | Solar_1Axis | PHOTO VOLTAIC | SUN | 3 | 3.8 |  |  |  |  | 1 | 24 | 24 |  |  |  |  | 0 | 0 | 0 | 0 | 0 | 0 | 0 | 0 | 0 | 0 | 0 | 0 | N | South | EO
SMRCOS_6_LNDFIL |  |  | San Marcos Energy | CISO | N | San Diego-IV | San Diego |  | Biogas | RECIPROCATING ENGINE | BIOGAS | 1.5 | 2 |  |  |  |  | 1 | 24 | 24 |  |  |  |  | 1.5 | 1.5 | 1.5 | 1.5 | 1.49 | 1.5 | 1.5 | 1.5 | 1.5 | 1.5 | 1.5 | 1.5 | N | South | FC
ATHOS_5_AP1X2 |  |  | Athos Power Plant | CISO | N | CAISO System |  |  | Solar_1Axis | PHOTO VOLTAIC | SUN | 250 | 0 |  |  |  |  | 1 | 24 | 24 |  |  |  |  | 0.1 | 0.1 | 0.1 | 1.19 | 8.04 | 106.31 | 168.24 | 50.74 | 97.39 | 0.44 | 0.1 | 0.1 | N | South | FC |  | Max at POI 450 MWs - including new Athos Power Plant BESS.
SMYRNA_1_DL1SR1 |  |  | Delano Land 1 | CISO | N | CAISO System |  | Y | Solar_1Axis | PHOTO VOLTAIC | SUN | 1 | 1 |  |  |  |  | 1 | 24 | 24 |  |  |  |  | 0.1 | 0.1 | 0.1 | 0.1 | 0.1 | 0.57 | 0.73 | 0.27 | 0.48 | 0.1 | 0.1 | 0.1 | N | North | FC
STANIS_7_UNIT 1 |  |  | STANISLAUS HYDRO | CISO | N | Stockton | Tesla-Bellota, Stanislaus |  | Hydro | HYDRO | WATER | 91 | 95 |  |  |  |  | 1 | 24 | 24 |  |  | 0 | 1 | 70.76 | 56.75 | 54.07 | 48.64 | 28 | 59 | 61.99 | 70.02 | 56.65 | 25.72 | 63.18 | 69.02 | Y | North | FC
DSRTSN_2_SOLAR2 |  | DSRTSN_2_DS2X2 | Desert Sunlight 250 | CISO | N | CAISO System |  |  | Paired_Solar_Fixed | PHOTO VOLTAIC | SUN | 250 | 250 |  |  |  |  | 1 | 24 | 24 | 250 |  |  |  | 0.1 | 0.1 | 0.1 | 0.73 | 3.8 | 20 | 20 | 20 | 20 | 0.39 | 0.1 | 0.1 | N | South | PD | 0.789 | Group name: DESERT_SUNLIGHT_146_147_1 - Max to grid 250 MW. Max 20 MW NQC. Co-located with DSRTSN_2_DS2X2
TULEWD_1_TULWD1 |  |  | Tule Wind | CISO | N | San Diego-IV | Eastern, Valley-Devers |  | Wind | WIND | WIND | 130.5 | 131.1 |  |  |  |  | 1 | 24 | 24 |  |  |  |  | 10.96 | 26.46 | 29.64 | 47.74 | 53.84 | 49.04 | 48.86 | 45.12 | 27.71 | 14.84 | 8.62 | 8.44 | N | South | FC |  | Phase I (131.1 MW) is FC, Phase II (69 MW) will be EO
WHITEH_2_MEADDYN2 |  |  | White Hills B | WALC | Y | Import |  |  | Wind | WIND | WIND | 300 | 300 |  |  |  |  | 1 | 24 | 24 |  |  |  |  | 69 | 96 | 141 | 132 | 120 | 117 | 102 | 72 | 75 | 69 | 60 | 63 |  | South | IAR
BGSKYN_2_ASSR3A |  | BIGSKY_2_SOLAR1, BIGSKY_2_SOLAR2, BIGSKY_2_SOLAR3, BIGSKY_2_SOLAR4, BIGSKY_2_SOLAR5, BIGSKY_2_SOLAR6, BIGSKY_2_SOLAR7, BGSKYN_2_ASSR1B, BGSKYN_2_AS2SR1, BGSKYN_2_ASSR3B, BGSKYN_2_ASPSR2, BIGSKY_2_BSKSR6, BIGSKY_2_BSKSR7, BIGSKY_2_BSKSR8, BGSKYN_2_BS3SR3, BIGSKY_2_AS2BT1, BIGSKY_2_ASLBT2 | Antelope Solar 3A | CISO | N | Big Creek-Ventura |  |  | Paired_Solar_1Axis | PHOTO VOLTAIC | SUN | 15 | 15 |  |  |  |  | 1 | 24 | 24 | 650 |  |  |  | 0.1 | 0.1 | 0.1 | 0.1 | 0.48 | 6.38 | 10.09 | 3.04 | 5.84 | 0.1 | 0.1 | 0.1 | N | South | ID | 1 | Q1208 - Group name: ANTELOPE_1208 - Max to grid 650 MW, Waiting for Tehachapi CRAS. Co-located
MALIN_5_INHRPG |  |  | BIGLOW CANYON | BPAT | Y | Import |  |  | Wind | WIND | WIND | 50 | 0 |  |  |  |  | 1 | 24 | 24 |  |  |  |  | 5 | 11.25 | 8.5 | 22.36 | 17.5 | 18 | 4.5 | 6 | 6.75 | 5 | 4.5 | 4.5 |  | North | IAR
OTAY_6_PL1X2 |  |  | Chula Vista Energy Center, LLC | CISO | N | San Diego-IV | San Diego |  | Peaker | COMBUSTION TURBINE | NATURAL GAS | 39.57 | 40 |  |  |  |  | 1 | 24 | 24 |  |  | 37.2 | 1 | 37.2 | 37.2 | 37.2 | 37.2 | 37.2 | 37.2 | 37.2 | 37.2 | 37.2 | 37.2 | 37.2 | 37.2 | Y | South | PD | 37.2 | 2.8 MW expansion is EO
ALAMO_6_UNIT |  |  | ALAMO POWER PLANT | CISO | N | Big Creek-Ventura |  |  | Hydro | HYDRO | WATER | 17 | 18 |  |  |  |  | 1 | 24 | 24 |  |  | 9.54 | 1 | 3.69 | 3.71 | 5.09 | 10.72 | 12.19 | 14 | 14 | 14 | 14 | 14 | 14 | 12.57 | Y | South | FC
MALIN_5_HERMDYN |  |  | MALIN_5_HERMDYN | BPAT | Y | Import |  |  | CCGT | COMBINED CYCLE | NATURAL GAS | 308 | 0 |  |  |  |  | 1 | 24 | 24 |  |  |  |  | 308 | 308 | 308 | 308 | 308 | 308 | 308 | 308 | 308 | 308 | 308 | 308 |  | North | IAR
GYS5X6_7_UNITS |  |  | GEYSERS UNITS 5 & 6 AGGREGATE | CISO | N | NCNB | Eagle Rock, Fulton |  | Geothermal | STEAM | GEOTHERMAL | 98.43 | 0 |  |  |  |  | 1 | 24 | 24 |  |  | 61 | 1 | 85 | 85 | 85 | 85 | 85 | 85 | 85 | 85 | 85 | 85 | 85 | 85 | Y | North | FC
LACIEN_2_VENICE |  |  | MWD Venice Hydroelectric Recovery Plant | CISO | N | LA Basin | Western, El Nido |  | Hydro | HYDRO | WATER | 9.95 | 10.1 |  |  |  |  | 1 | 24 | 24 |  |  |  |  | 0 | 0 | 0 | 0 | 0 | 0 | 0 | 0 | 0 | 0 | 0 | 0 | N | South | FC
BIGSKY_2_SOLAR5 |  | BIGSKY_2_SOLAR1, BIGSKY_2_SOLAR2, BIGSKY_2_SOLAR3, BIGSKY_2_SOLAR4, BIGSKY_2_SOLAR6, BIGSKY_2_SOLAR7, BGSKYN_2_ASSR1B, BGSKYN_2_AS2SR1, BGSKYN_2_ASSR3A, BGSKYN_2_ASSR3B, BGSKYN_2_ASPSR2, BIGSKY_2_BSKSR6, BIGSKY_2_BSKSR7, BIGSKY_2_BSKSR8, BGSKYN_2_BS3SR3, BIGSKY_2_AS2BT1, BIGSKY_2_ASLBT2 | Big Sky Solar 2 | CISO | N | Big Creek-Ventura |  |  | Paired_Solar_1Axis | PHOTO VOLTAIC | SUN | 5 | 5 |  |  |  |  | 1 | 24 | 24 | 650 |  |  |  | 0.1 | 0.1 | 0.1 | 0.1 | 0.16 | 2.13 | 3.36 | 1.01 | 1.95 | 0.1 | 0.1 | 0.1 | N | South | FC |  | Co-located
ESCO_6_GLMQF |  |  | Goal Line Cogen | CISO | N | San Diego-IV | San Diego |  | Peaker | COMBUSTION TURBINE | NATURAL GAS | 49.9 | 49.9 |  |  |  |  | 1 | 24 | 24 |  |  | 0 | 1 | 49.9 | 49.9 | 49.9 | 49.9 | 49.9 | 49.9 | 49.9 | 49.9 | 49.9 | 49.9 | 49.9 | 49.9 | Y | South | FC
WISE_1_UNIT 2 |  |  | WISE HYDRO UNIT 2 | CISO | N | Sierra | Placer, Gold Hill-Drum, Drum-Rio Oso, South of Rio Oso, South of Palermo |  | Hydro | HYDRO | WATER | 3.2 | 3.2 |  |  |  |  | 1 | 24 | 24 |  |  | 0 | 1 | 0 | 0 | 0 | 0 | 0 | 0 | 0 | 0 | 0 | 0 | 0 | 0 | Y | North | FC
RTEDDY_2_SRXSR4 |  | RTEDDY_2_RWSBT2, RTEDDY_2_RWSBT3, RTEDDY_2_RWSBT4, RTEDDY_2_RWSBT5, RTEDDY_2_SC1SR3, RTEDDY_2_SEBSR3, RTEDDY_2_SEBSR4, RTEDDY_2_SPASR4, RTEDDY_2_RWSBT1 | Rosamond West Solar Rosie X | CISO | N | CAISO System |  |  | Paired_Solar_1Axis | PHOTO VOLTAIC | SUN | 13.6 | 13.6 |  |  |  |  | 1 | 24 | 24 | 299.6 |  |  |  | 0.1 | 0.1 | 0.1 | 0.1 | 0.44 | 5.78 | 9.15 | 2.76 | 5.3 | 0.1 | 0.1 | 0.1 | N | South | FC |  | Group name: ROSAMOND_WEST_506 - Max to grid 299.6 MW.
MOORPK_2_CALABS |  |  | Calabasas Gas-to-Energy Facility | CISO | N | Big Creek-Ventura | Moorpark |  | Biogas | COMBUSTION TURBINE | BIOGAS | 6.96 | 13.8 |  |  |  |  | 1 | 24 | 24 |  |  |  |  | 4.26 | 4.18 | 3.69 | 3.87 | 4.24 | 4.16 | 4.04 | 3.77 | 3.75 | 4.11 | 4.09 | 4.22 | N | South | FC
DSFLWR_2_WS2SR1 |  |  | Willow Springs 2 | CISO | N | CAISO System |  |  | Solar_1Axis | PHOTO VOLTAIC | SUN | 100 | 100 |  |  |  |  | 1 | 24 | 24 |  |  |  |  | 0.1 | 0.1 | 0.1 | 0.48 | 3.22 | 42.52 | 67.29 | 20.3 | 38.96 | 0.18 | 0.1 | 0.1 | N | South | FC
BRDSLD_2_HIWIND |  |  | High Winds Energy Center | CISO | N | Bay Area | Contra Costa | Y | Wind | WIND | WIND | 162 | 162 |  |  |  |  | 1 | 24 | 24 |  |  |  |  | 9.2 | 13.76 | 28.7 | 56.9 | 74.73 | 69.12 | 69.57 | 49.22 | 39.86 | 17.71 | 6.52 | 8.95 | N | North | FC
SISPRG_2_DS3SR2 |  | SISPRG_2_DS3BT2 | Daggett Solar 3 b PV | CISO | N | CAISO System |  |  | Paired_Solar_1Axis | PHOTO VOLTAIC | SUN | 110 | 110 |  |  |  |  | 1 | 24 | 24 | 110 |  |  |  | 0.1 | 0.1 | 0.1 | 0.52 | 3.54 | 46.78 | 50.1 | 22.33 | 42.85 | 0.19 | 0.1 | 0.1 | N | South | ID | 1 | Q1314 - Group name: DAGGETT_SOLAR3_1314_2 - Max to grid 110 MW. Max 50.1 MW NQC. Waiting for Mojave RAS. Co-located with SISPRG_2_DS3BT2
VLCNTR_6_VCEBT2 |  | VLCNTR_6_VCEBT1 | Valley Center Energy Storage B | CISO | N | San Diego-IV | San Diego |  | Paired_BattStorage | OTHER | LESR | 50 | 85 | 0.8 | 200 | 200 | 1 | 1 | 24 | 4 | 139 | TRUE | 136.49 | 2 | 50 | 50 | 50 | 50 | 50 | 50 | 50 | 50 | 50 | 50 | 50 | 50 | Y | South | PD | 50 | Group name: VALLEY_CENTER_1191 - Max to grid 139 MW. VLCNTR_6_VCEBT1 and VLCNTR_6_VCEBT2, combined PD 104 MW
VISTRA_5_DALBT1 |  |  | Dallas Energy Storage | CISO | N | Bay Area | South Bay-Moss Landing |  | Battery Storage | OTHER | LESR | 100 | 100 | 0.8 | 400 | 400 | 1 | 1 | 24 | 4 |  | TRUE | 200 | 1 | 100 | 100 | 100 | 100 | 100 | 100 | 100 | 100 | 100 | 100 | 100 | 100 | Y | North | FC
DONNLS_7_UNIT |  |  | Donnells Hydro | CISO | N | Stockton | Tesla-Bellota, Stanislaus |  | Hydro | HYDRO | WATER | 72 | 72 |  |  |  |  | 1 | 24 | 24 |  |  | 72 | 1 | 72 | 72 | 72 | 72 | 72 | 72 | 72 | 72 | 72 | 72 | 72 | 72 | Y | North | FC
OLINDA_7_BLKSND |  |  | BlackSand Generating Facility | CISO | N | LA Basin | Western |  | Biomass/Wood | COMBUSTION TURBINE | WASTE TO POWER | 5.6 | 8 |  |  |  |  | 1 | 24 | 24 |  |  |  |  | 0 | 0 | 0 | 0 | 0 | 0 | 0 | 0 | 0 | 0 | 0 | 0 | N | South | FC
EDWARD_2_ESSSB2 | EDWARD_2_ESSSB2_LESR |  | Sanborn Solar 2 | CISO | N | CAISO System |  |  | Hybrid_BattStorage | OTHER | HYBD | 21.5 | 132 | 0.8 | 86 | 86 | 1 | 1 | 24 | 4 | 132 | FALSE | 21.5 | 2 | 21.5 | 21.5 | 21.5 | 21.5 | 21.5 | 21.5 | 21.5 | 21.5 | 21.5 | 21.5 | 21.5 | 21.5 | Y | South | ID | 0.9287 | Q1518 - Group name SANBORN_SOLAR2_1518 - Max to grid 500 MW. Waiting for Tehachapi CRAS. Hybrid resource with Pmax 132 MW. Partial deliverability available for 21.5 MW battery and 132 MW solar. CPUC calc. by sum of deliverable components - 21.6 21.6 21.6 22.13 25.75 77.63 110.33 48.29 72.92 21.73 21.6 21.6
EDWARD_2_ESSSB2 | EDWARD_2_ESSSB2_SUN |  | Sanborn Solar 2 | CISO | N | CAISO System |  |  | Hybrid_Solar_1Axis | OTHER | HYBD | 132 | 132 |  |  |  |  | 1 | 24 | 24 | 132 |  | 21.5 | 2 | 0.1 | 0.1 | 0.1 | 0.63 | 4.25 | 56.13 | 88.83 | 26.79 | 51.42 | 0.23 | 0.1 | 0.1 | Y | South | ID | 0.9287 | Q1518 - Group name SANBORN_SOLAR2_1518 - Max to grid 500 MW. Waiting for Tehachapi CRAS. Hybrid resource with Pmax 132 MW. Partial deliverability available for 21.5 MW battery and 132 MW solar. CPUC calc. by sum of deliverable components - 21.6 21.6 21.6 22.13 25.75 77.63 110.33 48.29 72.92 21.73 21.6 21.6
ETIWND_2_UNIT1 |  |  | ETIWND_2_UNIT1 | CISO | N | LA Basin | Eastern | Y | Peaker | FTUR | NATURAL GAS | 33.6 | 33.6 |  |  |  |  | 1 | 24 | 24 |  |  | 8.6 | 1 | 33.6 | 33.6 | 33.6 | 33.6 | 33.6 | 33.6 | 33.6 | 33.6 | 33.6 | 33.6 | 33.6 | 33.6 | Y | South | FC
EDWARD_2_E21SB1 | EDWARD_2_E21SB1_LESR |  | EdSan 2 Edwards 1A | CISO | N | CAISO System |  |  | Hybrid_BattStorage | OTHER | HYBD | 71 | 166 | 0.8 | 284 | 284 | 1 | 1 | 24 | 4 | 166 | FALSE | 71 | 2 | 71 | 71 | 71 | 71 | 71 | 71 | 71 | 71 | 71 | 71 | 71 | 71 | Y | South | ID | 1 | Q1424 - Hybrid - Group name: EDSAN_134_1424 - Max to grid 800 MW - C10 - Waiting for Tehachapi cRAS and possibly other - PV 130.0 MW and ESS 71.0 MW
EDWARD_2_E21SB1 | EDWARD_2_E21SB1_SUN |  | EdSan 2 Edwards 1A | CISO | N | CAISO System |  |  | Hybrid_Solar_1Axis | OTHER | HYBD | 130 | 166 |  |  |  |  | 1 | 24 | 24 | 166 |  | 71 | 2 | 0.1 | 0.1 | 0.1 | 0.62 | 4.18 | 55.28 | 87.48 | 26.39 | 50.64 | 0.23 | 0.1 | 0.1 | Y | South | ID | 1 | Q1424 - Hybrid - Group name: EDSAN_134_1424 - Max to grid 800 MW - C10 - Waiting for Tehachapi cRAS and possibly other - PV 130.0 MW and ESS 71.0 MW
SLATE_2_SLASR2 | SLATE_2_SLASR2_LESR |  | SLATE_2 | CISO | N | Fresno |  |  | Hybrid_BattStorage | OTHER | HYBD | 46.5 | 93 | 0.88 | 186 | 186 | 1 | 1 | 24 | 4 | 93 | FALSE | 46.5 | 2 | 40.5 | 40.5 | 40.5 | 40.5 | 40.5 | 43.5806 | 46.5 | 46.5 | 46.5 | 46.5 | 46.5 | 46.5 | Y | North | FC |  | Hybrid - PV 93.00 MW and ESS 46.50 MW
SLATE_2_SLASR2 | SLATE_2_SLASR2_SUN |  | SLATE_2 | CISO | N | Fresno |  |  | Hybrid_Solar_1Axis | OTHER | HYBD | 93 | 93 |  |  |  |  | 1 | 24 | 24 | 93 |  | 46.5 | 2 | 0.1 | 0.1 | 0.1 | 1.27 | 6.54 | 49.4194 | 46.5 | 24.85 | 44.19 | 0.35 | 0.1 | 0.1 | Y | North | FC |  | Hybrid - PV 93.00 MW and ESS 46.50 MW
KINGRV_7_UNIT 1 |  |  | KINGS RIVER HYDRO UNIT 1 | CISO | N | Fresno | Herndon, Reedley |  | Hydro | HYDRO | WATER | 51.2 | 51.2 |  |  |  |  | 1 | 24 | 24 |  |  | 51.2 | 1 | 51.2 | 51.2 | 40.96 | 51.2 | 51.2 | 51.2 | 51.2 | 51.2 | 51.2 | 51.2 | 51.2 | 51.2 | Y | North | FC
CHINO_2_SOLAR2 |  |  | Kona Solar - Terra Francesca | CISO | N | LA Basin | Eastern | Y | Solar_1Axis | PHOTO VOLTAIC | SUN | 1.49 | 1.5 |  |  |  |  | 1 | 24 | 24 |  |  |  |  | 0 | 0 | 0 | 0 | 0 | 0 | 0 | 0 | 0 | 0 | 0 | 0 | N | South | EO
PROXSR_2_PS1BT2 |  | PROXSR_2_PS1SR2 | Proxima Solar BESS 1B | CISO | N | CAISO System |  |  | Paired_BattStorage | OTHER | LESR | 32 | 32 | 0.88 | 128 | 128 | 1 | 1 | 24 | 4 | 70 | TRUE | 64 | 2 | 32 | 32 | 32 | 32 | 32 | 32 | 32 | 32 | 32 | 32 | 32 | 32 | Y | North | FC |  | Group name: PROXIMA_1244_1 - Max to grid 70 MW. Co-located with PROXSR_2_PS1SR2.
ANAHM_2_CANYN2 |  |  | CANYON POWER PLANT UNIT 2 | CISO | N | LA Basin | Western | Y | Peaker | COMBUSTION TURBINE | NATURAL GAS | 48.04 | 71.2 |  |  |  |  | 1 | 24 | 24 |  |  | 48.04 | 1 | 48.04 | 48.04 | 48.04 | 48.04 | 48.04 | 48.04 | 48.04 | 48.04 | 48.04 | 48.04 | 48.04 | 48.04 | Y | South | FC
DSRTHV_2_DH2BT1 |  | DSRTHV_2_DH2SR2, DSRTHV_2_DH1SR1 | Desert Harvest BESS | CISO | N | CAISO System |  |  | Paired_BattStorage | OTHER | LESR | 35 | 35 | 0.8 | 140 | 140 | 1 | 1 | 24 | 4 | 150 | FALSE | 70 | 1 | 35 | 35 | 35 | 35 | 35 | 35 | 35 | 35 | 35 | 35 | 35 | 35 | Y | South | PD | 35 | Group name: DESERT_HARVEST_643AE - Max to grid 150 MW. Co-located with DSRTHV_2_DH2SR2
DELAMO_2_ALASB2 | DELAMO_2_ALASB2_LESR |  | Los Alamitos 2 | CISO | N | LA Basin | Western |  | Hybrid_BattStorage | OTHER | HYBD | 10 | 10 | 0.8 | 20 | 20 | 1 | 1 | 24 | 4 | 10 | FALSE | 5 | 1 | 5 | 5 | 5 | 5 | 5 | 5 | 4.2626 | 5 | 5 | 5 | 5 | 5 | Y | South | FC
DELAMO_2_ALASB2 | DELAMO_2_ALASB2_SUN |  | Los Alamitos 2 | CISO | N | LA Basin | Western |  | Hybrid_Solar_1Axis | OTHER | HYBD | 10 | 10 |  |  |  |  | 1 | 24 | 24 | 10 |  | 5 | 1 | 0.1 | 0.1 | 0.1 | 0.1 | 0.32 | 4.25 | 5.7374 | 2.03 | 3.9 | 0.1 | 0.1 | 0.1 | Y | South | FC
AGUCAL_5_SOLAR1 |  |  | Agua Caliente Solar | CISO | N | CAISO System |  |  | Solar_Fixed | PHOTO VOLTAIC | SUN | 290 | 290 |  |  |  |  | 1 | 24 | 24 |  |  |  |  | 0 | 0 | 0.1 | 0 | 0 | 0 | 0 | 0 | 0 | 0 | 0 | 0 | N | South | EO
KEKAWK_6_UNIT |  |  | STS HYDROPOWER LTD. (KEKAWAKA) | CISO | N | Humboldt |  |  | Hydro | HYDRO | WATER | 5.5 | 6 |  |  |  |  | 1 | 24 | 24 |  |  |  |  | 0 | 0 | 0 | 0 | 0 | 0 | 0 | 0 | 0 | 0 | 0 | 0 | N | North | FC
KNGBRG_1_KBSLR2 |  |  | Kingsburg2 | CISO | N | Fresno |  |  | Solar_Fixed | PHOTO VOLTAIC | SUN | 1.5 | 1.5 |  |  |  |  | 1 | 24 | 24 |  |  |  |  | 0 | 0 | 0 | 0 | 0 | 0 | 0 | 0 | 0 | 0 | 0 | 0 | N | North | EO
GYS7X8_7_UNITS |  |  | GEYSERS UNITS 7 & 8 AGGREGATE | CISO | N | NCNB | Eagle Rock, Fulton |  | Geothermal | STEAM | GEOTHERMAL | 95.8 | 0 |  |  |  |  | 1 | 24 | 24 |  |  | 71.8 | 1 | 95.8 | 95.8 | 95.8 | 95.8 | 95.8 | 95.8 | 95.8 | 95.8 | 95.8 | 95.8 | 95.8 | 95.8 | Y | North | FC
SISPRG_2_DS3SR4 |  | SISPRG_2_DS3BT4 | Daggett Solar 3 e PV | CISO | N | CAISO System |  |  | Paired_Solar_1Axis | PHOTO VOLTAIC | SUN | 17 | 17 |  |  |  |  | 1 | 24 | 24 | 17 |  |  |  | 0.1 | 0.1 | 0.1 | 0.1 | 0.55 | 2 | 2 | 2 | 2 | 0.1 | 0.1 | 0.1 | N | South | ID | 1 | Q1314 - Group name: DAGGETT_SOLAR3_1314_4 - Max to grid 17 MW. Max 2 MW NQC. Waiting for Mojave RAS. Co-located with SISPRG_2_DS3BT4.
VOLTA_2_UNIT 2 |  |  | Volta Hydro Unit 2 | CISO | N | CAISO System |  |  | Hydro | HYDRO | WATER | 1 | 1 |  |  |  |  | 1 | 24 | 24 |  |  |  |  | 0.41 | 0.43 | 0.4 | 0.13 | 0.39 | 0.34 | 0.29 | 0.22 | 0.23 | 0.26 | 0.27 | 0.26 | N | North | FC
MOJAVW_2_SOLAR |  |  | Mojave West | CISO | N | CAISO System |  |  | Solar_1Axis | PHOTO VOLTAIC | SUN | 20 | 20 |  |  |  |  | 1 | 24 | 24 |  |  |  |  | 0.1 | 0.1 | 0.1 | 0.1 | 0.64 | 8.5 | 13.46 | 4.06 | 7.79 | 0.1 | 0.1 | 0.1 | N | South | FC
KANSAS_6_SOLAR |  |  | RE Kansas South | CISO | N | Fresno |  | Y | Solar_Fixed | PHOTO VOLTAIC | SUN | 20 | 20 |  |  |  |  | 1 | 24 | 24 |  |  |  |  | 0.1 | 0.1 | 0.1 | 0.27 | 1.05 | 7.66 | 11.98 | 4.02 | 8.01 | 0.13 | 0.1 | 0.1 | N | North | ID | 1 | Q637 - 23TPD - Waiting for Manning and many other projects.
PEASE_1_TBEBT1 |  |  | Tierra Buena Energy Storage | CISO | N | Sierra | Pease, Drum-Rio Oso |  | Battery Storage | OTHER | LESR | 5 | 6 | 0.8 | 20 | 20 | 1 | 1 | 24 | 4 |  | TRUE | 11 | 3 | 5 | 5 | 5 | 5 | 5 | 5 | 5 | 5 | 5 | 5 | 5 | 5 | Y | North | PD | 5
CRNEVL_6_CRNVA |  |  | Crane Valley | CISO | N | Fresno | Borden |  | Hydro | HYDRO | WATER | 0.9 | 0.9 |  |  |  |  | 1 | 24 | 24 |  |  |  |  | 0.19 | 0.06 | 0.11 | 0.07 | 0.23 | 0.25 | 0.07 | 0 | 0.23 | 0.34 | 0.29 | 0.14 | N | North | FC
LIVOAK_1_UNIT 1 |  |  | LIVE OAK LIMITED | CISO | N | Kern | South Kern PP, Kern Oil | Y | Peaker | COMBUSTION TURBINE | NATURAL GAS | 49.7 | 55.3 |  |  |  |  | 1 | 24 | 24 |  |  | 49.7 | 1 | 49.7 | 49.7 | 49.7 | 49.7 | 49.7 | 49.7 | 49.7 | 49.7 | 49.7 | 49.7 | 49.7 | 49.7 | Y | North | FC
ANAHM_2_CANYN1 |  |  | CANYON POWER PLANT UNIT 1 | CISO | N | LA Basin | Western | Y | Peaker | COMBUSTION TURBINE | NATURAL GAS | 49.21 | 71.2 |  |  |  |  | 1 | 24 | 24 |  |  | 49.21 | 1 | 49.21 | 49.21 | 49.21 | 49.21 | 49.21 | 49.21 | 49.21 | 49.21 | 49.21 | 49.21 | 49.21 | 49.21 | Y | South | FC
RVSIDE_2_RERCU4 |  |  | Riverside Energy Res. Ctr Unit 4 | CISO | N | LA Basin | Eastern | Y | Peaker | COMBUSTION TURBINE | NATURAL GAS | 49 | 71.2 |  |  |  |  | 1 | 24 | 24 |  |  | 49 | 1 | 49 | 49 | 49 | 49 | 49 | 49 | 49 | 49 | 49 | 49 | 49 | 49 | Y | South | FC
MSQUIT_5_SERDYN |  |  | MSQUIT_5_SERDYN | SRP | Y | Import |  |  | CCGT | COMBINED CYCLE | NATURAL GAS | 625 | 0 |  |  |  |  | 1 | 24 | 24 |  |  | 625 | 1 | 625 | 625 | 625 | 625 | 625 | 625 | 625 | 625 | 625 | 625 | 625 | 625 |  | South | IAR
MIRLOM_2_LNDFL |  |  | Milliken Landfill Solar | CISO | N | LA Basin | Eastern | Y | Solar_1Axis | PHOTO VOLTAIC | SUN | 3 | 3 |  |  |  |  | 1 | 24 | 24 |  |  |  |  | 0.1 | 0.1 | 0.1 | 0.1 | 0.1 | 1.28 | 2.02 | 0.61 | 1.17 | 0.1 | 0.1 | 0.1 | N | South | FC
CASCES_6_CESBT1 |  |  | Cascade Energy Storage | CISO | N | CAISO System |  |  | Battery Storage | OTHER | LESR | 25 | 25 | 0.8 | 100 | 100 | 1 | 1 | 24 | 4 |  | TRUE | 50 | 1 | 25 | 25 | 25 | 25 | 25 | 25 | 25 | 25 | 25 | 25 | 25 | 25 | Y | North | FC
MTWIND_1_MVPWD1 |  |  | Mountain View Power Project I Repower | CISO | N | LA Basin | Eastern, Valley-Devers |  | Wind | WIND | WIND | 66.6 | 66.6 |  |  |  |  | 1 | 24 | 24 |  |  |  |  | 5.6 | 13.51 | 15.13 | 24.37 | 27.48 | 25.03 | 24.94 | 23.03 | 14.14 | 7.57 | 4.4 | 4.31 | N | South | FC
CASADB_1_CD4GT1 |  |  | Casa Diablo 4 | CISO | N | CAISO System |  |  | Geothermal | STEAM | GEOTHERMAL | 40.7 | 40.7 |  |  |  |  | 1 | 24 | 24 |  |  | 31 | 1 | 31 | 31 | 31 | 31 | 31 | 31 | 31 | 31 | 31 | 31 | 31 | 31 | Y | South | FC |  | Behind the South of Control de-rate ¿ limited to 175 MWs and not binding at this time.
CORCAN_1_SOLAR1 |  |  | CID Solar | CISO | N | Fresno | Herndon, Hanford | Y | Solar_Fixed | PHOTO VOLTAIC | SUN | 20 | 20 |  |  |  |  | 1 | 24 | 24 |  |  |  |  | 0.1 | 0.1 | 0.1 | 0.27 | 1.05 | 7.66 | 11.98 | 4.02 | 8.01 | 0.13 | 0.1 | 0.1 | N | North | FC
HIGHDS_2_H5SSR1 |  | HIGHDS_2_H5SBT1 | High 5 Solar | CISO | N | CAISO System |  |  | Paired_Solar_1Axis | PHOTO VOLTAIC | SUN | 100 | 100 |  |  |  |  | 1 | 24 | 24 | 100 |  |  |  | 0.1 | 0.1 | 0.1 | 0.48 | 3.22 | 42.52 | 50 | 20.3 | 38.96 | 0.18 | 0.1 | 0.1 | N | South | FC | 1 | Group name: HIGH_5_SOLAR_1414 - Max to grid 100 MW. Co-located with HIGHDS_2_H5SBT1
VISTRA_5_PLABT1 |  |  | Plano Storage 1 | CISO | N | Bay Area | South Bay-Moss Landing |  | Battery Storage | OTHER | LESR | 100.4 | 100.4 | 0.8 | 401.6 | 401.6 | 1 | 1 | 24 | 4 |  | TRUE | 200.8 | 1 | 100.4 | 100.4 | 100.4 | 100.4 | 100.4 | 100.4 | 100.4 | 100.4 | 100.4 | 100.4 | 100.4 | 100.4 | Y | North | FC
TWISSL_6_SOLAR |  |  | Nickel 1 ("NLH1") | CISO | N | CAISO System |  | Y | Solar_Fixed | PHOTO VOLTAIC | SUN | 1.5 | 1.5 |  |  |  |  | 1 | 24 | 24 |  |  |  |  | 0.1 | 0.1 | 0.1 | 0.1 | 0.1 | 0.57 | 0.9 | 0.3 | 0.6 | 0.1 | 0.1 | 0.1 | N | North | FC
HARDWK_6_STWBM1 |  |  | Still Water Ranch Dairy | CISO | N | Fresno |  |  | Biogas | RECIPROCATING ENGINE | BIOGAS | 1 | 0 |  |  |  |  | 1 | 24 | 24 |  |  | 0 | 1 | 0 | 0 | 0 | 0 | 0 | 0 | 0 | 0 | 0 | 0 | 0 | 0 | Y | North | EO
PALSEL_6_PLSBT1 |  | PALSEL_6_PLSSR1 | Paulsell Solar Energy Center BESS | CISO | N | Stockton |  |  | Paired_BattStorage | OTHER | LESR | 15 | 15 | 0.8 | 60 | 60 | 1 | 1 | 24 | 4 | 20 | FALSE | 30 | 2 | 15 | 15 | 15 | 15 | 15 | 15 | 15 | 15 | 15 | 15 | 15 | 15 | Y | North | ID | 1 | Q1350 - Waiting for Vierra Loop-in. Co-located with Paulsell Solar Energy Center PV PALSEL_6_PLSSR1. Limit Max 20 MW at POI.
PALSEL_6_PLSSR1 |  | PALSEL_6_PLSSR1 | Paulsell Solar Energy Center PV | CISO | N | Stockton |  |  | Paired_Solar_1Axis | PHOTO VOLTAIC | SUN | 20 | 20 |  |  |  |  | 1 | 24 | 24 | 20 |  |  |  | 0.03 | 0.03 | 0.03 | 0.08 | 0.43 | 3.47 | 4.46 | 3.03 | 2.91 | 0.02 | 0.03 | 0.03 | Y | North | ID | 0.3058 | Q1350 - Waiting for Vierra Loop-in. PD to 30.58 percent. Co-located with Paulsell Solar Energy Center BESS PALSEL_6_PLSBT1. Limit Max 20 MW at POI.
SPRGVL_2_SUCCES |  |  | Success Power Plant | CISO | N | Big Creek-Ventura |  |  | Hydro | HYDRO | WATER | 1.4 | 1.4 |  |  |  |  | 1 | 24 | 24 |  |  | 0 | 1 | 0 | 0 | 0 | 0 | 1 | 1 | 1 | 1 | 0 | 0 | 0 | 0 | Y | South | FC
WSTWND_2_SBSBT3 |  |  | Sagebrush Solar 2 ESS 59 | CISO | N | CAISO System |  |  | Battery Storage | OTHER | LESR | 59 | 59 | 0.8 | 236 | 236 | 1 | 1 | 24 | 4 |  | TRUE | 118 | 2 | 59 | 59 | 59 | 59 | 59 | 59 | 59 | 59 | 59 | 59 | 59 | 59 | Y | South | ID | 1 | Q1325 - Waiting for Mesa-Laguna Bell 230 kV line upgrade project - Max PCDS to 180 MW
YELPIN_2_YP2SR2 |  | YELPIN_2_YP2BT2 | Yellow Pine 2 A PV | CISO | N | CAISO System |  |  | Paired_Solar_1Axis | PHOTO VOLTAIC | SUN | 60 | 60 |  |  |  |  | 1 | 24 | 24 | 85 |  |  |  | 0.1 | 0.1 | 0.1 | 0.29 | 1.93 | 25.51 | 32 | 12.18 | 23.37 | 0.11 | 0.1 | 0.1 | N | South | ID | 1 | Q1341 - Group name: YELLOW_PINE_1341_2 - Max to grid 60 MW. Waiting for Lugo Victorville CRAS - Co-located with 28 MW 4 hour deliverable battery YELP_2_YP2BT2. The battery is actually 53 MW 4 hour however only 28 MW 4 hour is deliverable the rest is EO.
YELPIN_2_YP2SR3 |  | YELPIN_2_YP2BT3 | Yellow Pine 2 B PV | CISO | N | CAISO System |  |  | Paired_Solar_1Axis | PHOTO VOLTAIC | SUN | 65 | 65 |  |  |  |  | 1 | 24 | 24 | 65 |  |  |  | 0.1 | 0.1 | 0.1 | 0.31 | 2.09 | 27.64 | 33 | 13.19 | 25.32 | 0.11 | 0.1 | 0.1 | N | South | ID | 1 | Q1341 - Group name: YELLOW_PINE_1341_3 - Max to grid 65 MW. Waiting for Lugo Victorville CRAS - Co-located with 32 MW battery YELP_2_YP2BT3.
BOWMN_6_HYDRO |  |  | NID Hydro Bowman Powerhouse | CISO | N | Sierra | Drum-Rio Oso, South of Palermo |  | Hydro | HYDRO | WATER | 3.6 | 3.6 |  |  |  |  | 1 | 24 | 24 |  |  |  |  | 0.17 | 0.29 | 0.57 | 0.87 | 2.13 | 1.45 | 2.23 | 1.99 | 1.73 | 1.1 | 0.5 | 0.36 | N | North | FC
BERCYN_2_BCEBT1 |  |  | Bear Canyon Energy Storage | CISO | N | NCNB |  |  | Battery Storage | OTHER | LESR | 13 | 13 | 0.8 | 52 | 52 | 1 | 1 | 24 | 4 |  | TRUE | 26 | 1 | 13 | 13 | 13 | 13 | 13 | 13 | 13 | 13 | 13 | 13 | 13 | 13 | Y | North | FC
DYLAN_2_BMTBT1 |  |  | Beaumont BESS | CISO | N | LA Basin |  |  | Battery Storage | OTHER | LESR | 100 | 100 | 0.8 | 400 | 400 | 1 | 1 | 24 | 4 |  | TRUE | 200 | 1 | 100 | 100 | 100 | 100 | 100 | 100 | 100 | 100 | 100 | 100 | 100 | 100 | Y | South | FC
LCKHT1_2_LH1BT1 |  |  | Lockhart Solar BESS 1 | CISO | N | CAISO System |  |  | Battery Storage | OTHER | LESR | 45 | 45 | 0.8 | 180 | 180 | 1 | 1 | 24 | 4 |  | TRUE | 90 | 1 | 45 | 45 | 45 | 45 | 45 | 45 | 45 | 45 | 45 | 45 | 45 | 45 | Y | South | ID | 1 | 0043CONV-Q1617-Q1775 - Waiting for Mojave Desert RAS and Nort of Lugo C-RAS.
MCFLND_5_MBSBX2 | MCFLND_5_MBSBX2_SUN |  | McFarland Solar B Hybrid | CISO | N | CAISO System |  |  | Hybrid_Solar_1Axis | OTHER | HYBD | 300 | 0 |  |  |  |  | 1 | 24 | 24 | 300 |  | 300 | 2 | 0 | 0 | 0 | 0 | 0 | 0 | 0 | 0 | 0 | 0 | 0 | 0 | Y | South | EO |  | Hybrid - 150 MW 4h battery FCDS with 300 MW solar EO part of 500 MW solar EO and 435 MW battery FC, Group name MCFLND_1171 - Max to grid 500 MW.
MCFLND_5_MBSBX2 | MCFLND_5_MBSBX2_LESR |  | McFarland Solar B Hybrid | CISO | N | CAISO System |  |  | Hybrid_BattStorage | OTHER | HYBD | 150 | 0 | 0.8 | 600 | 600 | 1 | 1 | 24 | 4 | 300 | FALSE | 300 | 2 | 150 | 150 | 150 | 150 | 150 | 150 | 150 | 150 | 150 | 150 | 150 | 150 | Y | South | FC |  | Hybrid - 150 MW 4h battery FCDS with 300 MW solar EO part of 500 MW solar EO and 435 MW battery FC, Group name MCFLND_1171 - Max to grid 500 MW.
ROMOLA_5_MPBBT4 |  |  | Menifee Power Bank 4 | CISO | N | LA Basin |  |  | Battery Storage | OTHER | LESR | 110 | 110 | 0.8 | 440 | 440 | 1 | 1 | 24 | 4 |  | TRUE | 220 | 1 | 110 | 110 | 110 | 110 | 110 | 110 | 110 | 110 | 110 | 110 | 110 | 110 | Y | South | ID | 1 | Q1645 - Waiting for Colorado River C-RAS.
WDFRDF_2_WFFBT1 |  |  | West Ford Flat Energy Storage | CISO | N | NCNB |  |  | Battery Storage | OTHER | LESR | 25 | 25 | 0.8 | 100 | 100 | 1 | 1 | 24 | 4 |  | TRUE | 50 | 1 | 25 | 25 | 25 | 25 | 25 | 25 | 25 | 25 | 25 | 25 | 25 | 25 | Y | North | FC
ETIWND_6_INEBT1 |  |  | Inland Empire Energy Storage | CISO | N | LA Basin |  |  | Battery Storage | OTHER | LESR | 70 | 70 | 0.8 | 280 | 280 | 1 | 1 | 24 | 4 |  | TRUE | 140 | 1 | 70 | 70 | 70 | 70 | 70 | 70 | 70 | 70 | 70 | 70 | 70 | 70 | Y | South | FC |  | SCEWD1669 - Up to maximum 100 MWs.
LAGBEL_2_CBPBT1 |  |  | CALD BESS I | CISO | N | LA Basin |  |  | Battery Storage | OTHER | LESR | 100 | 100 | 0.8 | 400 | 400 | 1 | 1 | 24 | 4 |  | TRUE | 200 | 1 | 100 | 100 | 100 | 100 | 100 | 100 | 100 | 100 | 100 | 100 | 100 | 100 | Y | South | FC
MSOLAR_2_MS4BT1 |  |  | Mesquite Solar 4 BESS | CISO | N | CAISO System |  |  | Battery Storage | OTHER | LESR | 10 | 10 | 0.8 | 40 | 40 | 1 | 1 | 24 | 4 |  | TRUE |  |  | 10 | 10 | 10 | 10 | 10 | 10 | 10 | 10 | 10 | 10 | 10 | 10 | Y | South | FC |  | Group name MESQUITESOLAR4_1291 - Max to grid 300 MW. Phase I - co-located with 52.5 MW solar FC - MSOLAR_2_MS4SR4.
PGEB_2_PDRP05 |  |  | PGEB_2_PDRP05 | CISO | N | Bay Area |  |  | DR | OTHER | OTHER | 2.66 | [5 empty] | 17 | 22 | [5 empty] | 0.62 | 0.62 | 0.68 | 1.31 | 1.93 | 2.66 | 2.59 | 2.25 | 2.13 | 1.3 | 0 | 0 | Y | North | FC
PGF1_2_PDRP03 |  |  | PGF1_2_PDRP03 | CISO | N | Fresno |  |  | DR | OTHER | OTHER | 1.88 | [5 empty] | 17 | 22 | [5 empty] | 0.43 | 0.43 | 0.48 | 0.92 | 1.36 | 1.88 | 1.87 | 1.59 | 1.56 | 0.78 | 0 | 0 | Y | North | FC
PGF1_2_PDRP04 |  |  | PGF1_2_PDRP04 | CISO | N | Fresno |  |  | DR | OTHER | OTHER | 3.3 | [5 empty] | 17 | 22 | [5 empty] | 1.8 | 1.51 | 1.2 | 2.6 | 3.09 | 3.3 | 0.2 | 0.9 | 1 | 0.1 | 0 | 0 | Y | North | FC
PGFG_1_PDRP05 |  |  | PGFG_1_PDRP05 | CISO | N | NCNB |  |  | DR | OTHER | OTHER | 0.81 | [5 empty] | 17 | 22 | [5 empty] | 0.17 | 0.17 | 0.18 | 0.36 | 0.52 | 0.72 | 0.81 | 0.69 | 0.67 | 0.39 | 0 | 0 | Y | North | FC
PGHB_6_PDRP02 |  |  | PGHB_6_PDRP02 | CISO | N | Humboldt |  |  | DR | OTHER | OTHER | 1.05 | [5 empty] | 17 | 22 | [5 empty] | 0.22 | 0.22 | 0.24 | 0.46 | 0.68 | 0.94 | 1.05 | 1.05 | 1.05 | 0.64 | 0 | 0 | Y | North | FC
PGKN_2_PDRP02 |  |  | PGKN_2_PDRP02 | CISO | N | Kern |  |  | DR | OTHER | OTHER | 0.6 | [5 empty] | 17 | 22 | [5 empty] | 0.12 | 0.12 | 0.14 | 0.26 | 0.39 | 0.54 | 0.6 | 0.4 | 0.39 | 0.18 | 0 | 0 | Y | North | FC
PGNB_2_PDRP02 |  |  | PGNB_2_PDRP02 | CISO | N | NCNB |  |  | DR | OTHER | OTHER | 0.7 | [5 empty] | 17 | 22 | [5 empty] | 0.14 | 0.14 | 0.16 | 0.31 | 0.45 | 0.63 | 0.7 | 0.59 | 0.57 | 0.42 | 0 | 0 | Y | North | FC
PGP2_2_PDRP07 |  |  | PGP2_2_PDRP07 | CISO | N | Bay Area |  |  | DR | OTHER | OTHER | 1.19 | [5 empty] | 17 | 22 | [5 empty] | 0.25 | 0.25 | 0.27 | 0.52 | 0.77 | 1.06 | 1.19 | 1.19 | 1.19 | 0.4 | 0 | 0 | Y | North | FC
PGSB_1_PDRP04 |  |  | PGSB_1_PDRP04 | CISO | N | Bay Area |  |  | DR | OTHER | OTHER | 1.9 | [5 empty] | 17 | 22 | [5 empty] | 1.7 | 1.9 | 0.9 | 0.59 | 0.52 | 1.5 | 0 | 0 | 0 | 0.1 | 0 | 0 | Y | North | FC
PGSB_1_PDRP11 |  |  | PGSB_1_PDRP11 | CISO | N | Bay Area |  |  | DR | OTHER | OTHER | 1.05 | [5 empty] | 17 | 22 | [5 empty] | 0.22 | 0.22 | 0.24 | 0.46 | 0.68 | 0.94 | 1.05 | 1.05 | 1.05 | 0.64 | 0 | 0 | Y | North | FC
PGSB_1_PDRP56 |  |  | PGSB_1_PDRP56 | CISO | N | Bay Area |  |  | DR | OTHER | OTHER | 0.63 | [5 empty] | 17 | 22 | [5 empty] | 0.14 | 0.14 | 0.16 | 0.31 | 0.45 | 0.63 | 0.53 | 0.37 | 0.27 | 0.11 | 0 | 0 | Y | North | FC
PGSF_2_PDRP04 |  |  | PGSF_2_PDRP04 | CISO | N | Bay Area |  |  | DR | OTHER | OTHER | 0.25 | [5 empty] | 17 | 22 | [5 empty] | 0.1 | 0.1 | 0.1 | 0.11 | 0.16 | 0.22 | 0.25 | 0.25 | 0.25 | 0.15 | 0 | 0 | Y | North | FC
PGSI_1_PDRP09 |  |  | PGSI_1_PDRP09 | CISO | N | Sierra |  |  | DR | OTHER | OTHER | 0.63 | [5 empty] | 17 | 22 | [5 empty] | 0.14 | 0.14 | 0.16 | 0.31 | 0.45 | 0.63 | 0.54 | 0.41 | 0.36 | 0.23 | 0 | 0 | Y | North | FC
PGSI_1_PDRP10 |  |  | PGSI_1_PDRP10 | CISO | N | Sierra |  |  | DR | OTHER | OTHER | 1.9 | [5 empty] | 17 | 22 | [5 empty] | 1.55 | 1.9 | 1 | 0.4 | 1.9 | 1.9 | 0.16 | 0.8 | 0.97 | 0.1 | 0 | 0 | Y | North | FC
PGST_2_PDRP03 |  |  | PGST_2_PDRP03 | CISO | N | Stockton |  |  | DR | OTHER | OTHER | 2.2 | [5 empty] | 17 | 22 | [5 empty] | 0.62 | 0.62 | 0.34 | 0.8 | 2 | 2.2 | 2.2 | 2.07 | 2.07 | 2.1 | 0 | 0 | Y | North | FC
PGZP_2_PDRP02 |  |  | PGZP_2_PDRP02 | CISO | N | CAISO System |  |  | DR | OTHER | OTHER | 2.3 | [5 empty] | 17 | 22 | [5 empty] | 0.31 | 0.31 | 0.34 | 0.38 | 0.91 | 1.82 | 2.3 | 2.3 | 2.2 | 0.53 | 0 | 0 | Y | North | FC
SCEC_1_PDRP05 |  |  | SCEC_1_PDRP05 | CISO | N | LA Basin |  |  | DR | OTHER | OTHER | 1.56 | [5 empty] | 17 | 22 | [5 empty] | 0.36 | 0.36 | 0.4 | 0.77 | 1.13 | 1.56 | 1.55 | 1.33 | 1.27 | 0.91 | 0 | 0 | Y | South | FC
SCEC_1_PDRP190 |  |  | ESPN_SCEC_1_PDRP190 | CISO | N | LA Basin |  |  | DR | OTHER | OTHER | 3.57 | [5 empty] | 17 | 22 | [5 empty] | 3.26 | 3.26 | 3.57 | 0 | 0 | 0 | 0 | 0 | 0 | 0 | 0 | 0 | Y | South | FC
SCEN_6_PDRP01 |  |  | SCEN_6_PDRP01 | CISO | N | Big Creek-Ventura |  |  | DR | OTHER | OTHER | 1.1 | [5 empty] | 17 | 22 | [5 empty] | 0.26 | 0.26 | 0.28 | 0.54 | 0.79 | 1.1 | 1.03 | 0.72 | 0.51 | 0.28 | 0 | 0 | Y | South | FC
SCEN_6_PDRP02 |  |  | SCEN_6_PDRP02 | CISO | N | Big Creek-Ventura |  |  | DR | OTHER | OTHER | 1.22 | [5 empty] | 17 | 22 | [5 empty] | 0.25 | 0.25 | 0.28 | 0.54 | 0.79 | 1.09 | 1.22 | 1.22 | 1.22 | 0.28 | 0 | 0 | Y | South | FC
SCEW_2_PDRP39 |  |  | SCEW_2_PDRP39 | CISO | N | LA Basin |  |  | DR | OTHER | OTHER | 4.26 | [5 empty] | 17 | 22 | [5 empty] | 3.17 | 2.95 | 2.34 | 3.5 | 4.26 | 1 | 2.71 | 3.7 | 4.2 | 3.38 | 0 | 0 | Y | South | FC
SCNW_6_PDRP12 |  |  | SCNW_6_PDRP12 | CISO | N | Big Creek-Ventura |  |  | DR | OTHER | OTHER | 2.14 | [5 empty] | 17 | 22 | [5 empty] | 1.19 | 1.53 | 1.25 | 0.96 | 0.54 | 0.89 | 2.14 | 0.2 | 0.2 | 2.07 | 0 | 0 | Y | South | FC
SDG1_1_PDRP04 |  |  | SDG1_1_PDRP04 | CISO | N | San Diego-IV |  |  | DR | OTHER | OTHER | 4.8 | [5 empty] | 17 | 22 | [5 empty] | 1.15 | 1.2 | 1.12 | 1.37 | 2.35 | 3 | 4.8 | 4.17 | 3.49 | 3.89 | 0 | 0 | Y | South | FC
SDG1_1_PDRP05 |  |  | SDG1_1_PDRP05 | CISO | N | San Diego-IV |  |  | DR | OTHER | OTHER | 4.8 | [5 empty] | 17 | 22 | [5 empty] | 1.19 | 1.21 | 1.29 | 1.9 | 2.34 | 3.41 | 4.8 | 4.4 | 4 | 3.46 | 0 | 0 | Y | South | FC
TUMBWD_2_WISBT4 |  |  | Willow Springs Solar 4 | CISO | N | CAISO System |  |  | Battery Storage | OTHER | LESR | 74.97 | 75 | 0.8 | 299.88 | 299.88 | 1 | 1 | 24 | 4 |  | TRUE | 149.82 | 1 | 74.82 | 74.82 | 74.82 | 74.82 | 74.82 | 74.82 | 74.82 | 74.82 | 74.82 | 74.82 | 74.82 | 74.82 | Y | South | ID | 1 | Q1217 - 75 MW 4 hour battery - Waiting for Whirldwind CRAS and Techachapi CRAS.
VESTAL_2_BTNBT1 |  |  | Bottleneck Energy Storage | CISO | N | Big Creek-Ventura |  |  | Battery Storage | OTHER | LESR | 80 | 80 | 0.8 | 320 | 320 | 1 | 1 | 24 | 4 |  | TRUE | 160 | 1 | 80 | 80 | 80 | 80 | 80 | 80 | 80 | 80 | 80 | 80 | 80 | 80 | Y | South | FC
WSTWND_2_SBSBT2 |  |  | Sagebrush Solar 2 ESS 40 | CISO | N | CAISO System |  |  | Battery Storage | OTHER | LESR | 40 | 40 | 0.8 | 160 | 160 | 1 | 1 | 24 | 4 |  | TRUE | 80 | 2 | 40 | 40 | 40 | 40 | 40 | 40 | 40 | 40 | 40 | 40 | 40 | 40 | Y | South | ID | 1 | Q1325 - Waiting for Mesa-Laguna Bell 230 kV line upgrade project - Max PCDS to 180 MW
VIKING_2_VCSSR1 |  | VIKING_2_VCBBT1 | Vikings Co-located PV | IID | Y | Import |  |  | Paired_Solar_1Axis | PHOTO VOLTAIC | SUN | 132.1 | 130 |  |  |  |  | 1 | 24 | 24 | 237.48 |  |  |  | 0.1 | 0.1 | 0.1 | 0.62 | 4.18 | 55.28 | 87.48 | 26.39 | 50.64 | 0.23 | 0.1 | 0.1 |  | South | IAR
VIKING_2_VCBBT1 |  | VIKING_2_VCSSR1 | Vikings Co-located BESS | IID | Y | Import |  |  | Paired_BattStorage | OTHER | LESR | 149.88 | 150 | 0.8 | 599.52 | 599.52 | 1 | 1 | 24 | 4 | 237.48 | TRUE | 300 | 2 | 150 | 150 | 150 | 150 | 150 | 150 | 150 | 150 | 150 | 150 | 150 | 150 |  | South | IAR
ALAMIT_2_AESBT2 |  |  | Alamitos Energy Storage 2 | CISO | N | LA Basin |  |  | Battery Storage | OTHER | LESR | 82 | 82 | 0.8 | 328 | 328 | 1 | 1 | 24 | 4 |  | TRUE | 164 | 2 | 82 | 82 | 82 | 82 | 82 | 82 | 82 | 82 | 82 | 82 | 82 | 82 | Y | South | FC
ETIWND_2_SEPBT1 |  |  | Separator | CISO | N | CAISO System |  |  | Battery Storage | OTHER | LESR | 100 | 100 | 0.8 | 400 | 400 | 1 | 1 | 24 | 4 |  | TRUE | 200 | 1 | 100 | 100 | 100 | 100 | 100 | 100 | 100 | 100 | 100 | 100 | 100 | 100 | Y | South | FC
HENRTA_6_ELCTG1 |  | HENRTA_6_ELCTG2 | ELECTROLYTE UNIT 1 | CISO | N | Fresno |  |  | Peaker | COMBUSTION TURBINE | NATURAL GAS | 50 | 55.3 |  |  |  |  | 1 | 24 | 24 | 99.4 |  | 49.98 | 1 | 49.98 | 49.98 | 49.98 | 49.98 | 49.98 | 49.98 | 49.98 | 49.98 | 49.98 | 49.98 | 49.98 | 49.98 | Y | North | FC |  | Co-located with Electrolyte Unit 2 - HENRTA_6_ELCTG2 - Max to POI 99.4 MW.
HENRTA_6_ELCTG2 |  | HENRTA_6_ELCTG1 | ELECTROLYTE UNIT 2 | CISO | N | Fresno |  |  | Peaker | COMBUSTION TURBINE | NATURAL GAS | 50 | 55.3 |  |  |  |  | 1 | 24 | 24 | 99.4 |  | 49.42 | 1 | 49.42 | 49.42 | 49.42 | 49.42 | 49.42 | 49.42 | 49.42 | 49.42 | 49.42 | 49.42 | 49.42 | 49.42 | Y | North | FC |  | Co-located with Electrolyte Unit 1 - HENRTA_6_ELCTG1 - Max to POI 99.4 MW.
MALAGA_1_AUCTG1 |  | MALAGA_1_AUCTG2 | Acid Unit 1 | CISO | N | Fresno |  |  | Peaker | COMBUSTION TURBINE | NATURAL GAS | 55.3 | 55.3 |  |  |  |  | 1 | 24 | 24 | 97 |  | 48.43 | 1 | 48.43 | 48.43 | 48.43 | 48.43 | 48.43 | 48.43 | 48.43 | 48.43 | 48.43 | 48.43 | 48.43 | 48.43 | Y | North | FC |  | Co-located with Acid Unit 2 - MALAGA_1_AUCTG2 - Max to POI 97.0 MW.
MALAGA_1_AUCTG2 |  | MALAGA_1_AUCTG1 | Acid Unit 2 | CISO | N | Fresno |  |  | Peaker | COMBUSTION TURBINE | NATURAL GAS | 55.3 | 55.3 |  |  |  |  | 1 | 24 | 24 | 97 |  | 48.18 | 1 | 48.18 | 48.18 | 48.18 | 48.18 | 48.18 | 48.18 | 48.18 | 48.18 | 48.18 | 48.18 | 48.18 | 48.18 | Y | North | FC |  | Co-located with Acid Unit 1 - MALAGA_1_AUCTG1 - Max to POI 97.0 MW.
NOAKS_2_PESBT1 |  |  | Placerita BESS | CISO | N | Big Creek-Ventura |  |  | Battery Storage | OTHER | LESR | 80 | 80 | 0.8 | 320 | 320 | 1 | 1 | 24 | 4 |  | TRUE | 160 | 1 | 80 | 80 | 80 | 80 | 80 | 80 | 80 | 80 | 80 | 80 | 80 | 80 | Y | South | FC
SANDRN_2_SS2SR2 |  |  | Sandrini Sol 2 | CISO | N | CAISO System |  |  | Solar_1Axis | PHOTO VOLTAIC | SUN | 200 | 200 |  |  |  |  | 1 | 24 | 24 |  |  |  |  | 0.1 | 0.1 | 0.1 | 2.72 | 14.06 | 113.41 | 145.93 | 53.44 | 95.03 | 0.75 | 0.1 | 0.1 | N | North | FC
PGCC_1_PDRP17 |  |  | PGCC_1_PDRP17 | CISO | N | Bay Area |  |  | DR | OTHER | OTHER | 0.69 | [5 empty] | 17 | 22 | [6 empty] | 0.52 | 0 | 0.69 | 0.5 | 0 | 0 | 0 | 0.14 | 0.24 | 0 | 0 | Y | North | FC
PGCC_1_PDRP18 |  |  | PGCC_1_PDRP18 | CISO | N | Bay Area |  |  | DR | OTHER | OTHER | 0.91 | [5 empty] | 17 | 22 | [5 empty] | 0.13 | 0 | 0.91 | 0.1 | 0.43 | 0 | 0.42 | 0.13 | 0.13 | 0.17 | 0 | 0 | Y | North | FC
PGCC_1_PDRP19 |  |  | PGCC_1_PDRP19 | CISO | N | Bay Area |  |  | DR | OTHER | OTHER | 0.92 | [5 empty] | 17 | 22 | [5 empty] | 0.51 | 0.27 | 0.15 | 0.17 | 0 | 0.32 | 0 | 0 | 0.16 | 0.92 | 0 | 0 | Y | North | FC
PGCC_1_PDRP22 |  |  | PGCC_1_PDRP22 | CISO | N | Bay Area |  |  | DR | OTHER | OTHER | 0.17 | [5 empty] | 17 | 22 | [6 empty] | 0.12 | 0 | 0 | 0.11 | 0.12 | 0.1 | 0.17 | 0 | 0 | 0 | 0 | Y | North | FC
PGCC_1_PDRP25 |  |  | PGCC_1_PDRP25 | CISO | N | Bay Area |  |  | DR | OTHER | OTHER | 0.41 | [5 empty] | 17 | 22 | [5 empty] | 0.28 | 0.26 | 0 | 0 | 0.41 | 0.1 | 0 | 0.27 | 0 | 0.15 | 0 | 0 | Y | North | FC
PGCC_1_PDRP31 |  |  | PGCC_1_PDRP31 | CISO | N | Bay Area |  |  | DR | OTHER | OTHER | 0.62 | [5 empty] | 17 | 22 | [5 empty] | 0.5 | 0.28 | 0.1 | 0 | 0 | 0.13 | 0.12 | 0.48 | 0.62 | 0 | 0 | 0 | Y | North | FC
PGCC_1_PDRP32 |  |  | PGCC_1_PDRP32 | CISO | N | Bay Area |  |  | DR | OTHER | OTHER | 0.9 | [5 empty] | 17 | 22 | [5 empty] | 0.45 | 0 | 0 | 0 | 0 | 0.14 | 0 | 0 | 0.18 | 0.9 | 0 | 0 | Y | North | FC
PGCC_1_PDRP33 |  |  | PGCC_1_PDRP33 | CISO | N | Bay Area |  |  | DR | OTHER | OTHER | 0.55 | [5 empty] | 17 | 22 | [6 empty] | 0.55 | 0 | 0 | 0.11 | 0.1 | 0.14 | 0.11 | 0 | 0.12 | 0 | 0 | Y | North | FC
PGEB_2_PDRP102 |  |  | PGEB_2_PDRP102 | CISO | N | Bay Area |  |  | DR | OTHER | OTHER | 0.99 | 0 |  |  |  |  | 17 | 22 | [5 empty] | 0.17 | 0 | 0.12 | 0.6 | 0 | 0 | 0 | 0.27 | 0 | 0 | 0 | 0 | Y | North | FC
PGEB_2_PDRP64 |  |  | PGEB_2_PDRP64 | CISO | N | Bay Area |  |  | DR | OTHER | OTHER | 0.32 | [5 empty] | 17 | 22 | [5 empty] | 0.1 | 0 | 0 | 0 | 0 | 0.32 | 0 | 0 | 0.17 | 0.14 | 0 | 0 | Y | North | FC
PGEB_2_PDRP69 |  |  | PGEB_2_PDRP69 | CISO | N | Bay Area |  |  | DR | OTHER | OTHER | 0.21 | [5 empty] | 17 | 22 | [6 empty] | 0.21 | 0 | 0 | 0 | 0 | 0 | 0 | 0 | 0 | 0 | 0 | Y | North | FC
PGEB_2_PDRP71 |  |  | PGEB_2_PDRP71 | CISO | N | Bay Area |  |  | DR | OTHER | OTHER | 0.74 | [5 empty] | 17 | 22 | [6 empty] | 0.16 | 0.15 | 0.15 | 0 | 0 | 0.11 | 0.74 | 0.14 | 0 | 0 | 0 | Y | North | FC
PGEB_2_PDRP73 |  |  | PGEB_2_PDRP73 | CISO | N | Bay Area |  |  | DR | OTHER | OTHER | 0.11 | [5 empty] | 17 | 22 | [6 empty] | 0.11 | 0 | 0 | 0 | 0 | 0 | 0 | 0 | 0 | 0 | 0 | Y | North | FC
PGEB_2_PDRP77 |  |  | PGEB_2_PDRP77 | CISO | N | Bay Area |  |  | DR | OTHER | OTHER | 0.99 | [5 empty] | 17 | 22 | [5 empty] | 0.22 | 0.18 | 0 | 0 | 0 | 0 | 0.2 | 0.99 | 0.24 | 0.18 | 0 | 0 | Y | North | FC
PGEB_2_PDRP79 |  |  | PGEB_2_PDRP79 | CISO | N | Bay Area |  |  | DR | OTHER | OTHER | 0.99 | [5 empty] | 17 | 22 | [5 empty] | 0.21 | 0 | 0 | 0 | 0.1 | 0 | 0 | 0 | 0.99 | 0.15 | 0 | 0 | Y | North | FC
PGEB_2_PDRP80 |  |  | PGEB_2_PDRP80 | CISO | N | Bay Area |  |  | DR | OTHER | OTHER | 0.56 | [5 empty] | 17 | 22 | [6 empty] | 0.16 | 0 | 0.22 | 0.52 | 0.12 | 0.56 | 0 | 0.18 | 0.54 | 0 | 0 | Y | North | FC
PGEB_2_PDRP81 |  |  | PGEB_2_PDRP81 | CISO | N | Bay Area |  |  | DR | OTHER | OTHER | 0.99 | [5 empty] | 17 | 22 | [5 empty] | 0.2 | 0.31 | 0 | 0 | 0 | 0.71 | 0.59 | 0.57 | 0.99 | 0.26 | 0 | 0 | Y | North | FC
PGEB_2_PDRP82 |  |  | PGEB_2_PDRP82 | CISO | N | Bay Area |  |  | DR | OTHER | OTHER | 0.64 | [5 empty] | 17 | 22 | [5 empty] | 0.2 | 0 | 0 | 0 | 0.12 | 0 | 0.6 | 0.64 | 0 | 0 | 0 | 0 | Y | North | FC
PGEB_2_PDRP98 |  |  | PGEB_2_PDRP98 | CISO | N | Bay Area |  |  | DR | OTHER | OTHER | 0.19 | [5 empty] | 17 | 22 | [6 empty] | 0.16 | 0.12 | 0.14 | 0.19 | 0 | 0 | 0.12 | 0 | 0 | 0 | 0 | Y | North | FC
PGF1_2_PDRP109 |  |  | PGF1_2_PDRP109 | CISO | N | Fresno |  |  | DR | OTHER | OTHER | 0.99 | 0 |  |  |  |  | 17 | 22 | [5 empty] | 0.13 | 0.15 | 0.11 | 0.12 | 0.15 | 0.23 | 0 | 0 | 0 | 0 | 0 | 0 | Y | North | FC
PGF1_2_PDRP110 |  |  | PGF1_2_PDRP110 | CISO | N | Fresno |  |  | DR | OTHER | OTHER | 0.99 | 0 |  |  |  |  | 17 | 22 | [6 empty] | 0.31 | 0.14 | 0.12 | 0.27 | 0 | 0 | 0.1 | 0.13 | 0 | 0 | 0 | Y | North | FC
PGF1_2_PDRP62 |  |  | PGF1_2_PDRP62 | CISO | N | Fresno |  |  | DR | OTHER | OTHER | 0.85 | [5 empty] | 17 | 22 | [5 empty] | 0.12 | 0 | 0 | 0 | 0 | 0.54 | 0 | 0.85 | 0 | 0.65 | 0 | 0 | Y | North | FC
PGF1_2_PDRP68 |  |  | PGF1_2_PDRP68 | CISO | N | Fresno |  |  | DR | OTHER | OTHER | 0.52 | [5 empty] | 17 | 22 | [6 empty] | 0.52 | 0 | 0 | 0 | 0.44 | 0 | 0.11 | 0.11 | 0.17 | 0 | 0 | Y | North | FC
PGF1_2_PDRP71 |  |  | PGF1_2_PDRP71 | CISO | N | Fresno |  |  | DR | OTHER | OTHER | 0.51 | [5 empty] | 17 | 22 | [5 empty] | 0.1 | 0 | 0 | 0.51 | 0 | 0 | 0.31 | 0.28 | 0 | 0.17 | 0 | 0 | Y | North | FC
PGF1_2_PDRP75 |  |  | PGF1_2_PDRP75 | CISO | N | Fresno |  |  | DR | OTHER | OTHER | 0.56 | [5 empty] | 17 | 22 | [6 empty] | 0.11 | 0 | 0 | 0 | 0 | 0.53 | 0.56 | 0.15 | 0 | 0 | 0 | Y | North | FC
PGF1_2_PDRP78 |  |  | PGF1_2_PDRP78 | CISO | N | Fresno |  |  | DR | OTHER | OTHER | 0.49 | [5 empty] | 17 | 22 | [6 empty] | 0.29 | 0 | 0.16 | 0 | 0 | 0 | 0 | 0.49 | 0 | 0 | 0 | Y | North | FC
PGF1_2_PDRP81 |  |  | PGF1_2_PDRP81 | CISO | N | Fresno |  |  | DR | OTHER | OTHER | 0.56 | [5 empty] | 17 | 22 | [6 empty] | 0.2 | 0 | 0 | 0 | 0 | 0.56 | 0.41 | 0 | 0.17 | 0 | 0 | Y | North | FC
PGF1_2_PDRP83 |  |  | PGF1_2_PDRP83 | CISO | N | Fresno |  |  | DR | OTHER | OTHER | 0.67 | [5 empty] | 17 | 22 | [6 empty] | 0.5 | 0 | 0 | 0.54 | 0 | 0 | 0 | 0 | 0.67 | 0 | 0 | Y | North | FC
PGF1_2_PDRP88 |  |  | PGF1_2_PDRP88 | CISO | N | Fresno |  |  | DR | OTHER | OTHER | 0.71 | [5 empty] | 17 | 22 | [5 empty] | 0.4 | 0 | 0 | 0 | 0.3 | 0.71 | 0 | 0 | 0 | 0 | 0 | 0 | Y | North | FC
PGF1_2_PDRP89 |  |  | PGF1_2_PDRP89 | CISO | N | Fresno |  |  | DR | OTHER | OTHER | 0.5 | [5 empty] | 17 | 22 | [5 empty] | 0.5 | 0 | 0.11 | 0.11 | 0 | 0.13 | 0.22 | 0.13 | 0 | 0.16 | 0 | 0 | Y | North | FC
PGF1_2_PDRP91 |  |  | PGF1_2_PDRP91 | CISO | N | Fresno |  |  | DR | OTHER | OTHER | 0.49 | [5 empty] | 17 | 22 | [5 empty] | 0.49 | 0 | 0.44 | 0 | 0.12 | 0 | 0 | 0 | 0 | 0 | 0 | 0 | Y | North | FC
PGF1_2_PDRP93 |  |  | PGF1_2_PDRP93 | CISO | N | Fresno |  |  | DR | OTHER | OTHER | 0.82 | [5 empty] | 17 | 22 | [5 empty] | 0.27 | 0 | 0 | 0 | 0 | 0 | 0 | 0.82 | 0 | 0 | 0 | 0 | Y | North | FC
PGF1_2_PDRP94 |  |  | PGF1_2_PDRP94 | CISO | N | Fresno |  |  | DR | OTHER | OTHER | 0.99 | [5 empty] | 17 | 22 | [5 empty] | 0.25 | 0 | 0 | 0 | 0 | 0 | 0.58 | 0 | 0.99 | 0 | 0 | 0 | Y | North | FC
PGF1_2_PDRP95 |  |  | PGF1_2_PDRP95 | CISO | N | Fresno |  |  | DR | OTHER | OTHER | 0.44 | [5 empty] | 17 | 22 | [6 empty] | 0.1 | 0 | 0 | 0.13 | 0.17 | 0.42 | 0 | 0.44 | 0.1 | 0 | 0 | Y | North | FC
PGFG_1_PDRP19 |  |  | PGFG_1_PDRP19 | CISO | N | NCNB |  |  | DR | OTHER | OTHER | 0.44 | [5 empty] | 17 | 22 | [6 empty] | 0.12 | 0 | 0 | 0.44 | 0.3 | 0 | 0 | 0 | 0 | 0 | 0 | Y | North | FC
PGFG_1_PDRP21 |  |  | PGFG_1_PDRP21 | CISO | N | NCNB |  |  | DR | OTHER | OTHER | 0.15 | [5 empty] | 17 | 22 | [5 empty] | 0.15 | 0 | 0.14 | 0.1 | 0.13 | 0.14 | 0.1 | 0.12 | 0 | 0 | 0 | 0 | Y | North | FC
PGHB_6_PDRP10 |  |  | PGHB_6_PDRP10 | CISO | N | Humboldt |  |  | DR | OTHER | OTHER | 0.17 | [5 empty] | 17 | 22 | [6 empty] | 0.17 | 0 | 0 | 0 | 0 | 0 | 0 | 0 | 0.1 | 0 | 0 | Y | North | FC
PGHB_6_PDRP12 |  |  | PGHB_6_PDRP12 | CISO | N | Humboldt |  |  | DR | OTHER | OTHER | 0.31 | [5 empty] | 17 | 22 | [5 empty] | 0.28 | 0.1 | 0 | 0 | 0 | 0 | 0 | 0 | 0 | 0.31 | 0 | 0 | Y | North | FC
PGKN_2_PDRP34 |  |  | PGKN_2_PDRP34 | CISO | N | Kern |  |  | DR | OTHER | OTHER | 0.47 | [5 empty] | 17 | 22 | [5 empty] | 0.12 | 0 | 0 | 0 | 0 | 0.47 | 0.1 | 0 | 0 | 0.13 | 0 | 0 | Y | North | FC
PGKN_2_PDRP44 |  |  | PGKN_2_PDRP44 | CISO | N | Kern |  |  | DR | OTHER | OTHER | 0.67 | [5 empty] | 17 | 22 | [6 empty] | 0.14 | 0 | 0 | 0 | 0.15 | 0 | 0.67 | 0 | 0.11 | 0 | 0 | Y | North | FC
PGNB_2_PDRP19 |  |  | PGNB_2_PDRP19 | CISO | N | NCNB |  |  | DR | OTHER | OTHER | 0.21 | [5 empty] | 17 | 22 | [5 empty] | 0.14 | 0 | 0 | 0 | 0 | 0 | 0 | 0.21 | 0 | 0 | 0 | 0 | Y | North | FC
PGNB_2_PDRP25 |  |  | PGNB_2_PDRP25 | CISO | N | NCNB |  |  | DR | OTHER | OTHER | 0.12 | [5 empty] | 17 | 22 | [6 empty] | 0.11 | 0 | 0.1 | 0.12 | 0.1 | 0 | 0 | 0 | 0 | 0 | 0 | Y | North | FC
PGNP_2_PDRP30 |  |  | PGNP_2_PDRP30 | CISO | N | CAISO System |  |  | DR | OTHER | OTHER | 0.99 | [5 empty] | 17 | 22 | [5 empty] | 0.29 | 0.27 | 0.11 | 0 | 0 | 0 | 0 | 0.99 | 0 | 0.18 | 0 | 0 | Y | North | FC
PGNP_2_PDRP31 |  |  | PGNP_2_PDRP31 | CISO | N | CAISO System |  |  | DR | OTHER | OTHER | 0.75 | [5 empty] | 17 | 22 | [5 empty] | 0.12 | 0 | 0 | 0.75 | 0.1 | 0.1 | 0.19 | 0.13 | 0.14 | 0 | 0 | 0 | Y | North | FC
PGNP_2_PDRP34 |  |  | PGNP_2_PDRP34 | CISO | N | CAISO System |  |  | DR | OTHER | OTHER | 0.96 | [5 empty] | 17 | 22 | [6 empty] | 0.2 | 0 | 0.12 | 0.96 | 0.42 | 0.59 | 0.91 | 0.28 | 0 | 0 | 0 | Y | North | FC
PGNP_2_PDRP41 |  |  | PGNP_2_PDRP41 | CISO | N | CAISO System |  |  | DR | OTHER | OTHER | 0.68 | [5 empty] | 17 | 22 | [5 empty] | 0.5 | 0.13 | 0 | 0.12 | 0.68 | 0.21 | 0.13 | 0.12 | 0.56 | 0.14 | 0 | 0 | Y | North | FC
PGNP_2_PDRP43 |  |  | PGNP_2_PDRP43 | CISO | N | CAISO System |  |  | DR | OTHER | OTHER | 0.23 | [5 empty] | 17 | 22 | [5 empty] | 0.13 | 0.15 | 0.12 | 0.13 | 0.23 | 0 | 0.17 | 0.18 | 0.15 | 0 | 0 | 0 | Y | North | FC
PGNP_2_PDRP44 |  |  | PGNP_2_PDRP44 | CISO | N | CAISO System |  |  | DR | OTHER | OTHER | 0.83 | [5 empty] | 17 | 22 | [5 empty] | 0.1 | 0 | 0.12 | 0 | 0.1 | 0.14 | 0 | 0.83 | 0.16 | 0.36 | 0 | 0 | Y | North | FC
PGNP_2_PDRP47 |  |  | PGNP_2_PDRP47 | CISO | N | CAISO System |  |  | DR | OTHER | OTHER | 0.99 | [5 empty] | 17 | 22 | [6 empty] | 0.33 | 0 | 0.22 | 0 | 0.54 | 0.51 | 0 | 0.99 | 0.46 | 0 | 0 | Y | North | FC
PGP2_2_PDRP42 |  |  | PGP2_2_PDRP42 | CISO | N | Bay Area |  |  | DR | OTHER | OTHER | 0.99 | [5 empty] | 17 | 22 | [5 empty] | 0.14 | 0 | 0 | 0 | 0 | 0.32 | 0 | 0.2 | 0.99 | 0 | 0 | 0 | Y | North | FC
PGP2_2_PDRP47 |  |  | PGP2_2_PDRP47 | CISO | N | Bay Area |  |  | DR | OTHER | OTHER | 0.52 | [5 empty] | 17 | 22 | [6 empty] | 0.13 | 0 | 0.1 | 0.12 | 0 | 0 | 0 | 0 | 0.52 | 0 | 0 | Y | North | FC
PGP2_2_PDRP54 |  |  | PGP2_2_PDRP54 | CISO | N | Bay Area |  |  | DR | OTHER | OTHER | 0.16 | [5 empty] | 17 | 22 | [5 empty] | 0.16 | 0.12 | 0 | 0 | 0 | 0 | 0 | 0.1 | 0 | 0 | 0 | 0 | Y | North | FC
PGSB_1_PDRP102 |  |  | PGSB_1_PDRP102 | CISO | N | Bay Area |  |  | DR | OTHER | OTHER | 0.99 | 0 |  |  |  |  | 17 | 22 | [6 empty] | 0.17 | 0.75 | 0 | 0 | 0.5 | 0 | 0 | 0.64 | 0 | 0 | 0 | Y | North | FC
PGSB_1_PDRP103 |  |  | PGSB_1_PDRP103 | CISO | N | Bay Area |  |  | DR | OTHER | OTHER | 0.99 | 0 |  |  |  |  | 17 | 22 | [5 empty] | 0.15 | 0 | 0 | 0 | 0 | 0 | 0 | 0 | 0 | 0 | 0 | 0 | Y | North | FC
PGSB_1_PDRP64 |  |  | PGSB_1_PDRP64 | CISO | N | Bay Area |  |  | DR | OTHER | OTHER | 0.13 | [5 empty] | 17 | 22 | [5 empty] | 0.11 | 0 | 0 | 0 | 0 | 0 | 0 | 0.12 | 0 | 0.13 | 0 | 0 | Y | North | FC
PGSB_1_PDRP67 |  |  | PGSB_1_PDRP67 | CISO | N | Bay Area |  |  | DR | OTHER | OTHER | 0.47 | [5 empty] | 17 | 22 | [5 empty] | 0.11 | 0 | 0.17 | 0.47 | 0 | 0 | 0.12 | 0.15 | 0.14 | 0 | 0 | 0 | Y | North | FC
PGSB_1_PDRP71 |  |  | PGSB_1_PDRP71 | CISO | N | Bay Area |  |  | DR | OTHER | OTHER | 0.54 | [5 empty] | 17 | 22 | [6 empty] | 0.15 | 0 | 0 | 0.54 | 0 | 0.24 | 0 | 0 | 0.11 | 0 | 0 | Y | North | FC
PGSB_1_PDRP72 |  |  | PGSB_1_PDRP72 | CISO | N | Bay Area |  |  | DR | OTHER | OTHER | 0.18 | [5 empty] | 17 | 22 | [6 empty] | 0.13 | 0.11 | 0 | 0.18 | 0 | 0.18 | 0 | 0 | 0 | 0 | 0 | Y | North | FC
PGSB_1_PDRP73 |  |  | PGSB_1_PDRP73 | CISO | N | Bay Area |  |  | DR | OTHER | OTHER | 0.58 | [5 empty] | 17 | 22 | [6 empty] | 0.13 | 0.22 | 0 | 0 | 0 | 0 | 0.58 | 0.14 | 0 | 0 | 0 | Y | North | FC
PGSB_1_PDRP92 |  |  | PGSB_1_PDRP92 | CISO | N | Bay Area |  |  | DR | OTHER | OTHER | 0.17 | [5 empty] | 17 | 22 | [5 empty] | 0.14 | 0 | 0 | 0 | 0 | 0.17 | 0 | 0 | 0 | 0 | 0 | 0 | Y | North | FC
PGSB_1_PDRP93 |  |  | PGSB_1_PDRP93 | CISO | N | Bay Area |  |  | DR | OTHER | OTHER | 0.56 | [5 empty] | 17 | 22 | [5 empty] | 0.18 | 0 | 0 | 0 | 0 | 0 | 0 | 0.56 | 0.14 | 0.2 | 0 | 0 | Y | North | FC
PGSF_2_PDRP33 |  |  | PGSF_2_PDRP33 | CISO | N | Bay Area |  |  | DR | OTHER | OTHER | 0.11 | [5 empty] | 17 | 22 | [5 empty] | 0.1 | 0 | 0 | 0 | 0.1 | 0 | 0 | 0.11 | 0 | 0.11 | 0 | 0 | Y | North | FC
PGSF_2_PDRP36 |  |  | PGSF_2_PDRP36 | CISO | N | Bay Area |  |  | DR | OTHER | OTHER | 0.31 | [5 empty] | 17 | 22 | [5 empty] | 0.27 | 0 | 0 | 0.12 | 0 | 0.1 | 0 | 0.31 | 0 | 0 | 0 | 0 | Y | North | FC
PGSF_2_PDRP46 |  |  | PGSF_2_PDRP46 | CISO | N | Bay Area |  |  | DR | OTHER | OTHER | 0.17 | [5 empty] | 17 | 22 | [6 empty] | 0.16 | 0 | 0.13 | 0.15 | 0.13 | 0.13 | 0 | 0.17 | 0 | 0 | 0 | Y | North | FC
PGSF_2_PDRP51 |  |  | PGSF_2_PDRP51 | CISO | N | Bay Area |  |  | DR | OTHER | OTHER | 0.14 | [5 empty] | 17 | 22 | [5 empty] | 0.1 | 0 | 0.13 | 0 | 0.14 | 0 | 0.12 | 0 | 0 | 0 | 0 | 0 | Y | North | FC
PGSF_2_PDRP56 |  |  | PGSF_2_PDRP56 | CISO | N | Bay Area |  |  | DR | OTHER | OTHER | 0.29 | [5 empty] | 17 | 22 | [6 empty] | 0.1 | 0.1 | 0.1 | 0.13 | 0 | 0 | 0.11 | 0.29 | 0 | 0 | 0 | Y | North | FC
PGSF_2_PDRP57 |  |  | PGSF_2_PDRP57 | CISO | N | Bay Area |  |  | DR | OTHER | OTHER | 0.38 | [5 empty] | 17 | 22 | [6 empty] | 0.18 | 0.17 | 0 | 0 | 0 | 0.38 | 0.1 | 0.27 | 0.12 | 0 | 0 | Y | North | FC
PGSI_1_PDRP31 |  |  | PGSI_1_PDRP31 | CISO | N | Sierra |  |  | DR | OTHER | OTHER | 0.99 | [5 empty] | 17 | 22 | [5 empty] | 0.68 | 0.31 | 0 | 0.12 | 0.36 | 0.6 | 0.54 | 0.48 | 0.99 | 0 | 0 | 0 | Y | North | FC
PGSI_1_PDRP35 |  |  | PGSI_1_PDRP35 | CISO | N | Sierra |  |  | DR | OTHER | OTHER | 0.5 | [5 empty] | 17 | 22 | [5 empty] | 0.26 | 0.23 | 0 | 0 | 0.5 | 0.17 | 0.11 | 0.15 | 0.11 | 0.1 | 0 | 0 | Y | North | FC
PGSI_1_PDRP36 |  |  | PGSI_1_PDRP36 | CISO | N | Sierra |  |  | DR | OTHER | OTHER | 0.99 | [5 empty] | 17 | 22 | [6 empty] | 0.12 | 0 | 0 | 0.21 | 0.87 | 0 | 0.99 | 0.48 | 0.13 | 0 | 0 | Y | North | FC
PGSI_1_PDRP37 |  |  | PGSI_1_PDRP37 | CISO | N | Sierra |  |  | DR | OTHER | OTHER | 0.58 | [5 empty] | 17 | 22 | [5 empty] | 0.11 | 0 | 0 | 0 | 0.11 | 0.16 | 0.2 | 0.27 | 0.45 | 0.58 | 0 | 0 | Y | North | FC
PGSI_1_PDRP42 |  |  | PGSI_1_PDRP42 | CISO | N | Sierra |  |  | DR | OTHER | OTHER | 0.53 | [5 empty] | 17 | 22 | [6 empty] | 0.14 | 0.13 | 0 | 0 | 0 | 0.25 | 0.53 | 0.12 | 0 | 0 | 0 | Y | North | FC
PGSI_1_PDRP43 |  |  | PGSI_1_PDRP43 | CISO | N | Sierra |  |  | DR | OTHER | OTHER | 0.89 | [5 empty] | 17 | 22 | [6 empty] | 0.26 | 0.1 | 0 | 0 | 0.85 | 0.68 | 0.68 | 0 | 0.89 | 0 | 0 | Y | North | FC
PGSI_1_PDRP44 |  |  | PGSI_1_PDRP44 | CISO | N | Sierra |  |  | DR | OTHER | OTHER | 0.3 | [5 empty] | 17 | 22 | [6 empty] | 0.15 | 0 | 0 | 0.3 | 0 | 0 | 0 | 0.22 | 0.11 | 0 | 0 | Y | North | FC
PGSI_1_PDRP45 |  |  | PGSI_1_PDRP45 | CISO | N | Sierra |  |  | DR | OTHER | OTHER | 0.73 | [5 empty] | 17 | 22 | [5 empty] | 0.17 | 0 | 0.1 | 0.22 | 0.13 | 0.13 | 0.73 | 0.28 | 0 | 0.41 | 0 | 0 | Y | North | FC
PGST_2_PDRP16 |  |  | PGST_2_PDRP16 | CISO | N | Stockton |  |  | DR | OTHER | OTHER | 0.99 | [5 empty] | 17 | 22 | [6 empty] | 0.11 | 0 | 0.1 | 0 | 0.99 | 0.7 | 0.18 | 0.32 | 0 | 0 | 0 | Y | North | FC
PGST_2_PDRP17 |  |  | PGST_2_PDRP17 | CISO | N | Stockton |  |  | DR | OTHER | OTHER | 0.67 | [5 empty] | 17 | 22 | [5 empty] | 0.38 | 0 | 0 | 0.53 | 0 | 0 | 0 | 0.67 | 0.57 | 0.11 | 0 | 0 | Y | North | FC
PGST_2_PDRP30 |  |  | PGST_2_PDRP30 | CISO | N | Stockton |  |  | DR | OTHER | OTHER | 0.68 | [5 empty] | 17 | 22 | [6 empty] | 0.39 | 0.13 | 0 | 0 | 0 | 0 | 0.68 | 0.15 | 0 | 0 | 0 | Y | North | FC
PGST_2_PDRP31 |  |  | PGST_2_PDRP31 | CISO | N | Stockton |  |  | DR | OTHER | OTHER | 0.36 | [5 empty] | 17 | 22 | [6 empty] | 0.3 | 0 | 0 | 0.13 | 0.36 | 0.12 | 0 | 0.16 | 0.11 | 0 | 0 | Y | North | FC
PGST_2_PDRP32 |  |  | PGST_2_PDRP32 | CISO | N | Stockton |  |  | DR | OTHER | OTHER | 0.99 | [5 empty] | 17 | 22 | [5 empty] | 0.64 | 0 | 0 | 0 | 0.12 | 0.18 | 0 | 0 | 0.99 | 0 | 0 | 0 | Y | North | FC
PGST_2_PDRP34 |  |  | PGST_2_PDRP34 | CISO | N | Stockton |  |  | DR | OTHER | OTHER | 0.29 | [5 empty] | 17 | 22 | [5 empty] | 0.29 | 0 | 0 | 0 | 0 | 0.16 | 0.22 | 0.1 | 0.11 | 0 | 0 | 0 | Y | North | FC
PGST_2_PDRP36 |  |  | PGST_2_PDRP36 | CISO | N | Stockton |  |  | DR | OTHER | OTHER | 0.41 | [5 empty] | 17 | 22 | [5 empty] | 0.11 | 0.3 | 0 | 0.18 | 0 | 0.41 | 0.29 | 0 | 0 | 0.37 | 0 | 0 | Y | North | FC
PGST_2_PDRP37 |  |  | PGST_2_PDRP37 | CISO | N | Stockton |  |  | DR | OTHER | OTHER | 0.49 | [5 empty] | 17 | 22 | [6 empty] | 0.3 | 0 | 0 | 0.1 | 0.19 | 0.49 | 0.42 | 0 | 0.12 | 0 | 0 | Y | North | FC
PGZP_2_PDRP26 |  |  | PGZP_2_PDRP26 | CISO | N | CAISO System |  |  | DR | OTHER | OTHER | 0.96 | [5 empty] | 17 | 22 | [5 empty] | 0.21 | 0 | 0 | 0 | 0.96 | 0 | 0 | 0 | 0 | 0.11 | 0 | 0 | Y | North | FC
PGZP_2_PDRP28 |  |  | PGZP_2_PDRP28 | CISO | N | CAISO System |  |  | DR | OTHER | OTHER | 0.57 | [5 empty] | 17 | 22 | [6 empty] | 0.57 | 0.25 | 0 | 0 | 0.14 | 0.14 | 0.12 | 0 | 0 | 0 | 0 | Y | North | FC
PGZP_2_PDRP31 |  |  | PGZP_2_PDRP31 | CISO | N | CAISO System |  |  | DR | OTHER | OTHER | 0.68 | [5 empty] | 17 | 22 | [6 empty] | 0.25 | 0 | 0 | 0 | 0.14 | 0 | 0.68 | 0 | 0.16 | 0 | 0 | Y | North | FC
PGZP_2_PDRP33 |  |  | PGZP_2_PDRP33 | CISO | N | CAISO System |  |  | DR | OTHER | OTHER | 0.54 | [5 empty] | 17 | 22 | [5 empty] | 0.54 | 0 | 0 | 0 | 0 | 0 | 0 | 0 | 0 | 0 | 0 | 0 | Y | North | FC
PGZP_2_PDRP42 |  |  | PGZP_2_PDRP42 | CISO | N | CAISO System |  |  | DR | OTHER | OTHER | 0.9 | [5 empty] | 17 | 22 | [5 empty] | 0.15 | 0 | 0 | 0.14 | 0 | 0.14 | 0 | 0 | 0.9 | 0 | 0 | 0 | Y | North | FC
SCEC_1_PDRP106 |  |  | SCEC_1_PDRP106 | CISO | N | LA Basin |  |  | DR | OTHER | OTHER | 0.99 | 0 |  |  |  |  | 17 | 22 | [6 empty] | 0.25 | 0 | 0.13 | 0.59 | 0.62 | 0 | 0.25 | 0.42 | 0.14 | 0 | 0 | Y | South | FC
SCEC_1_PDRP107 |  |  | SCEC_1_PDRP107 | CISO | N | LA Basin |  |  | DR | OTHER | OTHER | 9.99 | 0 |  |  |  |  | 17 | 22 | [5 empty] | 0.2 | 0 | 0 | 0 | 0.63 | 0.31 | 0.1 | 0.57 | 1.16 | 0.55 | 0 | 0 | Y | South | FC
SCEC_1_PDRP111 |  |  | SCEC_1_PDRP111 | CISO | N | LA Basin |  |  | DR | OTHER | OTHER | 0.99 | 0 |  |  |  |  | 17 | 22 | [5 empty] | 0.55 | 0.57 | 0.14 | 0.67 | 0.51 | 0.6 | 0.55 | 0 | 0.22 | 0.51 | 0 | 0 | Y | South | FC
SCEC_1_PDRP113 |  |  | SCEC_1_PDRP113 | CISO | N | LA Basin |  |  | DR | OTHER | OTHER | 0.99 | 0 |  |  |  |  | 17 | 22 | [6 empty] | 0.29 | 0 | 0.11 | 0 | 0.41 | 0.1 | 0 | 0.74 | 0.77 | 0 | 0 | Y | South | FC
SCEC_1_PDRP118 |  |  | SCEC_1_PDRP118 | CISO | N | LA Basin |  |  | DR | OTHER | OTHER | 0.99 | 0 |  |  |  |  | 17 | 22 | [5 empty] | 0.55 | 0 | 0.33 | 0.53 | 0.22 | 0.57 | 0.57 | 0.58 | 0 | 0 | 0 | 0 | Y | South | FC
SCEC_1_PDRP120 |  |  | SCEC_1_PDRP120 | CISO | N | LA Basin |  |  | DR | OTHER | OTHER | 0.99 | 0 |  |  |  |  | 17 | 22 | [5 empty] | 0.27 | 0 | 0 | 0 | 0.35 | 0.21 | 0.87 | 0 | 0.17 | 0.45 | 0 | 0 | Y | South | FC
SCEC_1_PDRP126 |  |  | SCEC_1_PDRP126 | CISO | N | LA Basin |  |  | DR | OTHER | OTHER | 0.99 | 0 |  |  |  |  | 17 | 22 | [5 empty] | 0.59 | 0 | 0.18 | 0.46 | 0 | 0.11 | 0.55 | 0.52 | 0.57 | 0 | 0 | 0 | Y | South | FC
SCEC_1_PDRP127 |  |  | SCEC_1_PDRP127 | CISO | N | LA Basin |  |  | DR | OTHER | OTHER | 0.99 | 0 |  |  |  |  | 17 | 22 | [6 empty] | 0.29 | 0 | 0 | 0 | 0.33 | 0 | 0.42 | 0.62 | 0.1 | 0 | 0 | Y | South | FC
SCEC_1_PDRP128 |  |  | SCEC_1_PDRP128 | CISO | N | LA Basin |  |  | DR | OTHER | OTHER | 0.99 | 0 |  |  |  |  | 17 | 22 | [6 empty] | 0.14 | 0.12 | 0 | 0.11 | 0 | 0.73 | 0.89 | 0.49 | 0 | 0 | 0 | Y | South | FC
SCEC_1_PDRP129 |  |  | SCEC_1_PDRP129 | CISO | N | LA Basin |  |  | DR | OTHER | OTHER | 0.99 | 0 |  |  |  |  | 17 | 22 | [5 empty] | 0.28 | 0 | 0.13 | 0 | 0.51 | 0.11 | 0.17 | 0 | 0 | 0 | 0 | 0 | Y | South | FC
SCEC_1_PDRP130 |  |  | SCEC_1_PDRP130 | CISO | N | LA Basin |  |  | DR | OTHER | OTHER | 0.99 | 0 |  |  |  |  | 17 | 22 | [5 empty] | 0.15 | 0.35 | 0.11 | 0.15 | 0.11 | 0.1 | 0.57 | 0 | 0 | 0.99 | 0 | 0 | Y | South | FC
SCEC_1_PDRP132 |  |  | SCEC_1_PDRP132 | CISO | N | LA Basin |  |  | DR | OTHER | OTHER | 0.99 | 0 |  |  |  |  | 17 | 22 | [6 empty] | 0.3 | 0.4 | 0.54 | 0.14 | 0 | 0.56 | 0 | 0.61 | 0.55 | 0 | 0 | Y | South | FC
SCEC_1_PDRP133 |  |  | SCEC_1_PDRP133 | CISO | N | LA Basin |  |  | DR | OTHER | OTHER | 0.99 | 0 |  |  |  |  | 17 | 22 | [6 empty] | 0.14 | 0.12 | 0 | 0.11 | 0.67 | 0.14 | 0 | 0.71 | 0.11 | 0 | 0 | Y | South | FC
SCEC_1_PDRP134 |  |  | SCEC_1_PDRP134 | CISO | N | LA Basin |  |  | DR | OTHER | OTHER | 0.99 | 0 |  |  |  |  | 17 | 22 | [6 empty] | 0.25 | 0 | 0 | 0 | 0 | 0 | 0 | 0.31 | 0 | 0 | 0 | Y | South | FC
SCEC_1_PDRP135 |  |  | SCEC_1_PDRP135 | CISO | N | LA Basin |  |  | DR | OTHER | OTHER | 0.99 | 0 |  |  |  |  | 17 | 22 | [5 empty] | 0.32 | 0.29 | 0.14 | 0 | 0.11 | 0.76 | 0.71 | 0.33 | 0.99 | 0.43 | 0 | 0 | Y | South | FC
SCEC_1_PDRP140 |  |  | SCEC_1_PDRP140 | CISO | N | LA Basin |  |  | DR | OTHER | OTHER | 0.99 | 0 |  |  |  |  | 17 | 22 | [5 empty] | 0.59 | 0 | 0 | 0.42 | 0 | 0.69 | 0 | 0.78 | 0.56 | 0 | 0 | 0 | Y | South | FC
SCEC_1_PDRP141 |  |  | SCEC_1_PDRP141 | CISO | N | LA Basin |  |  | DR | OTHER | OTHER | 0.99 | 0 |  |  |  |  | 17 | 22 | [6 empty] | 0.15 | 0 | 0 | 0 | 0.14 | 0.31 | 0.66 | 0.55 | 0.57 | 0 | 0 | Y | South | FC
SCEC_1_PDRP142 |  |  | SCEC_1_PDRP142 | CISO | N | LA Basin |  |  | DR | OTHER | OTHER | 0.99 | 0 |  |  |  |  | 17 | 22 | [6 empty] | 0.18 | 0.29 | 0.95 | 0.25 | 0.11 | 0.42 | 0.56 | 0.5 | 0.42 | 0 | 0 | Y | South | FC
SCEC_1_PDRP143 |  |  | SCEC_1_PDRP143 | CISO | N | LA Basin |  |  | DR | OTHER | OTHER | 0.99 | 0 |  |  |  |  | 17 | 22 | [6 empty] | 0.58 | 0.14 | 0.63 | 0.48 | 0.35 | 0.32 | 0.61 | 0.63 | 0 | 0 | 0 | Y | South | FC
SCEC_1_PDRP144 |  |  | SCEC_1_PDRP144 | CISO | N | LA Basin |  |  | DR | OTHER | OTHER | 0.99 | 0 |  |  |  |  | 17 | 22 | [6 empty] | 0.25 | 0 | 0.82 | 0.15 | 0 | 0 | 0.8 | 0.11 | 0.14 | 0 | 0 | Y | South | FC
SCEC_1_PDRP145 |  |  | SCEC_1_PDRP145 | CISO | N | LA Basin |  |  | DR | OTHER | OTHER | 0.99 | 0 |  |  |  |  | 17 | 22 | [5 empty] | 0.34 | 0 | 0.38 | 0 | 0.41 | 0 | 0 | 0 | 0.43 | 0 | 0 | 0 | Y | South | FC
SCEC_1_PDRP146 |  |  | SCEC_1_PDRP146 | CISO | N | LA Basin |  |  | DR | OTHER | OTHER | 0.99 | 0 |  |  |  |  | 17 | 22 | [6 empty] | 0.15 | 0 | 0.39 | 0.26 | 0.7 | 0.61 | 0.7 | 0 | 0 | 0 | 0 | Y | South | FC
SCEC_1_PDRP147 |  |  | SCEC_1_PDRP147 | CISO | N | LA Basin |  |  | DR | OTHER | OTHER | 0.99 | 0 |  |  |  |  | 17 | 22 | [6 empty] | 0.19 | 0.12 | 0.57 | 0 | 0 | 0.54 | 0 | 0.19 | 0 | 0 | 0 | Y | South | FC
SCEC_1_PDRP148 |  |  | SCEC_1_PDRP148 | CISO | N | LA Basin |  |  | DR | OTHER | OTHER | 0.99 | 0 |  |  |  |  | 17 | 22 | [5 empty] | 0.57 | 0 | 0.94 | 0.26 | 0.44 | 0.4 | 0.6 | 0.4 | 0 | 0.54 | 0 | 0 | Y | South | FC
SCEC_1_PDRP150 |  |  | SCEC_1_PDRP150 | CISO | N | LA Basin |  |  | DR | OTHER | OTHER | 0.99 | 0 |  |  |  |  | 17 | 22 | [5 empty] | 0.55 | 0.29 | 0 | 0 | 0.51 | 0.23 | 0.4 | 0 | 0.41 | 0 | 0 | 0 | Y | South | FC
SCEC_1_PDRP152 |  |  | SCEC_1_PDRP152 | CISO | N | LA Basin |  |  | DR | OTHER | OTHER | 0.99 | 0 |  |  |  |  | 17 | 22 | [6 empty] | 0.73 | 0 | 0 | 0.47 | 0.56 | 0 | 0 | 0 | 0 | 0 | 0 | Y | South | FC
SCEC_1_PDRP153 |  |  | SCEC_1_PDRP153 | CISO | N | LA Basin |  |  | DR | OTHER | OTHER | 0.99 | 0 |  |  |  |  | 17 | 22 | [6 empty] | 0.29 | 0 | 0 | 0 | 0.55 | 0 | 0.13 | 0 | 0 | 0 | 0 | Y | South | FC
SCEC_1_PDRP159 |  |  | SCEC_1_PDRP159 | CISO | N | LA Basin |  |  | DR | OTHER | OTHER | 0.99 | 0 |  |  |  |  | 17 | 22 | [5 empty] | 0.22 | 0 | 0 | 0.37 | 0 | 0.15 | 0.1 | 0.63 | 0.17 | 0 | 0 | 0 | Y | South | FC
SCEC_1_PDRP162 |  |  | SCEC_1_PDRP162 | CISO | N | LA Basin |  |  | DR | OTHER | OTHER | 9.99 | 0 |  |  |  |  | 17 | 22 | [6 empty] | 0.19 | 0.25 | 0.4 | 2.53 | 0.61 | 0 | 0 | 1.09 | 0 | 0 | 0 | Y | South | FC
SCEC_1_PDRP178 |  |  | SCEC_1_PDRP178 | CISO | N | LA Basin |  |  | DR | OTHER | OTHER | 0.99 | 0 |  |  |  |  | 17 | 22 | [6 empty] | 0.11 | 0 | 0 | 0 | 0.49 | 0.36 | 0 | 0 | 0.62 | 0 | 0 | Y | South | FC
SCEC_1_PDRP179 |  |  | SCEC_1_PDRP179 | CISO | N | LA Basin |  |  | DR | OTHER | OTHER | 0.99 | 0 |  |  |  |  | 17 | 22 | [6 empty] | 0.29 | 0 | 0.23 | 0 | 0 | 0.42 | 0.15 | 0.99 | 0 | 0 | 0 | Y | South | FC
SCEN_6_PDRP105 |  |  | SCEN_6_PDRP105 | CISO | N | Big Creek-Ventura |  |  | DR | OTHER | OTHER | 0.99 | 0 |  |  |  |  | 17 | 22 | [6 empty] | 0.58 | 0 | 0 | 0 | 0 | 0.53 | 0 | 0 | 0 | 0 | 0 | Y | South | FC
SCEN_6_PDRP106 |  |  | SCEN_6_PDRP106 | CISO | N | Big Creek-Ventura |  |  | DR | OTHER | OTHER | 0.99 | 0 |  |  |  |  | 17 | 22 | [6 empty] | 0.15 | 0.38 | 0.95 | 0.11 | 0 | 0.22 | 0 | 0.54 | 0 | 0 | 0 | Y | South | FC
SCEN_6_PDRP58 |  |  | SCEN_6_PDRP58 | CISO | N | Big Creek-Ventura |  |  | DR | OTHER | OTHER | 0.82 | [5 empty] | 17 | 22 | [6 empty] | 0.12 | 0 | 0.82 | 0.11 | 0 | 0.37 | 0.61 | 0 | 0 | 0 | 0 | Y | South | FC
SCEN_6_PDRP62 |  |  | SCEN_6_PDRP62 | CISO | N | Big Creek-Ventura |  |  | DR | OTHER | OTHER | 0.62 | [5 empty] | 17 | 22 | [6 empty] | 0.13 | 0 | 0.28 | 0.25 | 0.62 | 0.28 | 0.1 | 0.11 | 0 | 0 | 0 | Y | South | FC
SCEN_6_PDRP63 |  |  | SCEN_6_PDRP63 | CISO | N | Big Creek-Ventura |  |  | DR | OTHER | OTHER | 0.56 | [5 empty] | 17 | 22 | [6 empty] | 0.12 | 0 | 0 | 0 | 0.18 | 0.56 | 0 | 0.38 | 0.45 | 0 | 0 | Y | South | FC
SCEN_6_PDRP64 |  |  | SCEN_6_PDRP64 | CISO | N | Big Creek-Ventura |  |  | DR | OTHER | OTHER | 1.09 | [5 empty] | 17 | 22 | [6 empty] | 0.51 | 0 | 0 | 0 | 1.09 | 0.58 | 0 | 0.36 | 0.14 | 0 | 0 | Y | South | FC
SCEN_6_PDRP80 |  |  | SCEN_6_PDRP80 | CISO | N | Big Creek-Ventura |  |  | DR | OTHER | OTHER | 0.57 | [5 empty] | 17 | 22 | [5 empty] | 0.56 | 0 | 0 | 0 | 0 | 0.24 | 0 | 0.57 | 0 | 0 | 0 | 0 | Y | South | FC
SCEN_6_PDRP81 |  |  | SCEN_6_PDRP81 | CISO | N | Big Creek-Ventura |  |  | DR | OTHER | OTHER | 0.56 | [5 empty] | 17 | 22 | [5 empty] | 0.56 | 0 | 0 | 0.15 | 0 | 0 | 0.44 | 0.22 | 0.5 | 0 | 0 | 0 | Y | South | FC
SCEN_6_PDRP84 |  |  | SCEN_6_PDRP84 | CISO | N | Big Creek-Ventura |  |  | DR | OTHER | OTHER | 0.66 | [5 empty] | 17 | 22 | [6 empty] | 0.51 | 0 | 0.11 | 0 | 0.48 | 0 | 0.66 | 0 | 0.48 | 0 | 0 | Y | South | FC
SCEN_6_PDRP86 |  |  | SCEN_6_PDRP86 | CISO | N | Big Creek-Ventura |  |  | DR | OTHER | OTHER | 0.3 | [5 empty] | 17 | 22 | [6 empty] | 0.3 | 0.27 | 0 | 0 | 0 | 0.26 | 0.28 | 0 | 0 | 0 | 0 | Y | South | FC
SCEN_6_PDRP87 |  |  | SCEN_6_PDRP87 | CISO | N | Big Creek-Ventura |  |  | DR | OTHER | OTHER | 0.59 | [5 empty] | 17 | 22 | [5 empty] | 0.28 | 0.29 | 0 | 0 | 0.14 | 0 | 0.55 | 0.11 | 0.59 | 0 | 0 | 0 | Y | South | FC
SCEN_6_PDRP88 |  |  | SCEN_6_PDRP88 | CISO | N | Big Creek-Ventura |  |  | DR | OTHER | OTHER | 0.52 | [5 empty] | 17 | 22 | [5 empty] | 0.14 | 0 | 0 | 0 | 0.12 | 0.28 | 0.32 | 0 | 0 | 0.52 | 0 | 0 | Y | South | FC
SCEN_6_PDRP89 |  |  | SCEN_6_PDRP89 | CISO | N | Big Creek-Ventura |  |  | DR | OTHER | OTHER | 0.23 | [5 empty] | 17 | 22 | [6 empty] | 0.13 | 0.16 | 0.11 | 0.11 | 0.22 | 0 | 0.23 | 0 | 0 | 0 | 0 | Y | South | FC
SCEN_6_PDRP91 |  |  | SCEN_6_PDRP91 | CISO | N | Big Creek-Ventura |  |  | DR | OTHER | OTHER | 0.48 | [5 empty] | 17 | 22 | [6 empty] | 0.19 | 0 | 0 | 0 | 0.48 | 0 | 0.28 | 0.36 | 0.1 | 0 | 0 | Y | South | FC
SCEN_6_PDRP94 |  |  | SCEN_6_PDRP94 | CISO | N | Big Creek-Ventura |  |  | DR | OTHER | OTHER | 0.77 | [5 empty] | 17 | 22 | [5 empty] | 0.6 | 0 | 0 | 0.15 | 0 | 0.77 | 0 | 0.5 | 0.62 | 0.17 | 0 | 0 | Y | South | FC
SCEN_6_PDRP96 |  |  | SCEN_6_PDRP96 | CISO | N | Big Creek-Ventura |  |  | DR | OTHER | OTHER | 0.65 | [5 empty] | 17 | 22 | [6 empty] | 0.61 | 0 | 0 | 0.4 | 0 | 0.48 | 0.65 | 0.61 | 0 | 0 | 0 | Y | South | FC
SCEN_6_PDRP98 |  |  | SCEN_6_PDRP98 | CISO | N | Big Creek-Ventura |  |  | DR | OTHER | OTHER | 0.74 | [5 empty] | 17 | 22 | [5 empty] | 0.1 | 0 | 0 | 0.48 | 0 | 0 | 0 | 0.74 | 0.18 | 0.58 | 0 | 0 | Y | South | FC
SCEW_2_PDRP106 |  |  | SCEW_2_PDRP106 | CISO | N | LA Basin |  |  | DR | OTHER | OTHER | 9.99 | 0 |  |  |  |  | 17 | 22 | [6 empty] | 0.12 | 0 | 0.19 | 0.53 | 0.3 | 0.1 | 0.11 | 0 | 0 | 0 | 0 | Y | South | FC
SCEW_2_PDRP107 |  |  | SCEW_2_PDRP107 | CISO | N | LA Basin |  |  | DR | OTHER | OTHER | 0.99 | 0 |  |  |  |  | 17 | 22 | [5 empty] | 0.1 | 0 | 0.16 | 0.16 | 0.29 | 0.1 | 0.56 | 0.65 | 0 | 0 | 0 | 0 | Y | South | FC
SCEW_2_PDRP108 |  |  | SCEW_2_PDRP108 | CISO | N | LA Basin |  |  | DR | OTHER | OTHER | 0.99 | 0 |  |  |  |  | 17 | 22 | [5 empty] | 0.56 | 0 | 0.24 | 0.12 | 0.53 | 0.13 | 0.56 | 0 | 0.17 | 0 | 0 | 0 | Y | South | FC
SCEW_2_PDRP109 |  |  | SCEW_2_PDRP109 | CISO | N | LA Basin |  |  | DR | OTHER | OTHER | 0.99 | 0 |  |  |  |  | 17 | 22 | [5 empty] | 0.56 | 0.29 | 0.11 | 0.3 | 0.22 | 0 | 0.53 | 0.82 | 0 | 0.63 | 0 | 0 | Y | South | FC
SCEW_2_PDRP110 |  |  | SCEW_2_PDRP110 | CISO | N | LA Basin |  |  | DR | OTHER | OTHER | 0.99 | 0 |  |  |  |  | 17 | 22 | [5 empty] | 0.36 | 0.51 | 0 | 0.22 | 0.16 | 0.23 | 0.12 | 0.99 | 0.2 | 0 | 0 | 0 | Y | South | FC
SCEW_2_PDRP111 |  |  | SCEW_2_PDRP111 | CISO | N | LA Basin |  |  | DR | OTHER | OTHER | 0.99 | 0 |  |  |  |  | 17 | 22 | [5 empty] | 0.28 | 0.15 | 0.55 | 0.3 | 0.11 | 0.61 | 0 | 0.55 | 0.58 | 0 | 0 | 0 | Y | South | FC
SCEW_2_PDRP112 |  |  | SCEW_2_PDRP112 | CISO | N | LA Basin |  |  | DR | OTHER | OTHER | 0.99 | 0 |  |  |  |  | 17 | 22 | [5 empty] | 0.1 | 0 | 0.11 | 0 | 0.34 | 0.36 | 0.25 | 0 | 0.99 | 0.79 | 0 | 0 | Y | South | FC
SCEW_2_PDRP116 |  |  | SCEW_2_PDRP116 | CISO | N | LA Basin |  |  | DR | OTHER | OTHER | 0.99 | 0 |  |  |  |  | 17 | 22 | [6 empty] | 0.29 | 0.22 | 0.12 | 0.13 | 0.99 | 0.21 | 0.14 | 0.62 | 0.42 | 0 | 0 | Y | South | FC
SCEW_2_PDRP117 |  |  | SCEW_2_PDRP117 | CISO | N | LA Basin |  |  | DR | OTHER | OTHER | 0.99 | 0 |  |  |  |  | 17 | 22 | [6 empty] | 0.22 | 0.11 | 0.18 | 0.51 | 0.56 | 0.56 | 0.22 | 0.56 | 0 | 0 | 0 | Y | South | FC
SCEW_2_PDRP118 |  |  | SCEW_2_PDRP118 | CISO | N | LA Basin |  |  | DR | OTHER | OTHER | 0.99 | 0 |  |  |  |  | 17 | 22 | [6 empty] | 0.15 | 0.45 | 0 | 0.44 | 0.31 | 0.16 | 0.83 | 0 | 0.99 | 0 | 0 | Y | South | FC
SCEW_2_PDRP119 |  |  | SCEW_2_PDRP119 | CISO | N | LA Basin |  |  | DR | OTHER | OTHER | 0.99 | 0 |  |  |  |  | 17 | 22 | [6 empty] | 0.11 | 0.22 | 0.11 | 0.13 | 0.21 | 0 | 0.25 | 0.11 | 0 | 0 | 0 | Y | South | FC
SCEW_2_PDRP121 |  |  | SCEW_2_PDRP121 | CISO | N | LA Basin |  |  | DR | OTHER | OTHER | 0.99 | 0 |  |  |  |  | 17 | 22 | [5 empty] | 0.52 | 0 | 0 | 0.43 | 0.36 | 0.44 | 0 | 0.26 | 0.19 | 0 | 0 | 0 | Y | South | FC
SCEW_2_PDRP122 |  |  | SCEW_2_PDRP122 | CISO | N | LA Basin |  |  | DR | OTHER | OTHER | 9.99 | 0 |  |  |  |  | 17 | 22 | [5 empty] | 0.22 | 0 | 0 | 0 | 0.51 | 0.15 | 1.06 | 0.12 | 0.59 | 0.15 | 0 | 0 | Y | South | FC
SCEW_2_PDRP125 |  |  | SCEW_2_PDRP125 | CISO | N | LA Basin |  |  | DR | OTHER | OTHER | 0.99 | 0 |  |  |  |  | 17 | 22 | [6 empty] | 0.3 | 0 | 0.29 | 0.13 | 0.56 | 0.57 | 0.1 | 0.29 | 0 | 0 | 0 | Y | South | FC
SCEW_2_PDRP131 |  |  | SCEW_2_PDRP131 | CISO | N | LA Basin |  |  | DR | OTHER | OTHER | 0.99 | 0 |  |  |  |  | 17 | 22 | [6 empty] | 0.35 | 0.11 | 0.12 | 0.44 | 0.92 | 0.71 | 0.69 | 0 | 0.58 | 0 | 0 | Y | South | FC
SCEW_2_PDRP133 |  |  | SCEW_2_PDRP133 | CISO | N | LA Basin |  |  | DR | OTHER | OTHER | 0.99 | 0 |  |  |  |  | 17 | 22 | [6 empty] | 0.3 | 0 | 0.11 | 0 | 0.1 | 0.22 | 0.11 | 0 | 0 | 0 | 0 | Y | South | FC
SCEW_2_PDRP141 |  |  | SCEW_2_PDRP141 | CISO | N | LA Basin |  |  | DR | OTHER | OTHER | 0.99 | 0 |  |  |  |  | 17 | 22 | [6 empty] | 0.12 | 0 | 0 | 0 | 0 | 0.17 | 0.3 | 0.15 | 0 | 0 | 0 | Y | South | FC
SCEW_2_PDRP172 |  |  | SCEW_2_PDRP172 | CISO | N | LA Basin |  |  | DR | OTHER | OTHER | 0.99 | 0 |  |  |  |  | 17 | 22 | [6 empty] | 0.11 | 0.11 | 0.23 | 0.53 | 0.57 | 0 | 0 | 0.39 | 0.12 | 0 | 0 | Y | South | FC
SCEW_2_PDRP173 |  |  | SCEW_2_PDRP173 | CISO | N | LA Basin |  |  | DR | OTHER | OTHER | 0.99 | 0 |  |  |  |  | 17 | 22 | [5 empty] | 0.48 | 0.25 | 0.14 | 0 | 0.28 | 0.21 | 0 | 0.56 | 0.26 | 0.15 | 0 | 0 | Y | South | FC
SCEW_2_PDRP174 |  |  | SCEW_2_PDRP174 | CISO | N | LA Basin |  |  | DR | OTHER | OTHER | 0.99 | 0 |  |  |  |  | 17 | 22 | [6 empty] | 0.16 | 0.42 | 0.21 | 0.17 | 0 | 0.45 | 0.37 | 0.17 | 0.36 | 0 | 0 | Y | South | FC
SCHD_1_PDRP44 |  |  | SCHD_1_PDRP44 | CISO | N | CAISO System |  |  | DR | OTHER | OTHER | 0.57 | [5 empty] | 17 | 22 | [5 empty] | 0.1 | 0 | 0.57 | 0.16 | 0 | 0 | 0 | 0.43 | 0.11 | 0.11 | 0 | 0 | Y | South | FC
SCHD_1_PDRP48 |  |  | SCHD_1_PDRP48 | CISO | N | CAISO System |  |  | DR | OTHER | OTHER | 0.2 | [5 empty] | 17 | 22 | [6 empty] | 0.2 | 0 | 0 | 0.15 | 0 | 0.14 | 0.1 | 0 | 0 | 0 | 0 | Y | South | FC
SCHD_1_PDRP62 |  |  | SCHD_1_PDRP62 | CISO | N | CAISO System |  |  | DR | OTHER | OTHER | 0.33 | [5 empty] | 17 | 22 | [5 empty] | 0.26 | 0.13 | 0 | 0 | 0.33 | 0.1 | 0.12 | 0.21 | 0.12 | 0.1 | 0 | 0 | Y | South | FC
SCNW_6_PDRP42 |  |  | SCNW_6_PDRP42 | CISO | N | Big Creek-Ventura |  |  | DR | OTHER | OTHER | 0.26 | [5 empty] | 17 | 22 | [5 empty] | 0.15 | 0 | 0.11 | 0.11 | 0.16 | 0.26 | 0 | 0.19 | 0 | 0.12 | 0 | 0 | Y | South | FC
SCNW_6_PDRP44 |  |  | SCNW_6_PDRP44 | CISO | N | Big Creek-Ventura |  |  | DR | OTHER | OTHER | 0.51 | [5 empty] | 17 | 22 | [5 empty] | 0.17 | 0 | 0.11 | 0 | 0.14 | 0 | 0.51 | 0 | 0.32 | 0.28 | 0 | 0 | Y | South | FC
SCNW_6_PDRP47 |  |  | SCNW_6_PDRP47 | CISO | N | Big Creek-Ventura |  |  | DR | OTHER | OTHER | 0.45 | [5 empty] | 17 | 22 | [5 empty] | 0.11 | 0 | 0 | 0 | 0.45 | 0.16 | 0 | 0 | 0 | 0.14 | 0 | 0 | Y | South | FC
SCNW_6_PDRP48 |  |  | SCNW_6_PDRP48 | CISO | N | Big Creek-Ventura |  |  | DR | OTHER | OTHER | 0.6 | [5 empty] | 17 | 22 | [6 empty] | 0.2 | 0 | 0 | 0 | 0.6 | 0.13 | 0 | 0.21 | 0.13 | 0 | 0 | Y | South | FC
SCNW_6_PDRP49 |  |  | SCNW_6_PDRP49 | CISO | N | Big Creek-Ventura |  |  | DR | OTHER | OTHER | 0.56 | [5 empty] | 17 | 22 | [5 empty] | 0.12 | 0.12 | 0.11 | 0.13 | 0.5 | 0.23 | 0 | 0 | 0.56 | 0 | 0 | 0 | Y | South | FC
SCNW_6_PDRP50 |  |  | SCNW_6_PDRP50 | CISO | N | Big Creek-Ventura |  |  | DR | OTHER | OTHER | 0.28 | [5 empty] | 17 | 22 | [6 empty] | 0.12 | 0 | 0.15 | 0.18 | 0 | 0.28 | 0 | 0.25 | 0 | 0 | 0 | Y | South | FC
SCNW_6_PDRP51 |  |  | SCNW_6_PDRP51 | CISO | N | Big Creek-Ventura |  |  | DR | OTHER | OTHER | 0.25 | [5 empty] | 17 | 22 | [6 empty] | 0.12 | 0.16 | 0.25 | 0.13 | 0.1 | 0 | 0 | 0 | 0 | 0 | 0 | Y | South | FC
SDG1_1_PDRP100 |  |  | SDG1_1_PDRP100 | CISO | N | San Diego-IV |  |  | DR | OTHER | OTHER | 0.99 | 0 |  |  |  |  | 17 | 22 | [5 empty] | 0.11 | 0 | 0.24 | 0.19 | 0.52 | 0.61 | 0 | 0.26 | 0.14 | 0.14 | 0 | 0 | Y | South | FC
SDG1_1_PDRP102 |  |  | SDG1_1_PDRP102 | CISO | N | San Diego-IV |  |  | DR | OTHER | OTHER | 0.99 | 0 |  |  |  |  | 17 | 22 | [5 empty] | 0.12 | 0.15 | 0.1 | 0.13 | 0.11 | 0.13 | 0 | 0 | 0.99 | 0.32 | 0 | 0 | Y | South | FC
SDG1_1_PDRP103 |  |  | SDG1_1_PDRP103 | CISO | N | San Diego-IV |  |  | DR | OTHER | OTHER | 0.99 | 0 |  |  |  |  | 17 | 22 | [6 empty] | 0.17 | 0 | 0.55 | 0.55 | 0.6 | 0.56 | 0.32 | 0.29 | 0.32 | 0 | 0 | Y | South | FC
SDG1_1_PDRP111 |  |  | SDG1_1_PDRP111 | CISO | N | San Diego-IV |  |  | DR | OTHER | OTHER | 0.99 | 0 |  |  |  |  | 17 | 22 | [6 empty] | 0.14 | 0.2 | 0.16 | 0 | 0.13 | 0.35 | 0 | 0.99 | 0 | 0 | 0 | Y | South | FC
SDG1_1_PDRP113 |  |  | SDG1_1_PDRP113 | CISO | N | San Diego-IV |  |  | DR | OTHER | OTHER | 9.99 | 0 |  |  |  |  | 17 | 22 | [5 empty] | 0.17 | 0.12 | 0.13 | 0.17 | 0.13 | 0.48 | 0 | 0.54 | 0.69 | 0.2 | 0 | 0 | Y | South | FC
SDG1_1_PDRP117 |  |  | SDG1_1_PDRP117 | CISO | N | San Diego-IV |  |  | DR | OTHER | OTHER | 0.99 | 0 |  |  |  |  | 17 | 22 | [6 empty] | 0.13 | 0.1 | 0.32 | 0.16 | 0.15 | 0.14 | 0.1 | 0.17 | 0.13 | 0 | 0 | Y | South | FC
SDG1_1_PDRP119 |  |  | SDG1_1_PDRP119 | CISO | N | San Diego-IV |  |  | DR | OTHER | OTHER | 0.99 | 0 |  |  |  |  | 17 | 22 | [6 empty] | 0.19 | 0.16 | 0.1 | 0.73 | 0.15 | 0.15 | 0.12 | 0.12 | 0 | 0 | 0 | Y | South | FC
SDG1_1_PDRP84 |  |  | SDG1_1_PDRP84 | CISO | N | San Diego-IV |  |  | DR | OTHER | OTHER | 0.6 | [5 empty] | 17 | 22 | [5 empty] | 0.15 | 0 | 0.14 | 0.12 | 0.16 | 0.21 | 0.55 | 0.24 | 0.6 | 0.5 | 0 | 0 | Y | South | FC
SDG1_1_PDRP99 |  |  | SDG1_1_PDRP99 | CISO | N | San Diego-IV |  |  | DR | OTHER | OTHER | 0.96 | [5 empty] | 17 | 22 | [5 empty] | 0.56 | 0.15 | 0.96 | 0 | 0.17 | 0.56 | 0 | 0 | 0 | 0.16 | 0 | 0 | Y | South | FC
PGEB_2_PDRP100 |  |  | PGEB_2_PDRP100 | CISO | N | Bay Area |  |  | DR | OTHER | OTHER | 0.99 | 0 |  |  |  |  | 17 | 22 | [7 empty] | 0.27 | 0.85 | 0.78 | 0.7 | 0.57 | 0 | 0 | 0 | 0 | 0 | Y | North | FC
PGEB_2_PDRP105 |  |  | PGEB_2_PDRP105 | CISO | N | Bay Area |  |  | DR | OTHER | OTHER | 0.99 | 0 |  |  |  |  | 17 | 22 | [7 empty] | 0.23 | 0 | 0 | 0.45 | 0 | 0 | 0.43 | 0.29 | 0 | 0 | Y | North | FC
PGEB_2_PDRP61 |  |  | PGEB_2_PDRP61 | CISO | N | Bay Area |  |  | DR | OTHER | OTHER | 0.86 | [5 empty] | 17 | 22 | [7 empty] | 0.86 | 0 | 0.5 | 0 | 0.58 | 0.51 | 0 | 0 | 0 | 0 | Y | North | FC
PGEB_2_PDRP63 |  |  | PGEB_2_PDRP63 | CISO | N | Bay Area |  |  | DR | OTHER | OTHER | 0.6 | [5 empty] | 17 | 22 | [7 empty] | 0.6 | 0.16 | 0 | 0.19 | 0.17 | 0.14 | 0 | 0.1 | 0 | 0 | Y | North | FC
PGEB_2_PDRP95 |  |  | PGEB_2_PDRP95 | CISO | N | Bay Area |  |  | DR | OTHER | OTHER | 0.59 | [5 empty] | 17 | 22 | [7 empty] | 0.22 | 0 | 0.41 | 0 | 0 | 0.59 | 0.58 | 0 | 0 | 0 | Y | North | FC
PGF1_2_PDRP64 |  |  | PGF1_2_PDRP64 | CISO | N | Fresno |  |  | DR | OTHER | OTHER | 0.46 | [5 empty] | 17 | 22 | [7 empty] | 0.15 | 0 | 0 | 0.46 | 0 | 0 | 0 | 0 | 0 | 0 | Y | North | FC
PGF1_2_PDRP72 |  |  | PGF1_2_PDRP72 | CISO | N | Fresno |  |  | DR | OTHER | OTHER | 0.77 | [5 empty] | 17 | 22 | [7 empty] | 0.13 | 0.77 | 0 | 0.11 | 0.25 | 0 | 0.21 | 0 | 0 | 0 | Y | North | FC
PGF1_2_PDRP79 |  |  | PGF1_2_PDRP79 | CISO | N | Fresno |  |  | DR | OTHER | OTHER | 0.41 | [5 empty] | 17 | 22 | [7 empty] | 0.1 | 0 | 0.11 | 0.41 | 0 | 0 | 0.28 | 0 | 0 | 0 | Y | North | FC
PGF1_2_PDRP87 |  |  | PGF1_2_PDRP87 | CISO | N | Fresno |  |  | DR | OTHER | OTHER | 0.99 | [5 empty] | 17 | 22 | [7 empty] | 0.5 | 0 | 0 | 0.55 | 0 | 0.29 | 0.99 | 0.15 | 0 | 0 | Y | North | FC
PGKN_2_PDRP43 |  |  | PGKN_2_PDRP43 | CISO | N | Kern |  |  | DR | OTHER | OTHER | 0.42 | [5 empty] | 17 | 22 | [7 empty] | 0.11 | 0.1 | 0.1 | 0 | 0.12 | 0.42 | 0 | 0 | 0 | 0 | Y | North | FC
PGNB_2_PDRP30 |  |  | PGNB_2_PDRP30 | CISO | N | NCNB |  |  | DR | OTHER | OTHER | 0.16 | [5 empty] | 17 | 22 | [7 empty] | 0.14 | 0 | 0.12 | 0 | 0 | 0.16 | 0 | 0 | 0 | 0 | Y | North | FC
PGNC_1_PDRP18 |  |  | PGNC_1_PDRP18 | CISO | N | NCNB |  |  | DR | OTHER | OTHER | 0.52 | [5 empty] | 17 | 22 | [7 empty] | 0.52 | 0 | 0 | 0 | 0 | 0 | 0 | 0 | 0 | 0 | Y | North | FC
PGNP_2_PDRP42 |  |  | PGNP_2_PDRP42 | CISO | N | CAISO System |  |  | DR | OTHER | OTHER | 0.53 | [5 empty] | 17 | 22 | [7 empty] | 0.1 | 0.1 | 0.14 | 0.53 | 0.12 | 0 | 0 | 0 | 0 | 0 | Y | North | FC
PGNP_2_PDRP46 |  |  | PGNP_2_PDRP46 | CISO | N | CAISO System |  |  | DR | OTHER | OTHER | 0.76 | [5 empty] | 17 | 22 | [7 empty] | 0.76 | 0.15 | 0 | 0.11 | 0.29 | 0 | 0.1 | 0.19 | 0 | 0 | Y | North | FC
PGP2_2_PDRP60 |  |  | PGP2_2_PDRP60 | CISO | N | Bay Area |  |  | DR | OTHER | OTHER | 0.21 | [5 empty] | 17 | 22 | [7 empty] | 0.2 | 0.14 | 0 | 0 | 0.21 | 0 | 0.12 | 0 | 0 | 0 | Y | North | FC
PGP2_2_PDRP65 |  |  | PGP2_2_PDRP65 | CISO | N | Bay Area |  |  | DR | OTHER | OTHER | 0.47 | [5 empty] | 17 | 22 | [7 empty] | 0.15 | 0 | 0.47 | 0.1 | 0 | 0 | 0 | 0 | 0 | 0 | Y | North | FC
PGSB_1_PDRP74 |  |  | PGSB_1_PDRP74 | CISO | N | Bay Area |  |  | DR | OTHER | OTHER | 0.6 | [5 empty] | 17 | 22 | [7 empty] | 0.18 | 0 | 0 | 0 | 0.6 | 0 | 0 | 0 | 0 | 0 | Y | North | FC
PGSB_1_PDRP89 |  |  | PGSB_1_PDRP89 | CISO | N | Bay Area |  |  | DR | OTHER | OTHER | 0.12 | [5 empty] | 17 | 22 | [7 empty] | 0.1 | 0.1 | 0.12 | 0.12 | 0.11 | 0.12 | 0 | 0 | 0 | 0 | Y | North | FC
PGST_2_PDRP35 |  |  | PGST_2_PDRP35 | CISO | N | Stockton |  |  | DR | OTHER | OTHER | 0.36 | [5 empty] | 17 | 22 | [7 empty] | 0.1 | 0 | 0.17 | 0 | 0.12 | 0.11 | 0.18 | 0.36 | 0 | 0 | Y | North | FC
PGST_2_PDRP38 |  |  | PGST_2_PDRP38 | CISO | N | Stockton |  |  | DR | OTHER | OTHER | 0.44 | [5 empty] | 17 | 22 | [7 empty] | 0.19 | 0 | 0.44 | 0.13 | 0 | 0 | 0 | 0 | 0 | 0 | Y | North | FC
PGZP_2_PDRP24 |  |  | PGZP_2_PDRP24 | CISO | N | CAISO System |  |  | DR | OTHER | OTHER | 0.15 | [5 empty] | 17 | 22 | [7 empty] | 0.15 | 0 | 0.11 | 0 | 0 | 0 | 0.13 | 0.12 | 0 | 0 | Y | North | FC
PGZP_2_PDRP37 |  |  | PGZP_2_PDRP37 | CISO | N | CAISO System |  |  | DR | OTHER | OTHER | 0.56 | [5 empty] | 17 | 22 | [7 empty] | 0.1 | 0.37 | 0.15 | 0 | 0 | 0.12 | 0.11 | 0.56 | 0 | 0 | Y | North | FC
SCEC_1_PDRP122 |  |  | SCEC_1_PDRP122 | CISO | N | LA Basin |  |  | DR | OTHER | OTHER | 0.99 | 0 |  |  |  |  | 17 | 22 | [7 empty] | 0.37 | 0 | 0.8 | 0 | 0 | 0.62 | 0 | 0 | 0 | 0 | Y | South | FC
SCEC_1_PDRP136 |  |  | SCEC_1_PDRP136 | CISO | N | LA Basin |  |  | DR | OTHER | OTHER | 0.99 | 0 |  |  |  |  | 17 | 22 | [7 empty] | 0.32 | 0.2 | 0 | 0.1 | 0.43 | 0 | 0.43 | 0.49 | 0 | 0 | Y | South | FC
SCEC_1_PDRP138 |  |  | SCEC_1_PDRP138 | CISO | N | LA Basin |  |  | DR | OTHER | OTHER | 0.99 | 0 |  |  |  |  | 17 | 22 | [7 empty] | 0.19 | 0 | 0.86 | 0.55 | 0.51 | 0 | 0 | 0 | 0 | 0 | Y | South | FC
SCEC_1_PDRP139 |  |  | SCEC_1_PDRP139 | CISO | N | LA Basin |  |  | DR | OTHER | OTHER | 0.99 | 0 |  |  |  |  | 17 | 22 | [7 empty] | 0.66 | 0 | 0.44 | 0.63 | 0 | 0.16 | 0 | 0.4 | 0 | 0 | Y | South | FC
SCEC_1_PDRP155 |  |  | SCEC_1_PDRP155 | CISO | N | LA Basin |  |  | DR | OTHER | OTHER | 0.99 | 0 |  |  |  |  | 17 | 22 | [7 empty] | 0.25 | 0.49 | 0 | 0.18 | 0 | 0.53 | 0 | 0.37 | 0 | 0 | Y | South | FC
SCEC_1_PDRP158 |  |  | SCEC_1_PDRP158 | CISO | N | LA Basin |  |  | DR | OTHER | OTHER | 0.99 | 0 |  |  |  |  | 17 | 22 | [7 empty] | 0.17 | 0 | 0 | 0.11 | 0 | 0 | 0 | 0 | 0 | 0 | Y | South | FC
SCEC_1_PDRP161 |  |  | SCEC_1_PDRP161 | CISO | N | LA Basin |  |  | DR | OTHER | OTHER | 9.99 | 0 |  |  |  |  | 17 | 22 | [7 empty] | 0.11 | 0.35 | 1.01 | 1.52 | 0 | 0 | 0.13 | 0.56 | 0 | 0 | Y | South | FC
SCEC_1_PDRP181 |  |  | SCEC_1_PDRP181 | CISO | N | LA Basin |  |  | DR | OTHER | OTHER | 0.99 | 0 |  |  |  |  | 17 | 22 | [7 empty] | 0.74 | 0.8 | 0.16 | 0 | 0.57 | 0.4 | 0.21 | 0.99 | 0 | 0 | Y | South | FC
SCEN_6_PDRP60 |  |  | SCEN_6_PDRP60 | CISO | N | Big Creek-Ventura |  |  | DR | OTHER | OTHER | 0.59 | [5 empty] | 17 | 22 | [7 empty] | 0.53 | 0 | 0 | 0.26 | 0 | 0 | 0.59 | 0.51 | 0 | 0 | Y | South | FC
SCEN_6_PDRP65 |  |  | SCEN_6_PDRP65 | CISO | N | Big Creek-Ventura |  |  | DR | OTHER | OTHER | 0.54 | [5 empty] | 17 | 22 | [7 empty] | 0.11 | 0 | 0.51 | 0.54 | 0.22 | 0 | 0 | 0.5 | 0 | 0 | Y | South | FC
SCEN_6_PDRP76 |  |  | SCEN_6_PDRP76 | CISO | N | Big Creek-Ventura |  |  | DR | OTHER | OTHER | 0.73 | [5 empty] | 17 | 22 | [7 empty] | 0.12 | 0.27 | 0 | 0.73 | 0.49 | 0 | 0.55 | 0.1 | 0 | 0 | Y | South | FC
SCEN_6_PDRP95 |  |  | SCEN_6_PDRP95 | CISO | N | Big Creek-Ventura |  |  | DR | OTHER | OTHER | 0.58 | [5 empty] | 17 | 22 | [7 empty] | 0.21 | 0 | 0 | 0 | 0 | 0.51 | 0.58 | 0.58 | 0 | 0 | Y | South | FC
SCEW_2_PDRP124 |  |  | SCEW_2_PDRP124 | CISO | N | LA Basin |  |  | DR | OTHER | OTHER | 0.99 | 0 |  |  |  |  | 17 | 22 | [7 empty] | 0.12 | 0 | 0.44 | 0.48 | 0 | 0.22 | 0.99 | 0 | 0 | 0 | Y | South | FC
SCHD_1_PDRP42 |  |  | SCHD_1_PDRP42 | CISO | N | CAISO System |  |  | DR | OTHER | OTHER | 0.45 | [5 empty] | 17 | 22 | [7 empty] | 0.12 | 0 | 0.11 | 0.43 | 0.16 | 0 | 0.45 | 0 | 0 | 0 | Y | South | FC
SCHD_1_PDRP63 |  |  | SCHD_1_PDRP63 | CISO | N | CAISO System |  |  | DR | OTHER | OTHER | 0.28 | [5 empty] | 17 | 22 | [7 empty] | 0.14 | 0.11 | 0 | 0.15 | 0.13 | 0.28 | 0 | 0 | 0 | 0 | Y | South | FC
SCNW_6_PDRP41 |  |  | SCNW_6_PDRP41 | CISO | N | Big Creek-Ventura |  |  | DR | OTHER | OTHER | 0.52 | [5 empty] | 17 | 22 | [7 empty] | 0.15 | 0 | 0 | 0 | 0 | 0.51 | 0 | 0.52 | 0 | 0 | Y | South | FC
SCNW_6_PDRP46 |  |  | SCNW_6_PDRP46 | CISO | N | Big Creek-Ventura |  |  | DR | OTHER | OTHER | 0.23 | [5 empty] | 17 | 22 | [7 empty] | 0.14 | 0.14 | 0 | 0.11 | 0.19 | 0 | 0 | 0.23 | 0 | 0 | Y | South | FC
SDG1_1_PDRP101 |  |  | SDG1_1_PDRP101 | CISO | N | San Diego-IV |  |  | DR | OTHER | OTHER | 0.99 | 0 |  |  |  |  | 17 | 22 | [7 empty] | 0.29 | 0 | 0 | 0.36 | 0.25 | 0 | 0.43 | 0.17 | 0 | 0 | Y | South | FC
SDG1_1_PDRP105 |  |  | SDG1_1_PDRP105 | CISO | N | San Diego-IV |  |  | DR | OTHER | OTHER | 0.99 | 0 |  |  |  |  | 17 | 22 | [7 empty] | 0.13 | 0.1 | 0.11 | 0.12 | 0.32 | 0.64 | 0.13 | 0 | 0 | 0 | Y | South | FC
SDG1_1_PDRP88 |  |  | SDG1_1_PDRP88 | CISO | N | San Diego-IV |  |  | DR | OTHER | OTHER | 0.68 | [5 empty] | 17 | 22 | [7 empty] | 0.22 | 0 | 0.42 | 0.68 | 0.11 | 0.48 | 0 | 0 | 0 | 0 | Y | South | FC
SDG1_1_PDRP96 |  |  | SDG1_1_PDRP96 | CISO | N | San Diego-IV |  |  | DR | OTHER | OTHER | 0.73 | [5 empty] | 17 | 22 | [7 empty] | 0.11 | 0.14 | 0.73 | 0.24 | 0 | 0.18 | 0.2 | 0.61 | 0 | 0 | Y | South | FC
SDG1_1_PDRP97 |  |  | SDG1_1_PDRP97 | CISO | N | San Diego-IV |  |  | DR | OTHER | OTHER | 0.57 | [5 empty] | 17 | 22 | [7 empty] | 0.1 | 0.1 | 0.19 | 0.11 | 0 | 0 | 0.57 | 0 | 0 | 0 | Y | South | FC
SDG1_1_PDRP98 |  |  | SDG1_1_PDRP98 | CISO | N | San Diego-IV |  |  | DR | OTHER | OTHER | 0.84 | [5 empty] | 17 | 22 | [7 empty] | 0.84 | 0.7 | 0.18 | 0.11 | 0.13 | 0.67 | 0.36 | 0.45 | 0 | 0 | Y | South | FC
FILIPPI_2_QZSBTX |  | FILIPPI_2_QZSSRX | Quartzite Solar 8 BESS | CISO | N | CAISO System |  |  | Paired_BattStorage | OTHER | LESR | 150 | 150 | 0.8 | 600 | 600 | 1 | 1 | 24 | 4 | 300 | FALSE | 300 | 2 |  | 150 | 150 | 150 | 150 | 150 | 150 | 150 | 150 | 150 | 150 | 150 | Y | South | ID | 1 | Q1198, Q1526 - 150 MW 600 MWh battery part of 300 MW solar with 150 MW battery - Max at POI 300 MWs FCDS - co-located with FILIPPI_2_QZSSRX - Waiting for ELM.
FILIPPI_2_QZSSRX |  | FILIPPI_2_QZSBTX | Quartzite Solar 8 | CISO | N | CAISO System |  |  | Paired_Solar_1Axis | PHOTO VOLTAIC | SUN | 300 | 300 |  |  |  |  | 1 | 24 | 24 | 300 |  |  |  |  | 0.1 | 0.1 | 1.43 | 9.65 | 127.57 | 150 | 60.89 | 116.87 | 0.53 | 0.1 | 0.1 | N | South | ID | 1 | Q1198, Q1526 - 300 MW solar part of 300 MW solar with 150 MW battery - Max at POI 300 MWs FCDS - co-located with FILIPPI_2_QZSBTX - Waiting for ELM - Normal FC
HAMLIN_1_BMSBT2 | HAMLIN_1_BMSBT2_SUN |  | Baldy Mesa SP | CISO | N | CAISO System |  |  | Hybrid_Solar_1Axis | PHOTO VOLTAIC | HYBD | 50 | 50 |  |  |  |  | 1 | 24 | 24 | 50 |  | 50 | 2 |  | 0.1 | 0.1 | 0.24 | 1.61 | 22.9788 | 28.6871 | 14.4381 | 21.8975 | 0.1 | 0.1 | 0.1 | Y | South | ID | 1 | Q1413-Q1519 - 50 MW solar with 25 MW -100 MWh battery with 50 MW Max at POI - with no grid-charging restrictions - Waiting for Mojave Desert RAS and Nort of Lugo C-RAS - Beyond the first 100 MW solar is using interim deliverability from future battery.
HAMLIN_1_BMSBT2 | HAMLIN_1_BMSBT2_LESR |  | Baldy Mesa SP | CISO | N | CAISO System |  |  | Hybrid_BattStorage | PHOTO VOLTAIC | HYBD | 25 | 50 | 0.8 | 100 | 100 | 1 | 1 | 24 | 4 | 50 | TRUE | 50 | 2 |  | 25 | 25 | 25 | 25 | 25 | 21.3129 | 25 | 25 | 25 | 25 | 25 | Y | South | ID | 1 | Q1413-Q1519 - 50 MW solar with 25 MW -100 MWh battery with 50 MW Max at POI - with no grid-charging restrictions - Waiting for Mojave Desert RAS and Nort of Lugo C-RAS - Beyond the first 100 MW solar is using interim deliverability from future battery.
SANDRN_2_SS1SR1 |  |  | Sandrini Sol 1 | CISO | N | CAISO System |  |  | Solar_1Axis | PHOTO VOLTAIC | SUN | 100 | 100 |  |  |  |  | 1 | 24 | 24 |  |  |  |  | 0.1 | 0.1 | 0.1 | 1.36 | 7.03 | 56.7 | 72.97 | 26.72 | 47.51 | 0.38 | 0.1 | 0.1 | N | North | FC |  | Q1397 - 100 MW solar EO part of 100 MW EO solar with 92 MW battery FC - Max at POI 100 MW. For 2025 temporarily using deliverability from the battery component.
SCARLT_2_SS2BT1 |  | SCARLT_2_SS2SR1 | Scarlet Solar 2 BESS | CISO | N | Fresno |  |  | Paired_BattStorage | OTHER | LESR | 150 | 150 | 0.8 | 600 | 600 | 1 | 1 | 24 | 4 | 400 | FALSE | 300 | 1 | 150 | 150 | 150 | 150 | 150 | 150 | 150 | 150 | 150 | 150 | 150 | 150 | Y | North | ID | 1 | Q1135 - Group name SCARLET_1135_3 - Max to grid 200 MW - 150 MW battery co-located with 200 MW solar - Waiting for Bellota-Warnerville 230 kV reconductoring, Reconductor Panoche-Padre Flat 230 kV, QC8RAS-08 RAS and possibly other - Max to grid 400 MW
CABLRO_2_CBSBT1 |  |  | Caballero Storage | CISO | N | CAISO System |  |  | Battery Storage | OTHER | LESR | 99.7 | 99.7 | 0.8 | 398.8 | 398.8 | 1 | 1 | 24 | 4 |  | TRUE | 199.4 | 2 |  |  | 99.7 | 99.7 | 99.7 | 99.7 | 99.7 | 99.7 | 99.7 | 99.7 | 99.7 | 99.7 | Y | North | FC
PGCC_1_PDRP02 |  |  | PGCC_1_PDRP02 | CISO | N | Bay Area |  |  | DR | OTHER | OTHER | 0.8 | [5 empty] | 17 | 22 | [7 empty] | 0.34 | 0.8 | 0 | 0 | 0 | 0 | 0 | 0 | 0 | 0 | Y | North | FC
PGCC_1_PDRP20 |  |  | PGCC_1_PDRP20 | CISO | N | Bay Area |  |  | DR | OTHER | OTHER | 0.33 | [5 empty] | 17 | 22 | [8 empty] | 0.1 | 0 | 0.2 | 0.1 | 0.33 | 0.31 | 0 | 0 | 0 | Y | North | FC
PGCC_1_PDRP41 |  |  | VLTS_PDR_PGCC_03 | CISO | N | Bay Area |  |  | DR | OTHER | OTHER | 3.61 | [5 empty] | 17 | 22 | [8 empty] | 0.75 | 0.75 | 0.75 | 0.21 | 0.48 | 3.61 | 0 | 0 | 0 | Y | North | FC
PGEB_2_PDRP101 |  |  | PGEB_2_PDRP101 | CISO | N | Bay Area |  |  | DR | OTHER | OTHER | 0.99 | 0 |  |  |  |  | 17 | 22 | [8 empty] | 0.53 | 0 | 0.12 | 0 | 0.24 | 0.18 | 0 | 0 | 0 | Y | North | FC
PGEB_2_PDRP104 |  |  | PGEB_2_PDRP104 | CISO | N | Bay Area |  |  | DR | OTHER | OTHER | 0.99 | 0 |  |  |  |  | 17 | 22 | [8 empty] | 0.8 | 0 | 0 | 0.12 | 0.23 | 0.14 | 0 | 0 | 0 | Y | North | FC
PGEB_2_PDRP68 |  |  | PGEB_2_PDRP68 | CISO | N | Bay Area |  |  | DR | OTHER | OTHER | 0.57 | [5 empty] | 17 | 22 | [8 empty] | 0.22 | 0 | 0 | 0 | 0.57 | 0 | 0 | 0 | 0 | Y | North | FC
PGEB_2_PDRP83 |  |  | PGEB_2_PDRP83 | CISO | N | Bay Area |  |  | DR | OTHER | OTHER | 0.39 | [5 empty] | 17 | 22 | [8 empty] | 0.1 | 0 | 0 | 0.17 | 0 | 0.39 | 0 | 0 | 0 | Y | North | FC
PGEB_2_PDRP93 |  |  | VLTS_PDR_PGEB_1 | CISO | N | Bay Area |  |  | DR | OTHER | OTHER | 0.53 | [5 empty] | 17 | 22 | [8 empty] | 0.53 | 0.53 | 0.53 | 0.11 | 0.11 | 0.11 | 0 | 0 | 0 | Y | North | FC
PGEB_2_PDRP97 |  |  | PGEB_2_PDRP97 | CISO | N | Bay Area |  |  | DR | OTHER | OTHER | 0.94 | [5 empty] | 17 | 22 | [8 empty] | 0.94 | 0 | 0.12 | 0 | 0 | 0 | 0 | 0 | 0 | Y | North | FC
PGF1_2_PDRP111 |  |  | VLTS_PDR_PGF1_03 | CISO | N | Fresno |  |  | DR | OTHER | OTHER | 9.9 | 0 |  |  |  |  | 17 | 22 | [8 empty] | 1.07 | 1.07 | 1.07 | 1.6 | 0 | 0 | 0 | 0 | 0 | Y | North | FC
PGF1_2_PDRP116 |  |  | VLTS_PDR_PGF1_04 | CISO | N | Fresno |  |  | DR | OTHER | OTHER | 9.9 | 0 |  |  |  |  | 17 | 22 | [8 empty] | 0.21 | 0.21 | 0.21 | 0.21 | 0.53 | 0.32 | 0 | 0 | 0 | Y | North | FC
PGF1_2_PDRP69 |  |  | PGF1_2_PDRP69 | CISO | N | Fresno |  |  | DR | OTHER | OTHER | 0.54 | [5 empty] | 17 | 22 | [8 empty] | 0.2 | 0.23 | 0 | 0.54 | 0 | 0.11 | 0.1 | 0 | 0 | Y | North | FC
PGF1_2_PDRP74 |  |  | PGF1_2_PDRP74 | CISO | N | Fresno |  |  | DR | OTHER | OTHER | 0.55 | [5 empty] | 17 | 22 | [8 empty] | 0.19 | 0.14 | 0.55 | 0.45 | 0.13 | 0.14 | 0 | 0 | 0 | Y | North | FC
PGF1_2_PDRP76 |  |  | PGF1_2_PDRP76 | CISO | N | Fresno |  |  | DR | OTHER | OTHER | 0.51 | [5 empty] | 17 | 22 | [8 empty] | 0.11 | 0.1 | 0.31 | 0.51 | 0.37 | 0 | 0.46 | 0 | 0 | Y | North | FC
PGF1_2_PDRP85 |  |  | PGF1_2_PDRP85 | CISO | N | Fresno |  |  | DR | OTHER | OTHER | 0.47 | [5 empty] | 17 | 22 | [8 empty] | 0.47 | 0.39 | 0 | 0.11 | 0 | 0.29 | 0.28 | 0 | 0 | Y | North | FC
PGF1_2_PDRP96 |  |  | PGF1_2_PDRP96 | CISO | N | Fresno |  |  | DR | OTHER | OTHER | 0.16 | [5 empty] | 17 | 22 | [8 empty] | 0.11 | 0 | 0 | 0 | 0.16 | 0.13 | 0 | 0 | 0 | Y | North | FC
PGFG_1_PDRP20 |  |  | PGFG_1_PDRP20 | CISO | N | NCNB |  |  | DR | OTHER | OTHER | 0.26 | [5 empty] | 17 | 22 | [8 empty] | 0.23 | 0 | 0 | 0.11 | 0.26 | 0 | 0.25 | 0 | 0 | Y | North | FC
PGKN_2_PDRP33 |  |  | PGKN_2_PDRP33 | CISO | N | Kern |  |  | DR | OTHER | OTHER | 0.21 | [5 empty] | 17 | 22 | [8 empty] | 0.12 | 0 | 0 | 0.15 | 0 | 0 | 0.21 | 0 | 0 | Y | North | FC
PGNB_2_PDRP27 |  |  | PGNB_2_PDRP27 | CISO | N | NCNB |  |  | DR | OTHER | OTHER | 0.17 | [5 empty] | 17 | 22 | [8 empty] | 0.12 | 0 | 0.12 | 0.17 | 0 | 0 | 0 | 0 | 0 | Y | North | FC
PGNC_1_PDRP01 |  |  | PGNC_1_PDRP01 | CISO | N | NCNB |  |  | DR | OTHER | OTHER | 0.9 | [5 empty] | 17 | 22 | [7 empty] | 0.9 | 0.58 | 0 | 0 | 0 | 0 | 0 | 0 | 0 | 0 | Y | North | FC
PGNP_2_PDRP02 |  |  | PGNP_2_PDRP02 | CISO | N | CAISO System |  |  | DR | OTHER | OTHER | 1 | [5 empty] | 17 | 22 | [7 empty] | 1 | 0.4 | 0 | 0 | 0 | 0 | 0 | 0 | 0 | 0 | Y | North | FC
PGNP_2_PDRP39 |  |  | VLTS_PDR_PGNP_02 | CISO | N | CAISO System |  |  | DR | OTHER | OTHER | 2.67 | [5 empty] | 17 | 22 | [8 empty] | 2.13 | 2.13 | 2.13 | 2.67 | 0.53 | 0.11 | 0 | 0 | 0 | Y | North | FC
PGP2_2_PDRP55 |  |  | PGP2_2_PDRP55 | CISO | N | Bay Area |  |  | DR | OTHER | OTHER | 0.31 | [5 empty] | 17 | 22 | [8 empty] | 0.15 | 0.31 | 0.24 | 0 | 0 | 0.15 | 0 | 0 | 0 | Y | North | FC
PGP2_2_PDRP58 |  |  | PGP2_2_PDRP58 | CISO | N | Bay Area |  |  | DR | OTHER | OTHER | 1.26 | [5 empty] | 17 | 22 | [8 empty] | 0.11 | 0.11 | 0.11 | 0.32 | 0.64 | 1.26 | 0 | 0 | 0 | Y | North | FC
PGP2_2_PDRP61 |  |  | PGP2_2_PDRP61 | CISO | N | Bay Area |  |  | DR | OTHER | OTHER | 0.73 | [5 empty] | 17 | 22 | [8 empty] | 0.34 | 0 | 0.73 | 0.22 | 0 | 0 | 0.13 | 0 | 0 | Y | North | FC
PGP2_2_PDRP62 |  |  | PGP2_2_PDRP62 | CISO | N | Bay Area |  |  | DR | OTHER | OTHER | 0.18 | [5 empty] | 17 | 22 | [8 empty] | 0.18 | 0 | 0 | 0 | 0 | 0 | 0.12 | 0 | 0 | Y | North | FC
PGSB_1_PDRP101 |  |  | VLTS_PDR_PGSB_04 | CISO | N | Bay Area |  |  | DR | OTHER | OTHER | 9.95 | 0 |  |  |  |  | 17 | 22 | [8 empty] | 0.75 | 0.75 | 0.75 | 0.85 | 1.28 | 3.23 | 0 | 0 | 0 | Y | North | FC
PGSB_1_PDRP111 |  |  | VLTS_PDR_PGSB_05 | CISO | N | Bay Area |  |  | DR | OTHER | OTHER | 3 | 0 |  |  |  |  | 17 | 22 | [8 empty] | 0.32 | 0.32 | 0.32 | 0.11 | 0.27 | 0.14 | 0 | 0 | 0 | Y | North | FC
PGSB_1_PDRP60 |  |  | PGSB_1_PDRP60 | CISO | N | Bay Area |  |  | DR | OTHER | OTHER | 0.54 | [5 empty] | 17 | 22 | [8 empty] | 0.16 | 0 | 0.13 | 0.12 | 0.54 | 0.12 | 0 | 0 | 0 | Y | North | FC
PGSB_1_PDRP63 |  |  | PGSB_1_PDRP63 | CISO | N | Bay Area |  |  | DR | OTHER | OTHER | 0.9 | [5 empty] | 17 | 22 | [8 empty] | 0.2 | 0.17 | 0.19 | 0.58 | 0.22 | 0 | 0.9 | 0 | 0 | Y | North | FC
PGSB_1_PDRP66 |  |  | PGSB_1_PDRP66 | CISO | N | Bay Area |  |  | DR | OTHER | OTHER | 0.57 | [5 empty] | 17 | 22 | [8 empty] | 0.1 | 0.11 | 0.11 | 0.57 | 0 | 0.36 | 0 | 0 | 0 | Y | North | FC
PGSB_1_PDRP83 |  |  | PGSB_1_PDRP83 | CISO | N | Bay Area |  |  | DR | OTHER | OTHER | 0.91 | [5 empty] | 17 | 22 | [8 empty] | 0.23 | 0.5 | 0.56 | 0.15 | 0.37 | 0 | 0.91 | 0 | 0 | Y | North | FC
PGSB_1_PDRP91 |  |  | PGSB_1_PDRP91 | CISO | N | Bay Area |  |  | DR | OTHER | OTHER | 0.61 | [5 empty] | 17 | 22 | [8 empty] | 0.14 | 0 | 0.61 | 0 | 0.11 | 0.57 | 0.31 | 0 | 0 | Y | North | FC
PGSB_1_PDRP94 |  |  | PGSB_1_PDRP94 | CISO | N | Bay Area |  |  | DR | OTHER | OTHER | 0.32 | [5 empty] | 17 | 22 | [8 empty] | 0.32 | 0 | 0 | 0 | 0.19 | 0 | 0 | 0 | 0 | Y | North | FC
PGSB_1_PDRP95 |  |  | PGSB_1_PDRP95 | CISO | N | Bay Area |  |  | DR | OTHER | OTHER | 0.37 | [5 empty] | 17 | 22 | [8 empty] | 0.37 | 0 | 0.18 | 0.19 | 0.15 | 0.1 | 0.1 | 0 | 0 | Y | North | FC
PGSF_2_PDRP49 |  |  | VLTS_PDR_PGSF_1 | CISO | N | Bay Area |  |  | DR | OTHER | OTHER | 0.53 | [5 empty] | 17 | 22 | [8 empty] | 0.11 | 0.11 | 0.11 | 0.21 | 0.53 | 0.3 | 0 | 0 | 0 | Y | North | FC
PGSF_2_PDRP53 |  |  | PGSF_2_PDRP53 | CISO | N | Bay Area |  |  | DR | OTHER | OTHER | 0.43 | [5 empty] | 17 | 22 | [8 empty] | 0.1 | 0.43 | 0 | 0 | 0 | 0 | 0.18 | 0 | 0 | Y | North | FC
PGSI_1_PDRP40 |  |  | PGSI_1_PDRP40 | CISO | N | Sierra |  |  | DR | OTHER | OTHER | 0.64 | [5 empty] | 17 | 22 | [8 empty] | 0.1 | 0 | 0.64 | 0.16 | 0.12 | 0.11 | 0 | 0 | 0 | Y | North | FC
PGSI_1_PDRP48 |  |  | PGSI_1_PDRP48 | CISO | N | Sierra |  |  | DR | OTHER | OTHER | 0.56 | [5 empty] | 17 | 22 | [8 empty] | 0.2 | 0 | 0.15 | 0.1 | 0.11 | 0.56 | 0 | 0 | 0 | Y | North | FC
PGST_2_PDRP33 |  |  | PGST_2_PDRP33 | CISO | N | Stockton |  |  | DR | OTHER | OTHER | 0.25 | [5 empty] | 17 | 22 | [8 empty] | 0.25 | 0.15 | 0 | 0 | 0.12 | 0.12 | 0.13 | 0 | 0 | Y | North | FC
PGST_2_PDRP39 |  |  | PGST_2_PDRP39 | CISO | N | Stockton |  |  | DR | OTHER | OTHER | 0.35 | [5 empty] | 17 | 22 | [8 empty] | 0.1 | 0 | 0.18 | 0.15 | 0.35 | 0 | 0 | 0 | 0 | Y | North | FC
PGST_2_PDRP40 |  |  | VLTS_PDR_PGST_2 | CISO | N | Stockton |  |  | DR | OTHER | OTHER | 0.34 | [5 empty] | 17 | 22 | [8 empty] | 0.21 | 0.21 | 0.21 | 0.21 | 0.21 | 0.34 | 0 | 0 | 0 | Y | North | FC
PGZP_2_PDRP36 |  |  | PGZP_2_PDRP36 | CISO | N | CAISO System |  |  | DR | OTHER | OTHER | 0.21 | [5 empty] | 17 | 22 | [8 empty] | 0.1 | 0.1 | 0.21 | 0 | 0 | 0 | 0 | 0 | 0 | Y | North | FC
PGZP_2_PDRP41 |  |  | PGZP_2_PDRP41 | CISO | N | CAISO System |  |  | DR | OTHER | OTHER | 0.13 | [5 empty] | 17 | 22 | [8 empty] | 0.11 | 0.13 | 0 | 0 | 0 | 0 | 0.1 | 0 | 0 | Y | North | FC
PGZP_2_PDRP50 |  |  | VLTS_PDR_PGZP_02 | CISO | N | CAISO System |  |  | DR | OTHER | OTHER | 3.73 | [5 empty] | 17 | 22 | [8 empty] | 0.85 | 0.85 | 0.85 | 0.53 | 3.73 | 0.38 | 0 | 0 | 0 | Y | North | FC
SCARLT_2_SS2SR1 |  | SCARLT_2_SS2BT1 | Scarlet Solar 2 PV | CISO | N | Fresno |  |  | Paired_Solar_1Axis | PHOTO VOLTAIC | SUN | 200 | 200 |  |  |  |  | 1 | 24 | 24 | 400 |  |  |  |  | 0.1 | 0.1 | 0.95 | 6.43 | 50 | 50 | 40.59 | 50 | 0.35 | 0.1 | 0.1 | N | North | ID | 1 | Q1135 - Group name SCARLET_1135_3 - Max to grid 200 MW - 200 MW solar co-located with 150 MW solar - Waiting for Bellota-Warnerville 230 kV reconductoring, Reconductor Panoche-Padre Flat 230 kV, QC8RAS-08 RAS and possibly other - Max to grid 400 MW - Normal FC
SCEC_1_PDRP108 |  |  | SCEC_1_PDRP108 | CISO | N | LA Basin |  |  | DR | OTHER | OTHER | 9.99 | 0 |  |  |  |  | 17 | 22 | [8 empty] | 0.11 | 0.53 | 0.49 | 0.56 | 0.5 | 0.67 | 0 | 0 | 0 | Y | South | FC
SCEC_1_PDRP110 |  |  | SCEC_1_PDRP110 | CISO | N | LA Basin |  |  | DR | OTHER | OTHER | 9.99 | 0 |  |  |  |  | 17 | 22 | [8 empty] | 0.11 | 0.78 | 0.56 | 0.23 | 1.83 | 0.27 | 0 | 0 | 0 | Y | South | FC
SCEC_1_PDRP116 |  |  | SCEC_1_PDRP116 | CISO | N | LA Basin |  |  | DR | OTHER | OTHER | 0.99 | 0 |  |  |  |  | 17 | 22 | [8 empty] | 0.53 | 0.53 | 0 | 0 | 0.15 | 0 | 0 | 0 | 0 | Y | South | FC
SCEC_1_PDRP117 |  |  | SCEC_1_PDRP117 | CISO | N | LA Basin |  |  | DR | OTHER | OTHER | 0.99 | 0 |  |  |  |  | 17 | 22 | [8 empty] | 0.11 | 0 | 0 | 0.34 | 0 | 0 | 0.62 | 0 | 0 | Y | South | FC
SCEC_1_PDRP119 |  |  | SCEC_1_PDRP119 | CISO | N | LA Basin |  |  | DR | OTHER | OTHER | 0.99 | 0 |  |  |  |  | 17 | 22 | [8 empty] | 0.41 | 0.13 | 0.11 | 0.55 | 0.48 | 0.12 | 0.11 | 0 | 0 | Y | South | FC
SCEC_1_PDRP151 |  |  | SCEC_1_PDRP151 | CISO | N | LA Basin |  |  | DR | OTHER | OTHER | 0.99 | 0 |  |  |  |  | 17 | 22 | [8 empty] | 0.36 | 0 | 0 | 0.86 | 0.11 | 0 | 0.16 | 0 | 0 | Y | South | FC
SCEC_1_PDRP154 |  |  | SCEC_1_PDRP154 | CISO | N | LA Basin |  |  | DR | OTHER | OTHER | 0.99 | 0 |  |  |  |  | 17 | 22 | [8 empty] | 0.51 | 0.42 | 0.23 | 0.42 | 0.32 | 0.57 | 0.64 | 0 | 0 | Y | South | FC
SCEC_1_PDRP156 |  |  | SCEC_1_PDRP156 | CISO | N | LA Basin |  |  | DR | OTHER | OTHER | 0.99 | 0 |  |  |  |  | 17 | 22 | [8 empty] | 0.46 | 0.37 | 0.63 | 0.41 | 0 | 0 | 0.99 | 0 | 0 | Y | South | FC
SCEC_1_PDRP157 |  |  | SCEC_1_PDRP157 | CISO | N | LA Basin |  |  | DR | OTHER | OTHER | 0.99 | 0 |  |  |  |  | 17 | 22 | [8 empty] | 0.32 | 0.98 | 0.38 | 0 | 0 | 0 | 0.16 | 0 | 0 | Y | South | FC
SCEC_1_PDRP191 |  |  | ESPN_SCEC_1_PDRP191 | CISO | N | LA Basin |  |  | DR | OTHER | OTHER | 9.99 | 0 |  |  |  |  | 17 | 22 | [8 empty] | 7.7 | 5.59 | 3.48 | 3.88 | 3.75 | 0 | 0 | 0 | 0 | Y | South | FC
SCEC_1_PDRP193 |  |  | ESPN_SCEC_1_PDRP193 | CISO | N | LA Basin |  |  | DR | OTHER | OTHER | 9.99 | 0 |  |  |  |  | 17 | 22 | [8 empty] | 5.13 | 6.12 | 3.8 | 4.25 | 4.11 | 6.97 | 4.94 | 0 | 0 | Y | South | FC
SCEN_6_PDRP101 |  |  | SCEN_6_PDRP101 | CISO | N | Big Creek-Ventura |  |  | DR | OTHER | OTHER | 0.99 | 0 |  |  |  |  | 17 | 22 | [8 empty] | 0.6 | 0 | 0.1 | 0.24 | 0.28 | 0 | 0 | 0 | 0 | Y | South | FC
SCEN_6_PDRP104 |  |  | ESPN_SCEN_6_PDRP104 | CISO | N | Big Creek-Ventura |  |  | DR | OTHER | OTHER | 9.99 | 0 |  |  |  |  | 17 | 22 | [8 empty] | 0.19 | 1.11 | 0.68 | 0.77 | 0.74 | 0.57 | 0.11 | 0 | 0 | Y | South | FC
SCEN_6_PDRP66 |  |  | SCEN_6_PDRP66 | CISO | N | Big Creek-Ventura |  |  | DR | OTHER | OTHER | 0.64 | [5 empty] | 17 | 22 | [8 empty] | 0.58 | 0.5 | 0.13 | 0.1 | 0.64 | 0 | 0.13 | 0 | 0 | Y | South | FC
SCEN_6_PDRP97 |  |  | SCEN_6_PDRP97 | CISO | N | Big Creek-Ventura |  |  | DR | OTHER | OTHER | 0.99 | [5 empty] | 17 | 22 | [8 empty] | 0.12 | 0 | 0.99 | 0 | 0.64 | 0.52 | 0.56 | 0 | 0 | Y | South | FC
SCEW_2_PDRP120 |  |  | SCEW_2_PDRP120 | CISO | N | LA Basin |  |  | DR | OTHER | OTHER | 0.99 | 0 |  |  |  |  | 17 | 22 | [8 empty] | 0.34 | 0.61 | 0.13 | 0.6 | 0 | 0.17 | 0.59 | 0 | 0 | Y | South | FC
SCEW_2_PDRP123 |  |  | SCEW_2_PDRP123 | CISO | N | LA Basin |  |  | DR | OTHER | OTHER | 9.99 | 0 |  |  |  |  | 17 | 22 | [8 empty] | 0.12 | 0.15 | 0 | 0.59 | 0 | 1.36 | 0.71 | 0 | 0 | Y | South | FC
SCEW_2_PDRP130 |  |  | SCEW_2_PDRP130 | CISO | N | LA Basin |  |  | DR | OTHER | OTHER | 0.99 | 0 |  |  |  |  | 17 | 22 | [8 empty] | 0.15 | 0.4 | 0.62 | 0 | 0.16 | 0.12 | 0 | 0 | 0 | Y | South | FC
SCEW_2_PDRP183 |  |  | ESPN_SCEW_2_PDRP183 | CISO | N | LA Basin |  |  | DR | OTHER | OTHER | 9.99 | 0 |  |  |  |  | 17 | 22 | [8 empty] | 0.53 | 1.09 | 0.68 | 0.77 | 0.74 | 1.81 | 0.11 | 0 | 0 | Y | South | FC
SCHD_1_PDRP04 |  |  | SCHD_1_PDRP04 | CISO | N | CAISO System |  |  | DR | OTHER | OTHER | 0.5 | [5 empty] | 17 | 22 | [7 empty] | 0.4 | 0.5 | 0 | 0 | 0 | 0 | 0 | 0 | 0 | 0 | Y | South | FC
SCHD_1_PDRP64 |  |  | SCHD_1_PDRP64 | CISO | N | CAISO System |  |  | DR | OTHER | OTHER | 0.15 | [5 empty] | 17 | 22 | [8 empty] | 0.11 | 0.11 | 0.15 | 0.1 | 0.11 | 0.13 | 0.11 | 0 | 0 | Y | South | FC
SCLD_1_PDRP05 |  |  | SCLD_1_PDRP05 | CISO | N | CAISO System |  |  | DR | OTHER | OTHER | 0.5 | [5 empty] | 17 | 22 | [7 empty] | 0.4 | 0.5 | 0 | 0 | 0 | 0 | 0 | 0 | 0 | 0 | Y | South | FC
SCNW_6_PDRP43 |  |  | SCNW_6_PDRP43 | CISO | N | Big Creek-Ventura |  |  | DR | OTHER | OTHER | 0.47 | [5 empty] | 17 | 22 | [8 empty] | 0.16 | 0 | 0.11 | 0 | 0.47 | 0 | 0 | 0 | 0 | Y | South | FC
SCNW_6_PDRP67 |  |  | ESPN_SCNW_6_PDRP67 | CISO | N | Big Creek-Ventura |  |  | DR | OTHER | OTHER | 1.94 | [5 empty] | 17 | 22 | [8 empty] | 1.63 | 1.94 | 1.21 | 1.35 | 1.3 | 1.29 | 0 | 0 | 0 | Y | South | FC
SDG1_1_PDRP104 |  |  | SDG1_1_PDRP104 | CISO | N | San Diego-IV |  |  | DR | OTHER | OTHER | 9.99 | 0 |  |  |  |  | 17 | 22 | [8 empty] | 0.21 | 0.56 | 0.26 | 1.7 | 0 | 0.3 | 0 | 0 | 0 | Y | South | FC
SDG1_1_PDRP118 |  |  | SDG1_1_PDRP118 | CISO | N | San Diego-IV |  |  | DR | OTHER | OTHER | 0.99 | 0 |  |  |  |  | 17 | 22 | [8 empty] | 0.19 | 0.28 | 0.57 | 0.56 | 0.3 | 0.13 | 0 | 0 | 0 | Y | South | FC
SDG1_1_PDRP121 |  |  | SDG1_1_PDRP121 | CISO | N | San Diego-IV |  |  | DR | OTHER | OTHER | 0.99 | 0 |  |  |  |  | 17 | 22 | [8 empty] | 0.17 | 0.15 | 0.55 | 0.22 | 0.56 | 0.15 | 0.12 | 0 | 0 | Y | South | FC
SDG1_1_PDRP86 |  |  | SDG1_1_PDRP86 | CISO | N | San Diego-IV |  |  | DR | OTHER | OTHER | 0.62 | [5 empty] | 17 | 22 | [8 empty] | 0.28 | 0.26 | 0.62 | 0.11 | 0 | 0.13 | 0 | 0 | 0 | Y | South | FC
SDG1_1_PDRP91 |  |  | SDG1_1_PDRP91 | CISO | N | San Diego-IV |  |  | DR | OTHER | OTHER | 0.58 | [5 empty] | 17 | 22 | [8 empty] | 0.3 | 0 | 0 | 0.58 | 0 | 0.31 | 0 | 0 | 0 | Y | South | FC
WESCN2_2_BDSBT1 |  |  | Bateria Del Sur 2A | CISO | N | San Diego-IV |  |  | Battery Storage | OTHER | LESR | 119 | 119 | 0.8 | 476 | 476 | 1 | 1 | 24 | 4 |  | TRUE | 238 | 1 |  |  | 119 | 119 | 119 | 119 | 119 | 119 | 119 | 119 | 119 | 119 | Y | South | ID | 1 | Q1531 - 119 MW battery FCDS - Total Q is for 350 MWs FCDS - Waiting for 2022-2023 TPP approved upgrades.
PGCC_1_PDRP04 |  |  | PGCC_1_PDRP04 | CISO | N | Bay Area |  |  | DR | OTHER | OTHER | 0.5 | [5 empty] | 17 | 22 | [9 empty] | 0.1 | 0.2 | 0.5 | 0.5 | 0.5 | 0.2 | 0 | 0 | Y | North | FC
PGCC_1_PDRP16 |  |  | PGCC_1_PDRP16 | CISO | N | Bay Area |  |  | DR | OTHER | OTHER | 0.33 | [5 empty] | 17 | 22 | [9 empty] | 0.1 | 0 | 0 | 0.33 | 0 | 0.16 | 0 | 0 | Y | North | FC
PGCC_1_PDRP21 |  |  | PGCC_1_PDRP21 | CISO | N | Bay Area |  |  | DR | OTHER | OTHER | 0.32 | [5 empty] | 17 | 22 | [9 empty] | 0.11 | 0 | 0 | 0.11 | 0.29 | 0.32 | 0 | 0 | Y | North | FC
PGEB_2_PDRP60 |  |  | PGEB_2_PDRP60 | CISO | N | Bay Area |  |  | DR | OTHER | OTHER | 0.54 | [5 empty] | 17 | 22 | [9 empty] | 0.54 | 0 | 0 | 0 | 0 | 0.5 | 0 | 0 | Y | North | FC
PGEB_2_PDRP62 |  |  | PGEB_2_PDRP62 | CISO | N | Bay Area |  |  | DR | OTHER | OTHER | 0.57 | [5 empty] | 17 | 22 | [9 empty] | 0.1 | 0 | 0 | 0 | 0.57 | 0.15 | 0 | 0 | Y | North | FC
PGEB_2_PDRP66 |  |  | PGEB_2_PDRP66 | CISO | N | Bay Area |  |  | DR | OTHER | OTHER | 0.28 | [5 empty] | 17 | 22 | [9 empty] | 0.28 | 0.16 | 0 | 0.22 | 0 | 0 | 0 | 0 | Y | North | FC
PGEB_2_PDRP70 |  |  | PGEB_2_PDRP70 | CISO | N | Bay Area |  |  | DR | OTHER | OTHER | 0.58 | [5 empty] | 17 | 22 | [9 empty] | 0.15 | 0.58 | 0.13 | 0.55 | 0 | 0 | 0 | 0 | Y | North | FC
PGEB_2_PDRP96 |  |  | PGEB_2_PDRP96 | CISO | N | Bay Area |  |  | DR | OTHER | OTHER | 0.23 | [5 empty] | 17 | 22 | [9 empty] | 0.23 | 0 | 0 | 0 | 0 | 0.13 | 0 | 0 | Y | North | FC
PGF1_2_PDRP61 |  |  | PGF1_2_PDRP61 | CISO | N | Fresno |  |  | DR | OTHER | OTHER | 0.34 | [5 empty] | 17 | 22 | [9 empty] | 0.11 | 0 | 0 | 0 | 0.34 | 0.13 | 0 | 0 | Y | North | FC
PGF1_2_PDRP63 |  |  | PGF1_2_PDRP63 | CISO | N | Fresno |  |  | DR | OTHER | OTHER | 1.28 | [5 empty] | 17 | 22 | [9 empty] | 0.52 | 0.12 | 0 | 0.52 | 1.28 | 0.54 | 0 | 0 | Y | North | FC
PGF1_2_PDRP70 |  |  | PGF1_2_PDRP70 | CISO | N | Fresno |  |  | DR | OTHER | OTHER | 0.77 | [5 empty] | 17 | 22 | [9 empty] | 0.77 | 0 | 0 | 0 | 0 | 0.28 | 0 | 0 | Y | North | FC
PGF1_2_PDRP73 |  |  | PGF1_2_PDRP73 | CISO | N | Fresno |  |  | DR | OTHER | OTHER | 0.67 | [5 empty] | 17 | 22 | [9 empty] | 0.6 | 0 | 0.2 | 0.67 | 0 | 0 | 0 | 0 | Y | North | FC
PGF1_2_PDRP77 |  |  | PGF1_2_PDRP77 | CISO | N | Fresno |  |  | DR | OTHER | OTHER | 0.63 | [5 empty] | 17 | 22 | [9 empty] | 0.53 | 0.56 | 0.29 | 0.63 | 0.3 | 0 | 0 | 0 | Y | North | FC
PGFG_1_PDRP22 |  |  | PGFG_1_PDRP22 | CISO | N | NCNB |  |  | DR | OTHER | OTHER | 0.16 | [5 empty] | 17 | 22 | [9 empty] | 0.16 | 0 | 0 | 0 | 0 | 0.11 | 0 | 0 | Y | North | FC
PGFG_1_PDRP25 |  |  | PGFG_1_PDRP25 | CISO | N | NCNB |  |  | DR | OTHER | OTHER | 0.96 | [5 empty] | 17 | 22 | [9 empty] | 0.96 | 0.14 | 0 | 0 | 0.11 | 0.18 | 0 | 0 | Y | North | FC
PGKN_2_PDRP24 |  |  | PGKN_2_PDRP24 | CISO | N | Kern |  |  | DR | OTHER | OTHER | 0.72 | [5 empty] | 17 | 22 | [9 empty] | 0.54 | 0.14 | 0 | 0.13 | 0.72 | 0 | 0 | 0 | Y | North | FC
PGKN_2_PDRP35 |  |  | PGKN_2_PDRP35 | CISO | N | Kern |  |  | DR | OTHER | OTHER | 0.22 | [5 empty] | 17 | 22 | [9 empty] | 0.11 | 0.12 | 0.22 | 0 | 0 | 0 | 0 | 0 | Y | North | FC
PGKN_2_PDRP38 |  |  | PGKN_2_PDRP38 | CISO | N | Kern |  |  | DR | OTHER | OTHER | 0.56 | [5 empty] | 17 | 22 | [9 empty] | 0.18 | 0.19 | 0.56 | 0.13 | 0 | 0 | 0 | 0 | Y | North | FC
PGNB_2_PDRP36 |  |  | PGNB_2_PDRP36 | CISO | N | NCNB |  |  | DR | OTHER | OTHER | 0.48 | [5 empty] | 17 | 22 | [9 empty] | 0.48 | 0 | 0 | 0 | 0 | 0.11 | 0 | 0 | Y | North | FC
PGNC_1_PDRP04 |  |  | PGNC_1_PDRP04 | CISO | N | NCNB |  |  | DR | OTHER | OTHER | 0.5 | [5 empty] | 17 | 22 | [9 empty] | 0.1 | 0.1 | 0.5 | 0.48 | 0.48 | 0.15 | 0 | 0 | Y | North | FC
PGNP_2_PDRP08 |  |  | PGNP_2_PDRP08 | CISO | N | CAISO System |  |  | DR | OTHER | OTHER | 2.02 | [5 empty] | 17 | 22 | [9 empty] | 0.7 | 1.4 | 0.31 | 2.02 | 2.01 | 0.45 | 0 | 0 | Y | North | FC
PGNP_2_PDRP48 |  |  | PGNP_2_PDRP48 | CISO | N | CAISO System |  |  | DR | OTHER | OTHER | 0.41 | [5 empty] | 17 | 22 | [9 empty] | 0.14 | 0.41 | 0.12 | 0 | 0.15 | 0.1 | 0 | 0 | Y | North | FC
PGNP_2_PDRP49 |  |  | PGNP_2_PDRP49 | CISO | N | CAISO System |  |  | DR | OTHER | OTHER | 0.44 | [5 empty] | 17 | 22 | [9 empty] | 0.44 | 0.11 | 0 | 0 | 0 | 0 | 0 | 0 | Y | North | FC
PGP2_2_PDRP44 |  |  | PGP2_2_PDRP44 | CISO | N | Bay Area |  |  | DR | OTHER | OTHER | 0.33 | [5 empty] | 17 | 22 | [9 empty] | 0.23 | 0.11 | 0.33 | 0.26 | 0 | 0 | 0 | 0 | Y | North | FC
PGP2_2_PDRP63 |  |  | PGP2_2_PDRP63 | CISO | N | Bay Area |  |  | DR | OTHER | OTHER | 0.39 | [5 empty] | 17 | 22 | [9 empty] | 0.14 | 0.39 | 0 | 0 | 0 | 0.31 | 0 | 0 | Y | North | FC
PGP2_2_PDRP67 |  |  | PGP2_2_PDRP67 | CISO | N | Bay Area |  |  | DR | OTHER | OTHER | 0.58 | [5 empty] | 17 | 22 | [9 empty] | 0.12 | 0 | 0.46 | 0.58 | 0 | 0.2 | 0 | 0 | Y | North | FC
PGSB_1_PDRP68 |  |  | PGSB_1_PDRP68 | CISO | N | Bay Area |  |  | DR | OTHER | OTHER | 0.75 | [5 empty] | 17 | 22 | [9 empty] | 0.75 | 0 | 0 | 0.68 | 0.16 | 0 | 0 | 0 | Y | North | FC
PGSB_1_PDRP69 |  |  | PGSB_1_PDRP69 | CISO | N | Bay Area |  |  | DR | OTHER | OTHER | 0.3 | [5 empty] | 17 | 22 | [9 empty] | 0.12 | 0 | 0 | 0 | 0.3 | 0.13 | 0 | 0 | Y | North | FC
PGSB_1_PDRP70 |  |  | PGSB_1_PDRP70 | CISO | N | Bay Area |  |  | DR | OTHER | OTHER | 0.53 | [5 empty] | 17 | 22 | [9 empty] | 0.53 | 0 | 0 | 0.11 | 0.18 | 0 | 0 | 0 | Y | North | FC
PGSB_1_PDRP77 |  |  | PGSB_1_PDRP77 | CISO | N | Bay Area |  |  | DR | OTHER | OTHER | 0.58 | [5 empty] | 17 | 22 | [9 empty] | 0.44 | 0.58 | 0.55 | 0.26 | 0.12 | 0.14 | 0 | 0 | Y | North | FC
PGSB_1_PDRP90 |  |  | PGSB_1_PDRP90 | CISO | N | Bay Area |  |  | DR | OTHER | OTHER | 0.96 | [5 empty] | 17 | 22 | [9 empty] | 0.96 | 0.1 | 0 | 0.67 | 0 | 0 | 0 | 0 | Y | North | FC
PGSF_2_PDRP50 |  |  | PGSF_2_PDRP50 | CISO | N | Bay Area |  |  | DR | OTHER | OTHER | 0.18 | [5 empty] | 17 | 22 | [9 empty] | 0.11 | 0.18 | 0 | 0 | 0 | 0 | 0 | 0 | Y | North | FC
PGSI_1_PDRP49 |  |  | PGSI_1_PDRP49 | CISO | N | Sierra |  |  | DR | OTHER | OTHER | 1.16 | [5 empty] | 17 | 22 | [9 empty] | 0.1 | 0.15 | 1.16 | 0.12 | 0.35 | 0.11 | 0 | 0 | Y | North | FC
PGZP_2_PDRP25 |  |  | PGZP_2_PDRP25 | CISO | N | CAISO System |  |  | DR | OTHER | OTHER | 0.42 | [5 empty] | 17 | 22 | [9 empty] | 0.11 | 0 | 0.42 | 0 | 0 | 0 | 0 | 0 | Y | North | FC
PGZP_2_PDRP29 |  |  | PGZP_2_PDRP29 | CISO | N | CAISO System |  |  | DR | OTHER | OTHER | 0.99 | [5 empty] | 17 | 22 | [9 empty] | 0.3 | 0.11 | 0.11 | 0.3 | 0.99 | 0.17 | 0 | 0 | Y | North | FC
PGZP_2_PDRP43 |  |  | PGZP_2_PDRP43 | CISO | N | CAISO System |  |  | DR | OTHER | OTHER | 0.45 | [5 empty] | 17 | 22 | [9 empty] | 0.45 | 0 | 0 | 0 | 0 | 0 | 0 | 0 | Y | North | FC
RATSKE_2_WAVBT1 |  |  | Willy 9 Antelope Valley Complex | CISO | N | CAISO System |  |  | Battery Storage | OTHER | LESR | 125.96 | 126 | 0.8 | 503.84 | 503.84 | 1 | 1 | 24 | 4 |  | TRUE | 252 | 2 |  |  |  | 126 | 126 | 126 | 126 | 126 | 126 | 126 | 126 | 126 | Y | South | ID | 1 | Q1215-Q1319 combined - Waiting for Whirlwind CRAS
REXFRD_2_RSFBX2 |  | REXFRD_2_RSFSX2 | Rexford Solar Farm BESS | CISO | N | Big Creek-Ventura |  |  | Paired_BattStorage | OTHER | LESR | 240 | 0 | 0.8 | 960 | 960 | 1 | 1 | 24 | 4 | 300 | FALSE |  |  |  |  | 240 | 240 | 240 | 240 | 240 | 240 | 240 | 240 | 240 | 240 | Y | South | ID | 1 | Q1516 - 240 MWs battery co-located with 300 MW solar - Max at POI 300 MWs - REDFORD_1516 - both FCDS - Waiting for Pardee-Sylmar line rating increase and maybe other.
REXFRD_2_RSFSX2 |  | REXFRD_2_RSFBX2 | Rexford Solar Farm | CISO | N | Big Creek-Ventura |  |  | Paired_Solar_1Axis | PHOTO VOLTAIC | SUN | 300 | 0 |  |  |  |  | 1 | 24 | 24 | 300 | [5 empty] | 0.1 | 1.43 | 9.65 | 60 | 60 | 60 | 60 | 0.53 | 0.1 | 0.1 | N | South | ID | 1 | Q1516 - 300 MWs solar co-located with 240 MW battery - Max at POI 300 MWs -REDFORD_1516 - both FCDS - Waiting for Pardee-Sylmar line rating increase and maybe other.
SCEC_1_PDRP114 |  |  | SCEC_1_PDRP114 | CISO | N | LA Basin |  |  | DR | OTHER | OTHER | 0.99 | 0 |  |  |  |  | 17 | 22 | [9 empty] | 0.11 | 0.58 | 0 | 0 | 0.5 | 0.13 | 0 | 0 | Y | South | FC
SCEC_1_PDRP115 |  |  | SCEC_1_PDRP115 | CISO | N | LA Basin |  |  | DR | OTHER | OTHER | 0.99 | 0 |  |  |  |  | 17 | 22 | [9 empty] | 0.13 | 0.21 | 0.55 | 0.53 | 0 | 0.27 | 0 | 0 | Y | South | FC
SCEC_1_PDRP131 |  |  | SCEC_1_PDRP131 | CISO | N | LA Basin |  |  | DR | OTHER | OTHER | 0.99 | 0 |  |  |  |  | 17 | 22 | [9 empty] | 0.41 | 0 | 0 | 0.11 | 0.99 | 0.16 | 0 | 0 | Y | South | FC
SCEC_1_PDRP137 |  |  | SCEC_1_PDRP137 | CISO | N | LA Basin |  |  | DR | OTHER | OTHER | 0.99 | 0 |  |  |  |  | 17 | 22 | [9 empty] | 0.3 | 0.43 | 0.33 | 0.56 | 0.18 | 0.41 | 0 | 0 | Y | South | FC
SCEC_1_PDRP160 |  |  | SCEC_1_PDRP160 | CISO | N | LA Basin |  |  | DR | OTHER | OTHER | 0.99 | 0 |  |  |  |  | 17 | 22 | [9 empty] | 0.56 | 0.27 | 0 | 0.17 | 0 | 0 | 0 | 0 | Y | South | FC
SCEC_1_PDRP163 |  |  | SCEC_1_PDRP163 | CISO | N | LA Basin |  |  | DR | OTHER | OTHER | 9.99 | 0 |  |  |  |  | 17 | 22 | [9 empty] | 1.01 | 0.47 | 0.8 | 0.93 | 0.36 | 0 | 0 | 0 | Y | South | FC
SCEC_1_PDRP31 |  |  | SCEC_1_PDRP31 | CISO | N | LA Basin |  |  | DR | OTHER | OTHER | 4.6 | [5 empty] | 17 | 22 | [9 empty] | 1.9 | 4.47 | 4.6 | 4.31 | 4.31 | 3.5 | 0 | 0 | Y | South | FC
SCEN_6_PDRP59 |  |  | SCEN_6_PDRP59 | CISO | N | Big Creek-Ventura |  |  | DR | OTHER | OTHER | 1.03 | [5 empty] | 17 | 22 | [9 empty] | 1.03 | 0.66 | 0.6 | 0 | 0.22 | 0 | 0 | 0 | Y | South | FC
SCEN_6_PDRP61 |  |  | SCEN_6_PDRP61 | CISO | N | Big Creek-Ventura |  |  | DR | OTHER | OTHER | 0.57 | [5 empty] | 17 | 22 | [9 empty] | 0.5 | 0.57 | 0 | 0 | 0 | 0.5 | 0 | 0 | Y | South | FC
SCEN_6_PDRP85 |  |  | SCEN_6_PDRP85 | CISO | N | Big Creek-Ventura |  |  | DR | OTHER | OTHER | 0.5 | [5 empty] | 17 | 22 | [9 empty] | 0.5 | 0 | 0 | 0.44 | 0 | 0 | 0 | 0 | Y | South | FC
SCEW_2_PDRP20 |  |  | SCEW_2_PDRP20 | CISO | N | LA Basin |  |  | DR | OTHER | OTHER | 4.9 | [5 empty] | 17 | 22 | [9 empty] | 0.8 | 2.68 | 4.9 | 4.9 | 4.9 | 1.9 | 0 | 0 | Y | South | FC
SCHD_1_PDRP12 |  |  | SCHD_1_PDRP12 | CISO | N | CAISO System |  |  | DR | OTHER | OTHER | 1.3 | [5 empty] | 17 | 22 | [9 empty] | 0.1 | 0.1 | 1.3 | 1 | 0.21 | 0.9 | 0 | 0 | Y | South | FC
SCHD_1_PDRP41 |  |  | SCHD_1_PDRP41 | CISO | N | CAISO System |  |  | DR | OTHER | OTHER | 0.46 | [5 empty] | 17 | 22 | [9 empty] | 0.11 | 0.22 | 0.46 | 0 | 0.13 | 0.39 | 0 | 0 | Y | South | FC
SCLD_1_PDRP06 |  |  | SCLD_1_PDRP06 | CISO | N | CAISO System |  |  | DR | OTHER | OTHER | 1.3 | [5 empty] | 17 | 22 | [9 empty] | 0.1 | 0.1 | 1.3 | 0.1 | 0.1 | 0 | 0 | 0 | Y | South | FC
SCNW_6_PDRP07 |  |  | SCNW_6_PDRP07 | CISO | N | Big Creek-Ventura |  |  | DR | OTHER | OTHER | 1.9 | [5 empty] | 17 | 22 | [9 empty] | 0.1 | 1.35 | 1.4 | 1.31 | 1.9 | 1.5 | 0 | 0 | Y | South | FC
SCNW_6_PDRP45 |  |  | SCNW_6_PDRP45 | CISO | N | Big Creek-Ventura |  |  | DR | OTHER | OTHER | 0.62 | [5 empty] | 17 | 22 | [9 empty] | 0.11 | 0 | 0.52 | 0 | 0.62 | 0 | 0 | 0 | Y | South | FC
SDG1_1_PDRP114 |  |  | SDG1_1_PDRP114 | CISO | N | San Diego-IV |  |  | DR | OTHER | OTHER | 0.99 | 0 |  |  |  |  | 17 | 22 | [9 empty] | 0.52 | 0.59 | 0.55 | 0.65 | 0 | 0.1 | 0 | 0 | Y | South | FC
SDG1_1_PDRP85 |  |  | SDG1_1_PDRP85 | CISO | N | San Diego-IV |  |  | DR | OTHER | OTHER | 0.44 | [5 empty] | 17 | 22 | [9 empty] | 0.44 | 0.26 | 0.31 | 0.17 | 0.25 | 0 | 0 | 0 | Y | South | FC
DIABLO_7_UNIT 1 |  |  | Diablo Canyon Unit 1 | CISO | N | CAISO System |  |  | Nuclear | STEAM | URANIUM | 1150 | 1176 |  |  |  |  | 1 | 24 | 24 |  |  |  |  | 1140 | 1140 | 1140 | 1140 | 1140 | 1140 | 1140 | 1140 | 1140 | 1140 | 1140 | 1140 | N | North | FC
DIABLO_7_UNIT 2 |  |  | Diablo Canyon Unit 2 | CISO | N | CAISO System |  |  | Nuclear | STEAM | URANIUM | 1150 | 1176 |  |  |  |  | 1 | 24 | 24 |  |  |  |  | 1140 | 1140 | 1140 | 1140 | 1140 | 1140 | 1140 | 1140 | 1140 | 1140 | 1140 | 1140 | N | North | FC
VICPAS_2_VPSSR1 |  | VICPAS_2_VPSBT1 | Victory Pass Solar | CISO | N | CAISO System |  |  | Paired_Solar_1Axis | PHOTO VOLTAIC | SUN | 200 | 200 |  |  |  |  | 1 | 24 | 24 | 200 |  |  |  | 0 | 0 | 0 | 0 | 0 | 0 | 0 | 0 | 0 | 0 | 0 | 0 |  | South | EO
CASCES_6_CESBT2 |  |  | Cascade Energy Storage Expansion | CISO | N | CAISO System |  |  | Battery Storage | OTHER | LESR | 20 | 20 | 0.8 | 80 | 80 | 1 | 1 | 24 | 4 |  | TRUE | 30 | 2 |  |  |  |  | 10 | 10 | 10 | 10 | 10 | 10 | 10 | 10 | Y | North | FC
MCFLND_5_MSCBT1 |  | MCFLND_5_MFSBT1, MCFLND_5_MFSSR1 | McFarland Solar C | CISO | N | CAISO System |  |  | Paired_BattStorage | OTHER | LESR | 185 | 185 | 0.8 | 740 | 740 | 1 | 1 | 24 | 4 | 350 | FALSE | 370 | 2 | JUN: 185; JUL: 185; AUG: 185; SEP: 185; OCT: 185; NOV: 185; DEC: 185 | Y | South | FC |  | Group name MCFLND_1171 - Max to grid 500 MW.
PERGRN_2_PRSBT1 |  |  | Peregrine Storage | CISO | N | San Diego-IV |  |  | Battery Storage | OTHER | LESR | 200 | 200 | 0.8 | 800 | 800 | 1 | 1 | 24 | 4 |  | TRUE | 300 | 2 |  |  |  |  | 100 | 100 | 100 | 100 | 100 | 100 | 100 | 100 | Y | South | PD | 100 | 200 MW - 400 MWh - battery with 100 MW FC and 100 MW EO.
PRIMM_2_SSSBT1 |  | PRIMM_2_SOLAR1 | Silver State South Solar Project Storage | CISO | N | CAISO System |  |  | Paired_BattStorage | OTHER | LESR | 200 | 200 | 0.8 | 800 | 800 | 1 | 1 | 24 | 4 | 250 | FALSE | 400 | 1 |  |  |  |  | 200 | 200 | 200 | 200 | 200 | 200 | 200 | 200 | Y | South | ID | 1 | Q467, Q502 - 200 MW battery part of - 250 MW solar and 200 MW battery - Max to POI 250 MW. Co-located with PRIMM_2_SOLAR1. Waiting for Lugo-Victorville CRAS.
PGSB_1_PDRP104 |  |  | PGSB_1_PDRP104 | CISO | N | Bay Area |  |  | DR | OTHER | OTHER | 0.99 | 0 |  |  |  |  | 17 | 22 | [5 empty] | JUN: 0.15; JUL: 0; AUG: 0; SEP: 0.62; OCT: 0; NOV: 0; DEC: 0 | Y | North | FC
SCEC_1_PDRP109 |  |  | SCEC_1_PDRP109 | CISO | N | LA Basin |  |  | DR | OTHER | OTHER | 9.99 | 0 |  |  |  |  | 17 | 22 | [5 empty] | JUN: 1.49; JUL: 0.5; AUG: 0; SEP: 0; OCT: 0; NOV: 0; DEC: 0 | Y | South | FC
SCEC_1_PDRP121 |  |  | SCEC_1_PDRP121 | CISO | N | LA Basin |  |  | DR | OTHER | OTHER | 9.99 | 0 |  |  |  |  | 17 | 22 | [5 empty] | JUN: 3.41; JUL: 0.58; AUG: 1.93; SEP: 1.34; OCT: 0.44; NOV: 0; DEC: 0 | Y | South | FC
SCEC_1_PDRP125 |  |  | SCEC_1_PDRP125 | CISO | N | LA Basin |  |  | DR | OTHER | OTHER | 9.99 | 0 |  |  |  |  | 17 | 22 | [5 empty] | JUN: 0.72; JUL: 0.51; AUG: 0.16; SEP: 0.59; OCT: 0.77; NOV: 0; DEC: 0 | Y | South | FC
SDG1_1_PDRP120 |  |  | SDG1_1_PDRP120 | CISO | N | San Diego-IV |  |  | DR | OTHER | OTHER | 0.99 | 0 |  |  |  |  | 17 | 22 | [5 empty] | JUN: 0.36; JUL: 0.52; AUG: 0; SEP: 0; OCT: 0.17; NOV: 0; DEC: 0 | Y | South | FC
SDG1_1_PDRP122 |  |  | SDG1_1_PDRP122 | CISO | N | San Diego-IV |  |  | DR | OTHER | OTHER | 0.99 | 0 |  |  |  |  | 17 | 22 | [5 empty] | JUN: 0.1; JUL: 0.12; AUG: 0.81; SEP: 0.13; OCT: 0; NOV: 0; DEC: 0 | Y | South | FC
SDG1_1_PDRP123 |  |  | SDG1_1_PDRP123 | CISO | N | San Diego-IV |  |  | DR | OTHER | OTHER | 0.99 | 0 |  |  |  |  | 17 | 22 | [5 empty] | JUN: 0.34; JUL: 0.18; AUG: 0.22; SEP: 0; OCT: 0; NOV: 0; DEC: 0 | Y | South | FC
PGCC_1_PDRP35 |  |  | PGCC_1_PDRP35 | CISO | N | Bay Area |  |  | DR | OTHER | OTHER | 5 | [5 empty] | 17 | 22 | [5 empty] | JUN: 0.56; JUL: 0.57; AUG: 0; SEP: 1.8; OCT: 5; NOV: 0; DEC: 0 | Y | North | FC
PGCC_1_PDRP98 |  |  | PGCC_1_PDRP98 | CISO | N | Bay Area |  |  | DR | OTHER | OTHER | 0.51 | [5 empty] | 17 | 22 | [5 empty] | JUN: 0.46; JUL: 0; AUG: 0; SEP: 0; OCT: 0.51; NOV: 0; DEC: 0 | Y | North | FC
PGEB_2_PDRP74 |  |  | PGEB_2_PDRP74 | CISO | N | Bay Area |  |  | DR | OTHER | OTHER | 0.63 | [5 empty] | 17 | 22 | [5 empty] | JUN: 0.16; JUL: 0; AUG: 0; SEP: 0.13; OCT: 0.63; NOV: 0; DEC: 0 | Y | North | FC
PGEB_2_PDRP78 |  |  | PGEB_2_PDRP78 | CISO | N | Bay Area |  |  | DR | OTHER | OTHER | 0.22 | [5 empty] | 17 | 22 | [5 empty] | JUN: 0.22; JUL: 0.21; AUG: 0; SEP: 0; OCT: 0; NOV: 0; DEC: 0 | Y | North | FC
PGF1_2_PDRP60 |  |  | PGF1_2_PDRP60 | CISO | N | Fresno |  |  | DR | OTHER | OTHER | 0.17 | [5 empty] | 17 | 22 | [5 empty] | JUN: 0.17; JUL: 0.17; AUG: 0; SEP: 0; OCT: 0; NOV: 0; DEC: 0 | Y | North | FC
PGF1_2_PDRP66 |  |  | PGF1_2_PDRP66 | CISO | N | Fresno |  |  | DR | OTHER | OTHER | 0.56 | [5 empty] | 17 | 22 | [5 empty] | JUN: 0.12; JUL: 0.56; AUG: 0; SEP: 0; OCT: 0; NOV: 0; DEC: 0 | Y | North | FC
PGF1_2_PDRP82 |  |  | PGF1_2_PDRP82 | CISO | N | Fresno |  |  | DR | OTHER | OTHER | 0.19 | [5 empty] | 17 | 22 | [5 empty] | JUN: 0.14; JUL: 0.13; AUG: 0.19; SEP: 0.1; OCT: 0; NOV: 0; DEC: 0 | Y | North | FC
PGF1_2_PDRP86 |  |  | PGF1_2_PDRP86 | CISO | N | Fresno |  |  | DR | OTHER | OTHER | 0.62 | [5 empty] | 17 | 22 | [5 empty] | JUN: 0.31; JUL: 0.62; AUG: 0.58; SEP: 0.36; OCT: 0.11; NOV: 0; DEC: 0 | Y | North | FC
PGF1_2_PDRP97 |  |  | PGF1_2_PDRP97 | CISO | N | Fresno |  |  | DR | OTHER | OTHER | 0.63 | [5 empty] | 17 | 22 | [5 empty] | JUN: 0.41; JUL: 0.6; AUG: 0.63; SEP: 0; OCT: 0; NOV: 0; DEC: 0 | Y | North | FC
PGFG_1_PDRP24 |  |  | PGFG_1_PDRP24 | CISO | N | NCNB |  |  | DR | OTHER | OTHER | 0.29 | [5 empty] | 17 | 22 | [5 empty] | JUN: 0.27; JUL: 0.11; AUG: 0.29; SEP: 0.12; OCT: 0; NOV: 0; DEC: 0 | Y | North | FC
PGHB_6_PDRP11 |  |  | PGHB_6_PDRP11 | CISO | N | Humboldt |  |  | DR | OTHER | OTHER | 0.18 | [5 empty] | 17 | 22 | [5 empty] | JUN: 0.14; JUL: 0.11; AUG: 0.17; SEP: 0.18; OCT: 0; NOV: 0; DEC: 0 | Y | North | FC
PGKN_2_PDRP36 |  |  | PGKN_2_PDRP36 | CISO | N | Kern |  |  | DR | OTHER | OTHER | 0.46 | [5 empty] | 17 | 22 | [5 empty] | JUN: 0.46; JUL: 0; AUG: 0; SEP: 0; OCT: 0.24; NOV: 0; DEC: 0 | Y | North | FC
PGKN_2_PDRP41 |  |  | PGKN_2_PDRP41 | CISO | N | Kern |  |  | DR | OTHER | OTHER | 0.45 | [5 empty] | 17 | 22 | [5 empty] | JUN: 0.13; JUL: 0; AUG: 0; SEP: 0.28; OCT: 0.45; NOV: 0; DEC: 0 | Y | North | FC
PGNB_2_PDRP32 |  |  | PGNB_2_PDRP32 | CISO | N | NCNB |  |  | DR | OTHER | OTHER | 0.27 | [5 empty] | 17 | 22 | [5 empty] | JUN: 0.27; JUL: 0; AUG: 0; SEP: 0; OCT: 0; NOV: 0; DEC: 0 | Y | North | FC
PGNB_2_PDRP33 |  |  | PGNB_2_PDRP33 | CISO | N | NCNB |  |  | DR | OTHER | OTHER | 0.19 | [5 empty] | 17 | 22 | [5 empty] | JUN: 0.15; JUL: 0; AUG: 0; SEP: 0.19; OCT: 0.17; NOV: 0; DEC: 0 | Y | North | FC
PGNC_1_PDRP21 |  |  | PGNC_1_PDRP21 | CISO | N | NCNB |  |  | DR | OTHER | OTHER | 0.14 | [5 empty] | 17 | 22 | [5 empty] | JUN: 0.14; JUL: 0.14; AUG: 0; SEP: 0; OCT: 0; NOV: 0; DEC: 0 | Y | North | FC
PGNP_2_PDRP40 |  |  | PGNP_2_PDRP40 | CISO | N | CAISO System |  |  | DR | OTHER | OTHER | 0.72 | [5 empty] | 17 | 22 | [5 empty] | JUN: 0.3; JUL: 0.23; AUG: 0.47; SEP: 0.72; OCT: 0; NOV: 0; DEC: 0 | Y | North | FC
PGP2_2_PDRP68 |  |  | PGP2_2_PDRP68 | CISO | N | Bay Area |  |  | DR | OTHER | OTHER | 0.2 | [5 empty] | 17 | 22 | [5 empty] | JUN: 0.2; JUL: 0.1; AUG: 0; SEP: 0; OCT: 0; NOV: 0; DEC: 0 | Y | North | FC
PGSB_1_PDRP78 |  |  | PGSB_1_PDRP78 | CISO | N | Bay Area |  |  | DR | OTHER | OTHER | 0.55 | [5 empty] | 17 | 22 | [5 empty] | JUN: 0.1; JUL: 0.55; AUG: 0; SEP: 0; OCT: 0; NOV: 0; DEC: 0 | Y | North | FC
PGSF_2_PDRP34 |  |  | PGSF_2_PDRP34 | CISO | N | Bay Area |  |  | DR | OTHER | OTHER | 0.18 | [5 empty] | 17 | 22 | [5 empty] | JUN: 0.18; JUL: 0; AUG: 0; SEP: 0; OCT: 0; NOV: 0; DEC: 0 | Y | North | FC
PGSF_2_PDRP35 |  |  | PGSF_2_PDRP35 | CISO | N | Bay Area |  |  | DR | OTHER | OTHER | 0.21 | [5 empty] | 17 | 22 | [5 empty] | JUN: 0.21; JUL: 0; AUG: 0.18; SEP: 0; OCT: 0; NOV: 0; DEC: 0 | Y | North | FC
PGSF_2_PDRP38 |  |  | PGSF_2_PDRP38 | CISO | N | Bay Area |  |  | DR | OTHER | OTHER | 0.13 | [5 empty] | 17 | 22 | [5 empty] | JUN: 0.13; JUL: 0; AUG: 0; SEP: 0; OCT: 0.12; NOV: 0; DEC: 0 | Y | North | FC
PGSI_1_PDRP33 |  |  | PGSI_1_PDRP33 | CISO | N | Sierra |  |  | DR | OTHER | OTHER | 0.6 | [5 empty] | 17 | 22 | [5 empty] | JUN: 0.6; JUL: 0.15; AUG: 0.16; SEP: 0; OCT: 0; NOV: 0; DEC: 0 | Y | North | FC
PGSI_1_PDRP59 |  |  | VLTS_PDR_PGSI_03 | CISO | N | Sierra |  |  | DR | OTHER | OTHER | 1.07 | [5 empty] | 17 | 22 | [5 empty] | JUN: 1.07; JUL: 0.21; AUG: 0.53; SEP: 0.3; OCT: 0; NOV: 0; DEC: 0 | Y | North | FC
PGZP_2_PDRP30 |  |  | PGZP_2_PDRP30 | CISO | N | CAISO System |  |  | DR | OTHER | OTHER | 0.18 | [5 empty] | 17 | 22 | [5 empty] | JUN: 0.11; JUL: 0; AUG: 0; SEP: 0.18; OCT: 0.1; NOV: 0; DEC: 0 | Y | North | FC
PGZP_2_PDRP34 |  |  | PGZP_2_PDRP34 | CISO | N | CAISO System |  |  | DR | OTHER | OTHER | 0.38 | [5 empty] | 17 | 22 | [5 empty] | JUN: 0.38; JUL: 0.1; AUG: 0.18; SEP: 0.14; OCT: 0; NOV: 0; DEC: 0 | Y | North | FC
PGZP_2_PDRP35 |  |  | PGZP_2_PDRP35 | CISO | N | CAISO System |  |  | DR | OTHER | OTHER | 0.53 | [5 empty] | 17 | 22 | [5 empty] | JUN: 0.51; JUL: 0.53; AUG: 0.51; SEP: 0.14; OCT: 0; NOV: 0; DEC: 0 | Y | North | FC
PGZP_2_PDRP45 |  |  | VLTS_PDR_PGZP_1 | CISO | N | CAISO System |  |  | DR | OTHER | OTHER | 4.69 | [5 empty] | 17 | 22 | [5 empty] | JUN: 1.07; JUL: 3.95; AUG: 3.95; SEP: 4.69; OCT: 0; NOV: 0; DEC: 0 | Y | North | FC
SCEN_6_PDRP93 |  |  | SCEN_6_PDRP93 | CISO | N | Big Creek-Ventura |  |  | DR | OTHER | OTHER | 0.52 | [5 empty] | 17 | 22 | [5 empty] | JUN: 0.52; JUL: 0.46; AUG: 0.14; SEP: 0.51; OCT: 0.16; NOV: 0; DEC: 0 | Y | South | FC
SCHD_1_PDRP43 |  |  | SCHD_1_PDRP43 | CISO | N | CAISO System |  |  | DR | OTHER | OTHER | 0.19 | [5 empty] | 17 | 22 | [5 empty] | JUN: 0.19; JUL: 0; AUG: 0.12; SEP: 0; OCT: 0.16; NOV: 0; DEC: 0 | Y | South | FC
SCHD_1_PDRP61 |  |  | SCHD_1_PDRP61 | CISO | N | CAISO System |  |  | DR | OTHER | OTHER | 0.23 | [5 empty] | 17 | 22 | [5 empty] | JUN: 0.11; JUL: 0; AUG: 0.16; SEP: 0.23; OCT: 0; NOV: 0; DEC: 0 | Y | South | FC
SCNW_6_PDRP40 |  |  | SCNW_6_PDRP40 | CISO | N | Big Creek-Ventura |  |  | DR | OTHER | OTHER | 0.16 | [5 empty] | 17 | 22 | [5 empty] | JUN: 0.14; JUL: 0.13; AUG: 0.16; SEP: 0.13; OCT: 0; NOV: 0; DEC: 0 | Y | South | FC
SCNW_6_PDRP54 |  |  | SCNW_6_PDRP54 | CISO | N | Big Creek-Ventura |  |  | DR | OTHER | OTHER | 0.15 | [5 empty] | 17 | 22 | [5 empty] | JUN: 0.13; JUL: 0.15; AUG: 0; SEP: 0; OCT: 0; NOV: 0; DEC: 0 | Y | South | FC
SCNW_6_PDRP63 |  |  | SCNW_6_PDRP63 | CISO | N | Big Creek-Ventura |  |  | DR | OTHER | OTHER | 0.6 | [5 empty] | 17 | 22 | [5 empty] | JUN: 0.55; JUL: 0.57; AUG: 0; SEP: 0.6; OCT: 0; NOV: 0; DEC: 0 | Y | South | FC
SCNW_6_PDRP65 |  |  | SCNW_6_PDRP65 | CISO | N | Big Creek-Ventura |  |  | DR | OTHER | OTHER | 0.32 | [5 empty] | 17 | 22 | [5 empty] | JUN: 0.32; JUL: 0.32; AUG: 0; SEP: 0; OCT: 0; NOV: 0; DEC: 0 | Y | South | FC
SDG1_1_PDRP89 |  |  | SDG1_1_PDRP89 | CISO | N | San Diego-IV |  |  | DR | OTHER | OTHER | 0.23 | [5 empty] | 17 | 22 | [5 empty] | JUN: 0.2; JUL: 0; AUG: 0.23; SEP: 0; OCT: 0.1; NOV: 0; DEC: 0 | Y | South | FC
BLM W_2_MDRBT1 |  |  | BLM EAST Facility Mordor 2 | CISO | N | CAISO System |  |  | Battery Storage | OTHER | LESR | 20 | 20 | 0.8 | 80 | 80 | 1 | 1 | 24 | 4 |  | TRUE | 40 | 1 |  |  |  |  | 0 | 20 | 20 | 20 | 20 | 20 | 20 | 20 | Y | South | FC |  | Group name COSO_0053CONV - Max to grid 162 MW.
CALGEN_1_MDRBT1 |  |  | Coso Navy 1 | CISO | N | CAISO System |  |  | Battery Storage | OTHER | LESR | 25 | 25 | 0.8 | 100 | 100 | 1 | 1 | 24 | 4 |  | TRUE | 50 | 1 |  |  |  |  | 0 | 25 | 25 | 25 | 25 | 25 | 25 | 25 | Y | South | FC
NORORC_2_NOSBX2 | NORORC_2_NOSBX2_LESR |  | Northern Orchard Solar | CISO | N | CAISO System |  |  | Hybrid_BattStorage | OTHER | HYBD | 150 | 0 | 0.8 | 600 | 600 | 1 | 1 | 24 | 4 | 150 | FALSE | 184 | 1 |  |  |  |  | 92 | 92 | 92 | 92 | 92 | 92 | 92 | 92 | Y | North | ID | 92 | Q946, Q1259 - Hybrid 150 MW solar EO with 92 MW battery FC - Max at POI 150 MW. Waiting for Midway 230 kV BAAH conversion and possibly other.
NORORC_2_NOSBX2 | NORORC_2_NOSBX2_SUN |  | Northern Orchard Solar | CISO | N | CAISO System |  |  | Hybrid_Solar_1Axis | OTHER | HYBD | 150 | 0 |  |  |  |  | 1 | 24 | 24 | 150 |  | 184 | 1 |  |  |  |  | 0 | 0 | 0 | 0 | 0 | 0 | 0 | 0 | Y | North | ID | 92 | Q946, Q1259 - Hybrid 150 MW solar EO with 92 MW battery FC - Max at POI 150 MW. Waiting for Midway 230 kV BAAH conversion and possibly other.
PGCC_1_PDRP100 |  |  | PGCC_1_PDRP100 | CISO | N | Bay Area |  |  | DR | OTHER | OTHER | 0.99 | 0 |  |  |  |  | 17 | 22 | [5 empty] | JUL: 0.11; AUG: 0; SEP: 0.15; OCT: 0; NOV: 0; DEC: 0 | Y | North | FC
PGCC_1_PDRP34 |  |  | PGCC_1_PDRP34 | CISO | N | Bay Area |  |  | DR | OTHER | OTHER | 0.18 | [5 empty] | 17 | 22 | [5 empty] | JUL: 0.13; AUG: 0.11; SEP: 0.18; OCT: 0; NOV: 0; DEC: 0 | Y | North | FC
PGEB_2_PDRP58 |  |  | PGEB_2_PDRP58 | CISO | N | Bay Area |  |  | DR | OTHER | OTHER | 0.56 | [5 empty] | 17 | 22 | [5 empty] | JUL: 0.56; AUG: 0; SEP: 0; OCT: 0; NOV: 0; DEC: 0 | Y | North | FC
PGEB_2_PDRP84 |  |  | PGEB_2_PDRP84 | CISO | N | Bay Area |  |  | DR | OTHER | OTHER | 0.17 | [5 empty] | 17 | 22 | [5 empty] | JUL: 0.17; AUG: 0; SEP: 0; OCT: 0; NOV: 0; DEC: 0 | Y | North | FC
PGF1_2_PDRP65 |  |  | PGF1_2_PDRP65 | CISO | N | Fresno |  |  | DR | OTHER | OTHER | 0.62 | [5 empty] | 17 | 22 | [5 empty] | JUL: 0.1; AUG: 0.62; SEP: 0.16; OCT: 0; NOV: 0; DEC: 0 | Y | North | FC
PGF1_2_PDRP84 |  |  | PGF1_2_PDRP84 | CISO | N | Fresno |  |  | DR | OTHER | OTHER | 0.67 | [5 empty] | 17 | 22 | [5 empty] | JUL: 0.59; AUG: 0.67; SEP: 0; OCT: 0.11; NOV: 0; DEC: 0 | Y | North | FC
PGFG_1_PDRP23 |  |  | PGFG_1_PDRP23 | CISO | N | NCNB |  |  | DR | OTHER | OTHER | 0.37 | [5 empty] | 17 | 22 | [5 empty] | JUL: 0.37; AUG: 0; SEP: 0.25; OCT: 0; NOV: 0; DEC: 0 | Y | North | FC
PGFG_1_PDRP33 |  |  | PGFG_1_PDRP33 | CISO | N | NCNB |  |  | DR | OTHER | OTHER | 0.36 | [5 empty] | 17 | 22 | [5 empty] | JUL: 0.17; AUG: 0.19; SEP: 0.36; OCT: 0; NOV: 0; DEC: 0 | Y | North | FC
PGKN_2_PDRP25 |  |  | PGKN_2_PDRP25 | CISO | N | Kern |  |  | DR | OTHER | OTHER | 0.68 | [5 empty] | 17 | 22 | [5 empty] | JUL: 0.1; AUG: 0.1; SEP: 0.68; OCT: 0; NOV: 0; DEC: 0 | Y | North | FC
PGKN_2_PDRP42 |  |  | PGKN_2_PDRP42 | CISO | N | Kern |  |  | DR | OTHER | OTHER | 0.65 | [5 empty] | 17 | 22 | [5 empty] | JUL: 0.53; AUG: 0; SEP: 0.65; OCT: 0; NOV: 0; DEC: 0 | Y | North | FC
PGNB_2_PDRP20 |  |  | PGNB_2_PDRP20 | CISO | N | NCNB |  |  | DR | OTHER | OTHER | 0.35 | [5 empty] | 17 | 22 | [5 empty] | JUL: 0.35; AUG: 0; SEP: 0; OCT: 0; NOV: 0; DEC: 0 | Y | North | FC
PGNB_2_PDRP21 |  |  | PGNB_2_PDRP21 | CISO | N | NCNB |  |  | DR | OTHER | OTHER | 0.1 | [5 empty] | 17 | 22 | [5 empty] | JUL: 0.1; AUG: 0.1; SEP: 0; OCT: 0; NOV: 0; DEC: 0 | Y | North | FC
PGNB_2_PDRP34 |  |  | PGNB_2_PDRP34 | CISO | N | NCNB |  |  | DR | OTHER | OTHER | 0.12 | [5 empty] | 17 | 22 | [5 empty] | JUL: 0.11; AUG: 0; SEP: 0.12; OCT: 0; NOV: 0; DEC: 0 | Y | North | FC
PGNP_2_PDRP50 |  |  | PGNP_2_PDRP50 | CISO | N | CAISO System |  |  | DR | OTHER | OTHER | 0.42 | [5 empty] | 17 | 22 | [5 empty] | JUL: 0.42; AUG: 0.42; SEP: 0; OCT: 0.1; NOV: 0; DEC: 0 | Y | North | FC
PGP2_2_PDRP35 |  |  | PGP2_2_PDRP35 | CISO | N | Bay Area |  |  | DR | OTHER | OTHER | 0.56 | [5 empty] | 17 | 22 | [5 empty] | JUL: 0.56; AUG: 0; SEP: 0.32; OCT: 0; NOV: 0; DEC: 0 | Y | North | FC
PGSF_2_PDRP37 |  |  | PGSF_2_PDRP37 | CISO | N | Bay Area |  |  | DR | OTHER | OTHER | 0.2 | [5 empty] | 17 | 22 | [5 empty] | JUL: 0.16; AUG: 0.2; SEP: 0.19; OCT: 0; NOV: 0; DEC: 0 | Y | North | FC
PGSF_2_PDRP39 |  |  | PGSF_2_PDRP39 | CISO | N | Bay Area |  |  | DR | OTHER | OTHER | 0.27 | [5 empty] | 17 | 22 | [5 empty] | JUL: 0.1; AUG: 0; SEP: 0.27; OCT: 0; NOV: 0; DEC: 0 | Y | North | FC
PGSF_2_PDRP52 |  |  | PGSF_2_PDRP52 | CISO | N | Bay Area |  |  | DR | OTHER | OTHER | 0.32 | [5 empty] | 17 | 22 | [5 empty] | JUL: 0.16; AUG: 0; SEP: 0; OCT: 0.32; NOV: 0; DEC: 0 | Y | North | FC
PGZP_2_PDRP27 |  |  | PGZP_2_PDRP27 | CISO | N | CAISO System |  |  | DR | OTHER | OTHER | 0.4 | [5 empty] | 17 | 22 | [5 empty] | JUL: 0.4; AUG: 0; SEP: 0.17; OCT: 0; NOV: 0; DEC: 0 | Y | North | FC
PGZP_2_PDRP40 |  |  | PGZP_2_PDRP40 | CISO | N | CAISO System |  |  | DR | OTHER | OTHER | 0.37 | [5 empty] | 17 | 22 | [5 empty] | JUL: 0.37; AUG: 0; SEP: 0; OCT: 0; NOV: 0; DEC: 0 | Y | North | FC
SEAWND_2_AMWWD1 |  |  | Alta Mesa Wind | CISO | N | LA Basin |  |  | Wind | WIND | WIND | 27 | 27 |  |  |  |  | 1 | 24 | 24 |  |  |  |  | JUN: 18.57; JUL: 15.41; AUG: 13.08; SEP: 11.4; OCT: 9.66; NOV: 8.02; DEC: 8.47 | N | South | FC
MANZNA_2_CAMSR1 |  |  | Camino Solar | CISO | N | CAISO System |  |  |  | PHOTO VOLTAIC | SUN | 44 | 44 |  |  |  |  | 1 | 24 | 24 | [8 empty] | 1.42 | 18.71 | 29.61 | 8.93 | 17.14 | 0.1 | 0.1 | 0.1 | N | South | ID | 1 | Q1419 - 44 MW solar FC part of 44.88 MW solar and 13.4 MW battery - Max to POI 54.28 FC. Waiting for Whirldwind CRAS and Techachapi CRAS.
PGCC_1_PDRP60 |  |  | VLTS_PDR_PGCC_D | CISO | N | Bay Area |  |  | DR | OTHER | OTHER | 0.11 | [5 empty] | 17 | 22 | [5 empty] | JUL: 0.11; AUG: 0; SEP: 0; OCT: 0; NOV: 0; DEC: 0 | Y | North | FC
PGEB_2_PDRP107 |  |  | VLTS_PDR_PGEB_02 | CISO | N | Bay Area |  |  | DR | OTHER | OTHER | 7.5 | 0 |  |  |  |  | 17 | 22 | [5 empty] | JUL: 0.11; AUG: 0; SEP: 0; OCT: 0; NOV: 0; DEC: 0 | Y | North | FC
PGEB_2_PDRP57 |  |  | PGEB_2_PDRP57 | CISO | N | Bay Area |  |  | DR | OTHER | OTHER | 0.85 | [5 empty] | 17 | 22 | [5 empty] | JUL: 0.39; AUG: 0.73; SEP: 0.85; OCT: 0.51; NOV: 0; DEC: 0 | Y | North | FC
PGF1_2_PDRP11 |  |  | PGF1_2_PDRP11 | CISO | N | Fresno |  |  | DR | OTHER | OTHER | 4 | [5 empty] | 17 | 22 | [5 empty] | JUL: 4; AUG: 4; SEP: 4; OCT: 0; NOV: 0; DEC: 0 | Y | North | FC
PGF1_2_PDRP120 |  |  | VLTS_PDR_PGF1_D | CISO | N | Fresno |  |  | DR | OTHER | OTHER | 3 | 0 |  |  |  |  | 17 | 22 | [5 empty] | JUL: 0.11; AUG: 0; SEP: 0; OCT: 0; NOV: 0; DEC: 0 | Y | North | FC
PGF1_2_PDRP16 |  |  | PGF1_2_PDRP16 | CISO | N | Fresno |  |  | DR | OTHER | OTHER | 0.7 | [5 empty] | 17 | 22 | [5 empty] | JUL: 0.7; AUG: 0.6; SEP: 0.6; OCT: 0; NOV: 0; DEC: 0 | Y | North | FC
PGF1_2_PDRP59 |  |  | PGF1_2_PDRP59 | CISO | N | Fresno |  |  | DR | OTHER | OTHER | 0.54 | [5 empty] | 17 | 22 | [5 empty] | JUL: 0.23; AUG: 0.51; SEP: 0.54; OCT: 0.49; NOV: 0; DEC: 0 | Y | North | FC
PGFG_1_PDRP13 |  |  | PGFG_1_PDRP13 | CISO | N | NCNB |  |  | DR | OTHER | OTHER | 2 | [5 empty] | 17 | 22 | [5 empty] | JUL: 2; AUG: 2; SEP: 2; OCT: 0; NOV: 0; DEC: 0 | Y | North | FC
PGFG_1_PDRP77 |  |  | VLTS_PDR_PGFG_01 | CISO | N | NCNB |  |  | DR | OTHER | OTHER | 0.11 | [5 empty] | 17 | 22 | [5 empty] | JUL: 0.11; AUG: 0; SEP: 0; OCT: 0; NOV: 0; DEC: 0 | Y | North | FC
PGKN_2_PDRP59 |  |  | VLTS_PDR_PGKN_D | CISO | N | Kern |  |  | DR | OTHER | OTHER | 0.11 | [5 empty] | 17 | 22 | [5 empty] | JUL: 0.11; AUG: 0; SEP: 0; OCT: 0; NOV: 0; DEC: 0 | Y | North | FC
PGNB_2_PDRP101 |  |  | VLTS_PDR_PGNB_D | CISO | N | NCNB |  |  | DR | OTHER | OTHER | 3 | 0 |  |  |  |  | 17 | 22 | [5 empty] | JUL: 0.11; AUG: 0; SEP: 0; OCT: 0; NOV: 0; DEC: 0 | Y | North | FC
PGNP_2_PDRP56 |  |  | PGNP_2_PDRP56 | CISO | N | CAISO System |  |  | DR | OTHER | OTHER | 0.39 | [5 empty] | 17 | 22 | [5 empty] | JUL: 0.19; AUG: 0.38; SEP: 0.39; OCT: 0.25; NOV: 0; DEC: 0 | Y | North | FC
PGNP_2_PDRP60 |  |  | VLTS_PDR_PGNP_D | CISO | N | CAISO System |  |  | DR | OTHER | OTHER | 0.11 | [5 empty] | 17 | 22 | [5 empty] | JUL: 0.11; AUG: 0; SEP: 0; OCT: 0; NOV: 0; DEC: 0 | Y | North | FC
PGP2_2_PDRP05 |  |  | PGP2_2_PDRP05 | CISO | N | Bay Area |  |  | DR | OTHER | OTHER | 3.11 | [5 empty] | 17 | 22 | [5 empty] | JUL: 3.11; AUG: 3.05; SEP: 2.92; OCT: 0; NOV: 0; DEC: 0 | Y | North | FC
PGP2_2_PDRP33 |  |  | PGP2_2_PDRP33 | CISO | N | Bay Area |  |  | DR | OTHER | OTHER | 0.48 | [5 empty] | 17 | 22 | [5 empty] | JUL: 0.19; AUG: 0.35; SEP: 0.48; OCT: 0.32; NOV: 0; DEC: 0 | Y | North | FC
PGSB_1_PDRP08 |  |  | PGSB_1_PDRP08 | CISO | N | Bay Area |  |  | DR | OTHER | OTHER | 4 | [5 empty] | 17 | 22 | [5 empty] | JUL: 4; AUG: 4; SEP: 4; OCT: 0; NOV: 0; DEC: 0 | Y | North | FC
PGSB_1_PDRP58 |  |  | PGSB_1_PDRP58 | CISO | N | Bay Area |  |  | DR | OTHER | OTHER | 0.43 | [5 empty] | 17 | 22 | [5 empty] | JUL: 0.17; AUG: 0.33; SEP: 0.43; OCT: 0.31; NOV: 0; DEC: 0 | Y | North | FC
PGSF_2_PDRP100 |  |  | VLTS_PDR_PGSF_D | CISO | N | Bay Area |  |  | DR | OTHER | OTHER | 3 | 0 |  |  |  |  | 17 | 22 | [5 empty] | JUL: 0.11; AUG: 0; SEP: 0; OCT: 0; NOV: 0; DEC: 0 | Y | North | FC
PGSI_1_PDRP02 |  |  | PGSI_1_PDRP02 | CISO | N | Sierra |  |  | DR | OTHER | OTHER | 4 | [5 empty] | 17 | 22 | [5 empty] | JUL: 4; AUG: 4; SEP: 4; OCT: 0; NOV: 0; DEC: 0 | Y | North | FC
PGSI_1_PDRP100 |  |  | VLTS_PDR_PGSI_D | CISO | N | Sierra |  |  | DR | OTHER | OTHER | 3 | 0 |  |  |  |  | 17 | 22 | [5 empty] | JUL: 0.11; AUG: 0; SEP: 0; OCT: 0; NOV: 0; DEC: 0 | Y | North | FC
PGSI_1_PDRP29 |  |  | PGSI_1_PDRP29 | CISO | N | Sierra |  |  | DR | OTHER | OTHER | 0.34 | [5 empty] | 17 | 22 | [5 empty] | JUL: 0.16; AUG: 0.29; SEP: 0.34; OCT: 0.19; NOV: 0; DEC: 0 | Y | North | FC
PGST_2_PDRP07 |  |  | PGST_2_PDRP07 | CISO | N | Stockton |  |  | DR | OTHER | OTHER | 2 | [5 empty] | 17 | 22 | [5 empty] | JUL: 2; AUG: 2; SEP: 2; OCT: 0; NOV: 0; DEC: 0 | Y | North | FC
PGZP_2_PDRP61 |  |  | VLTS_PDR_PGZP_D | CISO | N | CAISO System |  |  | DR | OTHER | OTHER | 0.11 | [5 empty] | 17 | 22 | [5 empty] | JUL: 0.11; AUG: 0; SEP: 0; OCT: 0; NOV: 0; DEC: 0 | Y | North | FC
SCEC_1_PDRP195 |  |  | VLTS_PDR_SCEC_D | CISO | N | LA Basin |  |  | DR | OTHER | OTHER | 9 | 0 |  |  |  |  | 17 | 22 | [5 empty] | JUL: 0.11; AUG: 0; SEP: 0; OCT: 0; NOV: 0; DEC: 0 | Y | South | FC
SCEC_1_PDRP99 |  |  | SCEC_1_PDRP99 | CISO | N | LA Basin |  |  | DR | OTHER | OTHER | 0.48 | [5 empty] | 17 | 22 | [5 empty] | JUL: 0.2; AUG: 0.42; SEP: 0.48; OCT: 0.15; NOV: 0; DEC: 0 | Y | South | FC
SCEN_6_PDRP109 |  |  | VLTS_PDR_SCEN_D | CISO | N | Big Creek-Ventura |  |  | DR | OTHER | OTHER | 3 | 0 |  |  |  |  | 17 | 22 | [5 empty] | JUL: 0.11; AUG: 0; SEP: 0; OCT: 0; NOV: 0; DEC: 0 | Y | South | FC
SCEN_6_PDRP56 |  |  | SCEN_6_PDRP56 | CISO | N | Big Creek-Ventura |  |  | DR | OTHER | OTHER | 0.93 | [5 empty] | 17 | 22 | [5 empty] | JUL: 0.2; AUG: 0.51; SEP: 0.72; OCT: 0.93; NOV: 0; DEC: 0 | Y | South | FC
SCEW_2_PDRP186 |  |  | VLTS_PDR_SCEW_D | CISO | N | LA Basin |  |  | DR | OTHER | OTHER | 5 | 0 |  |  |  |  | 17 | 22 | [5 empty] | JUL: 0.11; AUG: 0; SEP: 0; OCT: 0; NOV: 0; DEC: 0 | Y | South | FC
SCEW_2_PDRP83 |  |  | SCEW_2_PDRP83 | CISO | N | LA Basin |  |  | DR | OTHER | OTHER | 1.2 | [5 empty] | 17 | 22 | [5 empty] | JUL: 0.19; AUG: 0.6; SEP: 0.6; OCT: 1.2; NOV: 0; DEC: 0 | Y | South | FC
SCHD_1_PDRP70 |  |  | VLTS_PDR_SCHD_D | CISO | N | CAISO System |  |  | DR | OTHER | OTHER | 0.11 | [5 empty] | 17 | 22 | [5 empty] | JUL: 0.11; AUG: 0; SEP: 0; OCT: 0; NOV: 0; DEC: 0 | Y | South | FC
SCNW_6_PDRP59 |  |  | VLTS_PDR_SCNW_1 | CISO | N | Big Creek-Ventura |  |  | DR | OTHER | OTHER | 0.11 | [5 empty] | 17 | 22 | [5 empty] | JUL: 0.11; AUG: 0; SEP: 0; OCT: 0; NOV: 0; DEC: 0 | Y | South | FC
ALPAUG_1_TUDSR1 |  |  | Tulare DAC Solar | CISO | N | CAISO System |  |  | Solar_1Axis | PHOTO VOLTAIC | SUN | 3 | 3 |  |  |  |  | 1 | 24 | 24 |  |  |  |  | JUN: 0; JUL: 0; AUG: 0; SEP: 0; OCT: 0; NOV: 0; DEC: 0 | N | North | EO
BGROCK_2_BRFBX2 |  |  | Big Rock Solar Farm | CISO | N | San Diego-IV |  |  | Battery Storage | OTHER | LESR | 200 | 0 | 0.8 | 800 | 800 | 1 | 1 | 24 | 4 |  | TRUE | 300 | 2 | JUL: 100; AUG: 100; SEP: 100; OCT: 100; NOV: 100; DEC: 100 | Y | South | PD | 100
CHARCA_1_NGLSR1 |  |  | Nachtigall | CISO | N | CAISO System |  |  | Solar_1Axis | PHOTO VOLTAIC | SUN | 4.62 | 4.63 |  |  |  |  | 1 | 24 | 24 |  |  |  |  | JUN: 0; JUL: 0; AUG: 0; SEP: 0; OCT: 0; NOV: 0; DEC: 0 | N | North | EO
CHWCHL_1_AVSSR1 |  |  | Avenue 26 Phase I Solar | CISO | N | Fresno |  |  | Solar_Fixed | PHOTO VOLTAIC | SUN | 2.56 | 2.56 |  |  |  |  | 1 | 24 | 24 |  |  |  |  | JUN: 0; JUL: 0; AUG: 0; SEP: 0; OCT: 0; NOV: 0; DEC: 0 | N | North | EO
CHWCHL_1_AVSSR2 |  |  | Avenue 26 Phase II Solar | CISO | N | Fresno |  |  | Solar_Fixed | PHOTO VOLTAIC | SUN | 5 | 5 |  |  |  |  | 1 | 24 | 24 |  |  |  |  | JUN: 0; JUL: 0; AUG: 0; SEP: 0; OCT: 0; NOV: 0; DEC: 0 | N | North | EO
ELNIDO_1_ECRSR1 |  |  | East Cleveland Solar | CISO | N | Fresno |  |  | Solar_Fixed | PHOTO VOLTAIC | SUN | 3 | 3 |  |  |  |  | 1 | 24 | 24 |  |  |  |  | JUN: 0; JUL: 0; AUG: 0; SEP: 0; OCT: 0; NOV: 0; DEC: 0 | Y | North | EO
ESNHWR_2_CS1BT3 |  |  | Carris Storage 1 | CISO | N | LA Basin |  |  | Battery Storage | OTHER | LESR | 10 | 10 | 0.8 | 40 | 40 | 1 | 1 | 24 | 4 |  | TRUE | 15 | 1 | JUN: 5; JUL: 5; AUG: 5; SEP: 5; OCT: 5; NOV: 5; DEC: 5 | Y | South | FC
ESNHWR_2_HDSBT2 |  |  | Hecate Energy Desert Storage 1 | CISO | N | LA Basin |  |  | Battery Storage | OTHER | LESR | 10 | 10 | 0.8 | 40 | 40 | 1 | 1 | 24 | 4 |  | TRUE | 15 | 1 | JUN: 5; JUL: 5; AUG: 5; SEP: 5; OCT: 5; NOV: 5; DEC: 5 | Y | South | FC
HENRTA_6_ACDSR3 |  |  | Avenal Cutoff Dac Spring Solar | CISO | N | Fresno |  |  | Solar_1Axis | PHOTO VOLTAIC | SUN | 3 | 3 |  |  |  |  | 1 | 24 | 24 |  |  |  |  | JUN: 0; JUL: 0; AUG: 0; SEP: 0; OCT: 0; NOV: 0; DEC: 0 | N | North | EO
PGCC_1_PDRP99 |  |  | PGCC_1_PDRP99 | CISO | N | Bay Area |  |  | DR | OTHER | OTHER | 0.87 | [5 empty] | 17 | 22 | [5 empty] | AUG: 0.26; SEP: 0.87; OCT: 0.42; NOV: 0; DEC: 0 | Y | North | FC
PGEB_2_PDRP67 |  |  | PGEB_2_PDRP67 | CISO | N | Bay Area |  |  | DR | OTHER | OTHER | 0.63 | [5 empty] | 17 | 22 | [5 empty] | AUG: 0.63; SEP: 0; OCT: 0; NOV: 0; DEC: 0 | Y | North | FC
PGEB_2_PDRP76 |  |  | PGEB_2_PDRP76 | CISO | N | Bay Area |  |  | DR | OTHER | OTHER | 0.19 | [5 empty] | 17 | 22 | [5 empty] | AUG: 0.19; SEP: 0.13; OCT: 0; NOV: 0; DEC: 0 | Y | North | FC
PGFG_1_PDRP32 |  |  | PGFG_1_PDRP32 | CISO | N | NCNB |  |  | DR | OTHER | OTHER | 0.12 | [5 empty] | 17 | 22 | [5 empty] | AUG: 0.12; SEP: 0; OCT: 0; NOV: 0; DEC: 0 | Y | North | FC
PGFG_1_PDRP36 |  |  | PGFG_1_PDRP36 | CISO | N | NCNB |  |  | DR | OTHER | OTHER | 0.14 | [5 empty] | 17 | 22 | [5 empty] | AUG: 0.12; SEP: 0.14; OCT: 0.1; NOV: 0; DEC: 0 | Y | North | FC
PGKN_2_PDRP37 |  |  | PGKN_2_PDRP37 | CISO | N | Kern |  |  | DR | OTHER | OTHER | 0.64 | [5 empty] | 17 | 22 | [5 empty] | AUG: 0.64; SEP: 0; OCT: 0; NOV: 0; DEC: 0 | Y | North | FC
PGKN_2_PDRP40 |  |  | PGKN_2_PDRP40 | CISO | N | Kern |  |  | DR | OTHER | OTHER | 0.42 | [5 empty] | 17 | 22 | [5 empty] | AUG: 0.42; SEP: 0.13; OCT: 0; NOV: 0; DEC: 0 | Y | North | FC
PGKN_2_PDRP51 |  |  | PGKN_2_PDRP51 | CISO | N | Kern |  |  | DR | OTHER | OTHER | 0.21 | [5 empty] | 17 | 22 | [5 empty] | AUG: 0.2; SEP: 0.21; OCT: 0.18; NOV: 0; DEC: 0 | Y | North | FC
PGNB_2_PDRP22 |  |  | PGNB_2_PDRP22 | CISO | N | NCNB |  |  | DR | OTHER | OTHER | 0.24 | [5 empty] | 17 | 22 | [5 empty] | AUG: 0.24; SEP: 0; OCT: 0; NOV: 0; DEC: 0 | Y | North | FC
PGNB_2_PDRP37 |  |  | PGNB_2_PDRP37 | CISO | N | NCNB |  |  | DR | OTHER | OTHER | 0.13 | [5 empty] | 17 | 22 | [5 empty] | AUG: 0.11; SEP: 0.13; OCT: 0; NOV: 0; DEC: 0 | Y | North | FC
PGNC_1_PDRP15 |  |  | PGNC_1_PDRP15 | CISO | N | NCNB |  |  | DR | OTHER | OTHER | 0.14 | [5 empty] | 17 | 22 | [5 empty] | AUG: 0.14; SEP: 0; OCT: 0; NOV: 0; DEC: 0 | Y | North | FC
PGNC_1_PDRP17 |  |  | PGNC_1_PDRP17 | CISO | N | NCNB |  |  | DR | OTHER | OTHER | 0.13 | [5 empty] | 17 | 22 | [5 empty] | AUG: 0.13; SEP: 0; OCT: 0; NOV: 0; DEC: 0 | Y | North | FC
PGNC_1_PDRP20 |  |  | PGNC_1_PDRP20 | CISO | N | NCNB |  |  | DR | OTHER | OTHER | 0.11 | [5 empty] | 17 | 22 | [5 empty] | AUG: 0.11; SEP: 0; OCT: 0; NOV: 0; DEC: 0 | Y | North | FC
PGP2_2_PDRP38 |  |  | PGP2_2_PDRP38 | CISO | N | Bay Area |  |  | DR | OTHER | OTHER | 0.56 | [5 empty] | 17 | 22 | [5 empty] | AUG: 0.56; SEP: 0.16; OCT: 0; NOV: 0; DEC: 0 | Y | North | FC
PGP2_2_PDRP53 |  |  | PGP2_2_PDRP53 | CISO | N | Bay Area |  |  | DR | OTHER | OTHER | 0.16 | [5 empty] | 17 | 22 | [5 empty] | AUG: 0.16; SEP: 0; OCT: 0; NOV: 0; DEC: 0 | Y | North | FC
PGP2_2_PDRP56 |  |  | PGP2_2_PDRP56 | CISO | N | Bay Area |  |  | DR | OTHER | OTHER | 0.13 | [5 empty] | 17 | 22 | [5 empty] | AUG: 0.13; SEP: 0.12; OCT: 0; NOV: 0; DEC: 0 | Y | North | FC
PGP2_2_PDRP69 |  |  | PGEB_2_PDRP69 | CISO | N | Bay Area |  |  | DR | OTHER | OTHER | 0.32 | [5 empty] | 17 | 22 | [5 empty] | AUG: 0.32; SEP: 0; OCT: 0; NOV: 0; DEC: 0 | Y | North | FC
PGST_2_PDRP15 |  |  | PGST_2_PDRP15 | CISO | N | Stockton |  |  | DR | OTHER | OTHER | 0.13 | [5 empty] | 17 | 22 | [5 empty] | AUG: 0.13; SEP: 0.13; OCT: 0.1; NOV: 0; DEC: 0 | Y | North | FC
PGZP_2_PDRP32 |  |  | PGZP_2_PDRP32 | CISO | N | CAISO System |  |  | DR | OTHER | OTHER | 0.1 | [5 empty] | 17 | 22 | [5 empty] | AUG: 0.1; SEP: 0; OCT: 0; NOV: 0; DEC: 0 | Y | North | FC
SCEC_1_PDRP42 |  |  | SCEC_1_PDRP42 | CISO | N | LA Basin |  |  | DR | OTHER | OTHER | 5 | [5 empty] | 17 | 22 | [5 empty] | AUG: 5; SEP: 0; OCT: 0; NOV: 0; DEC: 0 | Y | South | FC
SCNW_6_PDRP53 |  |  | SCNW_6_PDRP53 | CISO | N | Big Creek-Ventura |  |  | DR | OTHER | OTHER | 0.12 | [5 empty] | 17 | 22 | [5 empty] | AUG: 0.12; SEP: 0; OCT: 0; NOV: 0; DEC: 0 | Y | South | FC
SCNW_6_PDRP55 |  |  | SCNW_6_PDRP55 | CISO | N | Big Creek-Ventura |  |  | DR | OTHER | OTHER | 0.26 | [5 empty] | 17 | 22 | [5 empty] | AUG: 0.26; SEP: 0; OCT: 0; NOV: 0; DEC: 0 | Y | South | FC
SCNW_6_PDRP56 |  |  | SCNW_6_PDRP56 | CISO | N | Big Creek-Ventura |  |  | DR | OTHER | OTHER | 0.22 | [5 empty] | 17 | 22 | [5 empty] | AUG: 0.12; SEP: 0.22; OCT: 0.11; NOV: 0; DEC: 0 | Y | South | FC
SCNW_6_PDRP62 |  |  | SCNW_6_PDRP62 | CISO | N | Big Creek-Ventura |  |  | DR | OTHER | OTHER | 0.16 | [5 empty] | 17 | 22 | [5 empty] | AUG: 0.16; SEP: 0; OCT: 0; NOV: 0; DEC: 0 | Y | South | FC
SDG1_1_PDRP06 |  |  | SDG1_1_PDRP06 | CISO | N | San Diego-IV |  |  | DR | OTHER | OTHER | 2.5 | [5 empty] | 17 | 22 | [5 empty] | AUG: 2.5; SEP: 0; OCT: 0; NOV: 0; DEC: 0 | Y | South | FC
SDG1_1_PDRP71 |  |  | SDG1_1_PDRP71 | CISO | N | San Diego-IV |  |  | DR | OTHER | OTHER | 0.58 | [5 empty] | 17 | 22 | [5 empty] | AUG: 0.23; SEP: 0.54; OCT: 0.58; NOV: 0; DEC: 0 | Y | South | FC
SHAFTR_1_HWYSR1 |  |  | Highway 43 | CISO | N | CAISO System |  |  | Solar_Fixed | PHOTO VOLTAIC | SUN | 2.25 | 2.25 |  |  |  |  | 1 | 24 | 24 |  |  |  |  | JUN: 0; JUL: 0; AUG: 0; SEP: 0; OCT: 0; NOV: 0; DEC: 0 | N | North | EO
TAHOE_2_THOBT1 |  |  | Tahoe 1 | CISO | N | CAISO System |  |  | Battery Storage | OTHER | LESR | 60.04 | 60 | 0.8 | 240.16 | 240.16 | 1 | 1 | 24 | 4 |  | TRUE | 120.14 | 1 | JUL: 60; AUG: 60; SEP: 60; OCT: 60; NOV: 60; DEC: 60 | Y | South | ID | 60 | Q1339 - PCDS to 60 MWs - Waiting for Lugo Victorville CRAS.
TAHOE_2_THOBT2 |  |  | Tahoe 2 | CISO | N | CAISO System |  |  | Battery Storage | OTHER | LESR | 109.06 | 109 | 0.8 | 436.24 | 436.24 | 1 | 1 | 24 | 4 |  | TRUE | 218.02 | 1 | JUL: 109; AUG: 109; SEP: 109; OCT: 109; NOV: 109; DEC: 109 | Y | South | ID | 109 | Q1339 - PCDS to 109 MWs - Waiting for Lugo Victorville CRAS.
TAHOE_2_THOBT3 |  |  | Tahoe 3 | CISO | N | CAISO System |  |  | Battery Storage | OTHER | LESR | 110.1 | 110 | 0.8 | 440.4 | 440.4 | 1 | 1 | 24 | 4 |  | TRUE | 220.68 | 1 | JUL: 110; AUG: 110; SEP: 110; OCT: 110; NOV: 110; DEC: 110 | Y | South | ID | 110 | Q1339 - PCDS to 110 MWs - Waiting for Lugo Victorville CRAS.
WASCO_6_TERSR1 |  |  | Terry | CISO | N | CAISO System |  |  | Solar_1Axis | PHOTO VOLTAIC | SUN | 4.62 | 4.63 |  |  |  |  | 1 | 24 | 24 |  |  |  |  | JUN: 0; JUL: 0; AUG: 0; SEP: 0; OCT: 0; NOV: 0; DEC: 0 | N | North | EO
WEEDPC_6_KNSSR1 |  |  | Kern Sunset | CISO | N | CAISO System |  |  | Solar_Fixed | PHOTO VOLTAIC | SUN | 2.37 | 2.37 |  |  |  |  | 1 | 24 | 24 |  |  |  |  | JUN: 0; JUL: 0; AUG: 0; SEP: 0; OCT: 0; NOV: 0; DEC: 0 | N | North | EO
DLN_5_HARQSCEDYN |  |  | Harq | AZPS | Y | Import |  |  | Solar_1Axis | PHOTO VOLTAIC | SUN | 150 | 0 |  |  |  |  | 1 | 24 | 24 | [8 empty] | 4.83 | 63.79 | 100.94 | 30.45 | 58.43 | 0.26 | 0.1 | 0.1 |  | South | IAR
PGNB_2_PDRP42 |  |  | PGNB_2_PDRP42 | CISO | N | NCNB |  |  | DR | OTHER | OTHER | 0.37 | [5 empty] | 17 | 22 | [5 empty] | SEP: 0.37; OCT: 0; NOV: 0; DEC: 0 | Y | North | FC
PGNC_1_PDRP09 |  |  | PGNC_1_PDRP09 | CISO | N | NCNB |  |  | DR | OTHER | OTHER | 0.13 | [5 empty] | 17 | 22 | [5 empty] | SEP: 0.13; OCT: 0.11; NOV: 0; DEC: 0 | Y | North | FC
PGNC_1_PDRP14 |  |  | PGNC_1_PDRP14 | CISO | N | NCNB |  |  | DR | OTHER | OTHER | 0.14 | [5 empty] | 17 | 22 | [5 empty] | SEP: 0.14; OCT: 0; NOV: 0; DEC: 0 | Y | North | FC
PGP2_2_PDRP43 |  |  | PGP2_2_PDRP43 | CISO | N | Bay Area |  |  | DR | OTHER | OTHER | 0.25 | [5 empty] | 17 | 22 | [5 empty] | SEP: 0.25; OCT: 0; NOV: 0; DEC: 0 | Y | North | FC
PGSB_1_PDRP76 |  |  | PGSB_1_PDRP76 | CISO | N | Bay Area |  |  | DR | OTHER | OTHER | 0.14 | [5 empty] | 17 | 22 | [5 empty] | SEP: 0.14; OCT: 0; NOV: 0; DEC: 0 | Y | North | FC
PGZP_2_PDRP51 |  |  | PGZP_2_PDRP51 | CISO | N | CAISO System |  |  | DR | OTHER | OTHER | 0.1 | [5 empty] | 17 | 22 | [5 empty] | SEP: 0.1; OCT: 0; NOV: 0; DEC: 0 | Y | North | FC
ROMOLA_5_MPBBT5 |  |  | Menifee Power Bank 5 | CISO | N | LA Basin |  |  | Battery Storage | OTHER | LESR | 60 | 60 | 0.8 | 240 | 240 | 1 | 1 | 24 | 4 |  | TRUE | 120 | 1 | AUG: 60; SEP: 60; OCT: 60; NOV: 60; DEC: 60 | Y | South | FC
SCHD_1_PDRP40 |  |  | SCHD_1_PDRP40 | CISO | N | CAISO System |  |  | DR | OTHER | OTHER | 0.1 | [5 empty] | 17 | 22 | [5 empty] | SEP: 0.1; OCT: 0.1; NOV: 0; DEC: 0 | Y | South | FC
SCHD_1_PDRP58 |  |  | ESPN_SCHD_1_PDRP58 | CISO | N | CAISO System |  |  | DR | OTHER | OTHER | 0.41 | [5 empty] | 17 | 22 | [5 empty] | SEP: 0.41; OCT: 0.11; NOV: 0; DEC: 0 | Y | South | FC
SCLD_1_PDRP11 |  |  | SCLD_1_PDRP11 | CISO | N | CAISO System |  |  | DR | OTHER | OTHER | 0.15 | [5 empty] | 17 | 22 | [5 empty] | SEP: 0.1; OCT: 0.15; NOV: 0; DEC: 0 | Y | South | FC
VALLEY_5_ORTBT1 |  |  | Ortega Grid | CISO | N | LA Basin |  |  | Battery Storage | OTHER | LESR | 20 | 20 | 0.8 | 80 | 80 | 1 | 1 | 24 | 4 |  | TRUE | 30 | 1 | JUL: 10; AUG: 10; SEP: 10; OCT: 10; NOV: 10; DEC: 10 | Y | South | FC
VALTNE_2_TSASR1 |  | VALTNE_2_TSBBT1 | Tropico Solar Big Beau A | CISO | N | CAISO System |  |  | Paired_Solar_1Axis | PHOTO VOLTAIC | SUN | 58 | 58 |  |  |  |  | 1 | 24 | 24 | 58 |  |  |  | AUG: 11.77; SEP: 22.59; OCT: 0.1; NOV: 0.1; DEC: 0.1 | N | South | ID | 1 | Q1329-Q602 - 58 MW solar - Co-located with 18 MW 72 MWh BESS VALTNE_2_TSBBT1 - Max 58 at POI - Waiting for Tehachapi cRAS and Whirlwind cRAS.
VALTNE_2_TSASR2 |  | VALTNE_2_TSBBT2 | Tropico Solar A | CISO | N | CAISO System |  |  | Paired_Solar_1Axis | PHOTO VOLTAIC | SUN | 70 | 70 |  |  |  |  | 1 | 24 | 24 | 70 |  |  |  | AUG: 14.21; SEP: 27.27; OCT: 0.12; NOV: 0.1; DEC: 0.1 | N | South | ID | 1 | Q1329 - 70 MW solar Co-located with VALTNE_2_TSBBT2 a 22 MW 88 MWh BESS - Max at POI 70 MW - Waiting for Tehachapi cRAS and Whirlwind cRAS
VALTNE_2_TSBBT1 |  | VALTNE_2_TSASR1 | Tropico Solar Big Beau B | CISO | N | CAISO System |  |  | Paired_BattStorage | OTHER | LESR | 18 | 18 | 0.8 | 72 | 72 | 1 | 1 | 24 | 4 | 58 | FALSE | 36 | 1 | AUG: 18; SEP: 18; OCT: 18; NOV: 18; DEC: 18 | Y | South | ID | 1 | Q1329-Q602 - 18 MW 72 MWh BESS - Co-located with 58 MW solar VALTNE_2_TSASR1 - Max 58 at POI - Waiting for Tehachapi cRAS and Whirlwind cRAS.
VALTNE_2_TSBBT2 |  | VALTNE_2_TSASR2 | Tropico Solar B | CISO | N | CAISO System |  |  | Paired_BattStorage | OTHER | LESR | 22 | 22 | 0.8 | 88 | 88 | 1 | 1 | 24 | 4 | 70 | FALSE | 44 | 1 | AUG: 22; SEP: 22; OCT: 22; NOV: 22; DEC: 22 | Y | South | ID | 1 | Q1329 - 22 MW 88 MWh BESS Co-located with VALTNE_2_TSASR2 a 70 MW solar - Max at POI 70 MW - Waiting for Tehachapi cRAS and Whirlwind cRAS
WESCN2_2_BDSBT2 |  |  | BATERIA DEL SUR 2B | CISO | N | San Diego-IV |  |  | Battery Storage | OTHER | LESR | 100 | 100 | 0.8 | 400 | 400 | 1 | 1 | 24 | 4 |  | TRUE |  |  | AUG: 100; SEP: 100; OCT: 100; NOV: 100; DEC: 100 | Y | South | ID | 1 | Q1531 - Waiting for 2022-2023 TPP approved upgrades.
GWFPWR_1_LDCTG1 |  |  | LEAD UNIT 1 | CISO | N | Fresno |  |  | CCGT | COMBUSTION TURBINE | NATURAL GAS | 55.3 | 55.3 |  |  |  |  | 1 | 24 | 24 |  |  | 49.49 | 1 | AUG: 49.49; SEP: 49.49; OCT: 49.49; NOV: 49.49; DEC: 49.49 | Y | North | FC |  | Group name HANFORD_0071CONV - Max to grid 99.4 MWs. Co-locate with GWFPWR_1_LDCTG2.
GWFPWR_1_LDCTG2 |  |  | LEAD UNIT 2 | CISO | N | Fresno |  |  | CCGT | COMBUSTION TURBINE | NATURAL GAS | 55.3 | 55.3 |  |  |  |  | 1 | 24 | 24 |  |  | 48.97 | 1 | AUG: 48.97; SEP: 48.97; OCT: 48.97; NOV: 48.97; DEC: 48.97 | Y | North | FC |  | Group name HANFORD_0071CONV - Max to grid 99.4 MWs. Co-locate with GWFPWR_1_LDCTG1.
KOLA_2_KLBBT1 |  |  | Kola | CISO | N | CAISO System |  |  | Battery Storage | OTHER | LESR | 275 | 275 | 0.8 | 1100 | 1100 | 1 | 1 | 24 | 4 |  | TRUE | 0 | 1 | OCT: 275; NOV: 275; DEC: 275 | Y | North | ID | 1 | Q1275 - Waiting for RNUs, DNUs, PNUs per LGIA
KOLA_2_KLBBT2 |  |  | Kola BESS 2 | CISO | N | CAISO System |  |  | Battery Storage | OTHER | LESR | 125 | 125 | 0.8 | 500 | 500 | 1 | 1 | 24 | 4 |  | TRUE | 250 | 2 | SEP: 125; OCT: 125; NOV: 125; DEC: 125 | Y | North | ID | 1 | Q1275 - Waiting for RNUs, DNUs, PNUs per LGIA
PGNB_2_PDRP35 |  |  | PGNB_2_PDRP35 | CISO | N | NCNB |  |  | DR | OTHER | OTHER | 0.18 | [5 empty] | 17 | 22 | [5 empty] | OCT: 0.18; NOV: 0; DEC: 0 | Y | North | FC
PGNC_1_PDRP26 |  |  | PGNC_1_PDRP26 | CISO | N | NCNB |  |  | DR | OTHER | OTHER | 0.12 | [5 empty] | 17 | 22 | [5 empty] | OCT: 0.12; NOV: 0; DEC: 0 | Y | North | FC
RSMNDS_2_CSRBT1 |  | RSMNDS_2_CSRBT2, RSMNDS_2_CSRSR1 | Cyclone Solar Rosamond South I BESS 1 | CISO | N | CAISO System |  |  | Paired_BattStorage | OTHER | LESR | 15 | 15 | 0.8 | 60 | 60 | 1 | 1 | 24 | 4 | 40 | FALSE | 0 | 1 | OCT: 15; NOV: 15; DEC: 15 | Y | South | ID | 1 | Q1327 - Group name CYCLONE_1327 Max to gird 40 MWs - 4 resource IDs. 15 MW 60 MWhs battery FC co-located with 30 MW solar FC RSMNDS_2_CSRSR1 - Waiting for Whirldwind CRAS and Techachapi CRAS.
RSMNDS_2_CSRBT2 |  | RSMNDS_2_CSRBT1, RSMNDS_2_CSRSR1 | Cyclone Solar Rosamond South I BESS 3 | CISO | N | CAISO System |  |  | Paired_BattStorage | OTHER | LESR | 10 | 10 | 0.8 | 40 | 40 | 1 | 1 | 24 | 4 | 40 | FALSE | 0 | 1 | OCT: 10; NOV: 10; DEC: 10 | Y | South | ID | 1 | Q1327 - Group name CYCLONE_1327 Max to gird 40 MWs - 4 resource IDs. 10 MW 40 MWhs battery FC co-located with 10 MW solar FC RSMNDS_2_CSRSR2 - Waiting for Whirldwind CRAS and Techachapi CRAS.
RSMNDS_2_CSRSR1 |  | RSMNDS_2_CSRBT2, RSMNDS_2_CSRSB1 | Cyclone Solar | CISO | N | CAISO System |  |  | Paired_Solar_1Axis | PHOTO VOLTAIC | SUN | 30 | 30 |  |  |  |  | 1 | 24 | 24 | 40 |  |  |  | OCT: 0.05; NOV: 0.1; DEC: 0.1 | N | South | ID | 1 | Q1327 - Group name CYCLONE_1327 Max to gird 40 MWs - 4 resource IDs. 30 MW solar FC - At CPUC - hourly FC - limited to PD to 11.25 MW due to Max at POI - co-located with 15 MW 60 MWhs battery FC FC RSMNDS_2_CSRBT1 - Waiting for Whirldwind CRAS and Techachapi CRAS.
SCNW_6_PDRP39 |  |  | SCNW_6_PDRP39 | CISO | N | Big Creek-Ventura |  |  | DR | OTHER | OTHER | 0.12 | [5 empty] | 17 | 22 | [5 empty] | OCT: 0.12; NOV: 0; DEC: 0 | Y | South | FC

## NQC list
Resource ID | Local Area | Generator Name | JAN | FEB | MAR | APR | MAY | JUN | JUL | AUG | SEP | OCT | NOV | DEC | Dispatchable | Path Designation | Deliverability Status | Deliverability MW | Comments
7STDRD_1_SOLAR1 | Kern | Shafter Solar | 0.1 | 0.1 | 0.1 | 0.27 | 1.41 | 11.34 | 14.59 | 5.34 | 9.5 | 0.1 | 0.1 | 0.1 | N | North | FC
ACACIA_6_SOLAR | Big Creek-Ventura | West Antelope Solar | 0.1 | 0.1 | 0.1 | 0.1 | 0.3 | 5.06 | 9.93 | 2.45 | 5.35 | 0.1 | 0.1 | 0.1 | N | South | FC
ADERA_1_SOLAR1 | Fresno | Adera Solar | 0 | 0 | 0 | 0 | 0 | 0 | 0 | 0 | 0 | 0 | 0 | 0 | N | North | EO
ADLIN_1_UNITS | NCNB | GEYSERS AIDLIN AGGREGATE | 22 | 22 | 22 | 22 | 22 | 22 | 22 | 22 | 22 | 22 | 22 | 22 | Y | North | FC
ADMEST_6_SOLAR | Fresno | Adams East | 0.1 | 0.1 | 0.1 | 0.25 | 1 | 7.28 | 11.38 | 3.82 | 7.61 | 0.12 | 0.1 | 0.1 | N | North | ID | 100% | Q632 - 23TPD - Waiting for Manning and many other projects.
ADOBEE_1_SOLAR | CAISO System | Adobe Solar | 0.1 | 0.1 | 0.1 | 0.27 | 1.41 | 11.34 | 14.59 | 5.34 | 9.5 | 0.1 | 0.1 | 0.1 | N | North | FC
AGRICO_6_PL3N5 | Fresno | Fresno Peaker | 22.69 | 22.69 | 22.69 | 22.69 | 22.69 | 22.69 | 22.69 | 22.69 | 22.69 | 22.69 | 22.69 | 22.69 | Y | North | FC
AGRICO_7_UNIT | Fresno | Fresno Cogen | 50.6 | 50.6 | 50.6 | 50.6 | 50.6 | 50.6 | 50.6 | 50.6 | 50.6 | 50.6 | 50.6 | 50.6 | Y | North | FC
AGUCAL_5_SOLAR1 | CAISO System | Agua Caliente Solar | 0 | 0 | 0 | 0 | 0 | 0 | 0 | 0 | 0 | 0 | 0 | 0 | N | South | EO
AKINGS_6_AMESR1 | Fresno | American Kings Solar | 0.1 | 0.1 | 0.1 | 1.68 | 8.65 | 69.75 | 89.75 | 32.87 | 58.44 | 0.46 | 0.1 | 0.1 | N | North | FC
ALAMIT_2_AESBT2 | LA Basin | Alamitos Energy Storage 2 | 82 | 82 | 82 | 82 | 82 | 82 | 82 | 82 | 82 | 82 | 82 | 82 | Y | South | FC
ALAMIT_2_PL1X3 | LA Basin | Alamitos Energy Center Unit 7 | 674.7 | 674.7 | 674.7 | 674.7 | 674.7 | 674.7 | 674.7 | 674.7 | 674.7 | 674.7 | 674.7 | 674.7 | Y | South | FC
ALAMIT_7_ES1 | LA Basin | Alamitos Energy Storage | 100 | 100 | 100 | 100 | 100 | 100 | 100 | 100 | 100 | 100 | 100 | 100 | Y | South | FC
ALAMIT_7_UNIT 3 | LA Basin | ALAMITOS GEN STA. UNIT 3 | 326.76 | 326.76 | 326.76 | 326.76 | 326.76 | 326.76 | 326.76 | 326.76 | 326.76 | 326.76 | 326.76 | 326.76 | Y | South | FC
ALAMIT_7_UNIT 4 | LA Basin | ALAMITOS GEN STA. UNIT 4 | 334.43 | 334.43 | 334.43 | 334.43 | 334.43 | 334.43 | 334.43 | 334.43 | 334.43 | 334.43 | 334.43 | 334.43 | Y | South | FC
ALAMIT_7_UNIT 5 | LA Basin | ALAMITOS GEN STA. UNIT 5 | 480 | 480 | 480 | 480 | 480 | 480 | 480 | 480 | 480 | 480 | 480 | 480 | Y | South | FC
ALAMO_6_UNIT | Big Creek-Ventura | ALAMO POWER PLANT | 3.69 | 3.71 | 5.09 | 10.72 | 12.19 | 14 | 14 | 14 | 14 | 14 | 14 | 12.57 | Y | South | FC
ALLGNY_6_HYDRO1 | Sierra | Salmon Creek Hydroelectric Project | 0.22 | 0.29 | 0.32 | 0.49 | 0.47 | 0.08 | 0.14 | 0.03 | 0.01 | 0.03 | 0.14 | 0.14 | N | North | FC
ALMASL_2_AL6BT6 | CAISO System | Almasol 6 BES | 50 | 50 | 50 | 50 | 50 | 50 | 50 | 50 | 50 | 50 | 50 | 50 | Y | South | FC |  | Group name: ALMASOL_365 - Max to grid 500 MW, Co-located with ALMASL_2_GS6SR6
ALMASL_2_GS1SR1 | CAISO System | Almasol Generating Station 1 | 0.1 | 0.1 | 0.1 | 0.6 | 4.02 | 53.15 | 84.12 | 25.37 | 48.69 | 0.22 | 0.1 | 0.1 | N | South | FC |  | Group name: ALMASOL_365 - Max to grid 500 MW.
ALMASL_2_GS4SR4 | CAISO System | Almasol Generating Station 4 | 0.1 | 0.1 | 0.1 | 0.48 | 3.22 | 42.52 | 67.29 | 20.3 | 38.96 | 0.18 | 0.1 | 0.1 | N | South | FC |  | Group name: ALMASOL_365 - Max to grid 500 MW.
ALMASL_2_GS6SR6 | CAISO System | Almasol Generating Station 6 | 0.1 | 0.1 | 0.1 | 0.48 | 3.22 | 42.52 | 67.29 | 20.3 | 38.96 | 0.18 | 0.1 | 0.1 | N | South | FC |  | Group name: ALMASOL_365 - Max to grid 500 MW, Co-located with ALMASL_2_AL6BT6
ALMASL_2_GS7SR7 | CAISO System | Almasol Generating Station 7 | 0.1 | 0.1 | 0.1 | 0.63 | 4.25 | 56.13 | 88.83 | 26.79 | 51.42 | 0.23 | 0.1 | 0.1 | N | South | FC |  | Group name: ALMASOL_365 - Max to grid 500 MW.
ALMEGT_1_UNIT 1 | Bay Area | ALAMEDA GT UNIT 1 | 23.4 | 23.4 | 23.4 | 23.4 | 23.4 | 23.4 | 23.4 | 23.4 | 23.4 | 23.4 | 23.4 | 23.4 | Y | North | FC
ALMEGT_1_UNIT 2 | Bay Area | ALAMEDA GT UNIT 2 | 23.5 | 23.5 | 23.5 | 23.5 | 23.5 | 23.5 | 23.5 | 23.5 | 23.5 | 23.5 | 23.5 | 23.5 | Y | North | FC
ALPAUG_1_TUDSR1 | CAISO System | Tulare DAC Solar | JUN: 0; JUL: 0; AUG: 0; SEP: 0; OCT: 0; NOV: 0; DEC: 0 | N | North | EO
ALPSLR_1_NTHSLR | CAISO System | Alpaugh North, LLC | 0.1 | 0.1 | 0.1 | 0.27 | 1.05 | 7.66 | 11.98 | 4.02 | 8.01 | 0.13 | 0.1 | 0.1 | N | North | FC
ALPSLR_1_SPSSLR | CAISO System | Alpaugh 50 LLC | 0.1 | 0.1 | 0.1 | 0.67 | 2.62 | 19.16 | 29.96 | 10.05 | 20.04 | 0.32 | 0.1 | 0.1 | N | North | FC
ALT6DN_2_WIND7 | CAISO System | Pinyon Pines 1 | 13.8 | 33.32 | 37.32 | 60.11 | 67.79 | 61.74 | 61.52 | 56.82 | 34.89 | 18.68 | 10.85 | 10.63 | N | South | FC
ALT6DS_2_WIND9 | CAISO System | Pinyon Pines 2 | 11.09 | 26.77 | 29.98 | 48.29 | 54.46 | 49.6 | 49.42 | 45.64 | 28.03 | 15.01 | 8.71 | 8.54 | N | South | FC
ALTA3A_2_CPCE4 | CAISO System | Alta Wind 4 | 8.57 | 20.68 | 23.17 | 37.32 | 42.08 | 38.33 | 38.19 | 35.27 | 21.66 | 11.6 | 6.73 | 6.6 | N | South | FC
ALTA3A_2_CPCE5 | CAISO System | Alta Wind 5 | 14.11 | 34.07 | 38.16 | 61.46 | 69.31 | 63.13 | 62.9 | 58.09 | 35.67 | 19.1 | 11.09 | 10.87 | N | South | FC
ALTA3A_2_CPCE8 | CAISO System | Alta Wind 8 | 12.6 | 30.42 | 34.07 | 54.88 | 61.88 | 56.36 | 56.16 | 51.87 | 31.85 | 17.06 | 9.9 | 9.7 | N | South | FC
ALTA4A_2_CPCW1 | CAISO System | Alta Wind 1 | 12.6 | 30.42 | 34.07 | 54.88 | 61.88 | 56.36 | 56.16 | 51.87 | 31.85 | 17.06 | 9.9 | 9.7 | N | South | FC
ALTA4B_2_CPCW2 | CAISO System | Alta Wind 2 | 12.6 | 30.42 | 34.07 | 54.88 | 61.88 | 56.36 | 56.16 | 51.87 | 31.85 | 17.06 | 9.9 | 9.7 | N | South | FC
ALTA4B_2_CPCW3 | CAISO System | Alta Wind 3 | 12.6 | 30.42 | 34.07 | 54.88 | 61.88 | 56.36 | 56.16 | 51.87 | 31.85 | 17.06 | 9.9 | 9.7 | N | South | FC
ALTA4B_2_CPCW6 | CAISO System | Mustang Hills | 12.6 | 30.42 | 34.07 | 54.88 | 61.88 | 56.36 | 56.16 | 51.87 | 31.85 | 17.06 | 9.9 | 9.7 | N | South | FC
ALTA6B_2_WIND11 | CAISO System | Alta Wind 11 | 7.41 | 17.88 | 20.02 | 32.25 | 36.37 | 33.12 | 33 | 30.48 | 18.72 | 10.02 | 5.82 | 5.7 | N | South | FC
ALTA6E_2_WIND10 | CAISO System | Alta Wind 10 | 11.33 | 27.34 | 30.63 | 49.33 | 55.63 | 50.67 | 50.48 | 46.63 | 28.63 | 15.33 | 8.9 | 8.72 | N | South | FC
ALTWD_2_AT3WD3 | LA Basin | Altech 3 | 0.82 | 1.99 | 2.23 | 3.59 | 4.04 | 3.68 | 3.67 | 3.39 | 2.08 | 1.11 | 0.65 | 0.63 | N | South | FC
ALTWD_2_COAWD1 | LA Basin | Coachella 1 | 4.23 | 10.22 | 11.45 | 18.44 | 20.79 | 18.94 | 18.87 | 17.43 | 10.7 | 5.73 | 3.33 | 3.26 | N | South | FC
ANAHM_2_CANYN1 | LA Basin | CANYON POWER PLANT UNIT 1 | 49.21 | 49.21 | 49.21 | 49.21 | 49.21 | 49.21 | 49.21 | 49.21 | 49.21 | 49.21 | 49.21 | 49.21 | Y | South | FC
ANAHM_2_CANYN2 | LA Basin | CANYON POWER PLANT UNIT 2 | 48.04 | 48.04 | 48.04 | 48.04 | 48.04 | 48.04 | 48.04 | 48.04 | 48.04 | 48.04 | 48.04 | 48.04 | Y | South | FC
ANAHM_2_CANYN3 | LA Basin | CANYON POWER PLANT UNIT 3 | 46.49 | 46.49 | 46.49 | 46.49 | 46.49 | 46.49 | 46.49 | 46.49 | 46.49 | 46.49 | 46.49 | 46.49 | Y | South | FC
ANAHM_2_CANYN4 | LA Basin | CANYON POWER PLANT UNIT 4 | 49.8 | 49.8 | 49.8 | 49.8 | 49.8 | 49.8 | 49.8 | 49.8 | 49.8 | 49.8 | 49.8 | 49.8 | Y | South | FC
APLHIL_1_SFKHY1 | Sierra | South Fork Powerhouse | 0 | 0 | 0 | 0 | 0 | 0 | 0 | 0 | 0 | 0 | 0 | 0 | Y | North | EO
AQUAWS_2_AQWSR1 | CAISO System | Aquamarine Westside | 0.1 | 0.1 | 0.1 | 3.4 | 17.57 | 141.76 | 182.41 | 66.8 | 118.78 | 0.94 | 0.1 | 0.1 | N | North | FC
ARBWD_6_QF | CAISO System | Wind Resource II | 1.68 | 4.05 | 4.53 | 7.3 | 8.23 | 7.5 | 7.47 | 6.9 | 4.24 | 2.27 | 1.32 | 1.29 | N | South | FC
ARCOGN_2_UNITS | LA Basin | WATSON COGENERATION | 305 | 305 | 305 | 305 | 305 | 305 | 305 | 305 | 305 | 305 | 305 | 305 | Y | South | FC
ARLNTN_2_AR1SR1 | CAISO System | Arlington | 0.1 | 0.1 | 0.1 | 0.48 | 3.22 | 42.52 | 67.29 | 20.3 | 38.96 | 0.18 | 0.1 | 0.1 | N | South | FC |  | Group name: ARLINGTON_1196_2 - Max to grid 269 MW. Co-located with SUNCAT_2_A2ABT2, SUNCAT_2_A2BSR2
ARLNTN_2_ASUSR1 | CAISO System | Arlington Solar Unit 1 | 0.06 | 0.06 | 0.06 | 0.37 | 2.49 | 32.97 | 52.18 | 15.74 | 30.2 | 0.14 | 0.06 | 0.06 | N | South | PD | 59.19% | Group name: ARLINGTON_1196_1 - Max to grid 131 MW. Co-located with SUNCAT_2_A1BBT1, SUNCAT_2_A1ABT1
ARVINN_6_ORION1 | CAISO System | Orion 1 Solar | 0.1 | 0.1 | 0.1 | 0.16 | 0.63 | 4.6 | 7.19 | 2.41 | 4.81 | 0.1 | 0.1 | 0.1 | N | North | FC
ARVINN_6_ORION2 | CAISO System | Orion 2 Solar | 0.1 | 0.1 | 0.1 | 0.11 | 0.56 | 4.54 | 5.84 | 2.14 | 3.8 | 0.1 | 0.1 | 0.1 | N | North | FC
ASTORA_2_SOLAR1 | CAISO System | Astoria 1 | 0.1 | 0.1 | 0.1 | 0.48 | 3.22 | 42.52 | 67.29 | 20.3 | 38.96 | 0.18 | 0.1 | 0.1 | N | South | FC
ASTORA_2_SOLAR2 | CAISO System | Astoria 2 | 0.1 | 0.1 | 0.1 | 0.36 | 2.41 | 31.89 | 50.47 | 15.22 | 29.22 | 0.13 | 0.1 | 0.1 | N | South | FC
ATHOS_5_AP1X2 | CAISO System | Athos Power Plant | 0.1 | 0.1 | 0.1 | 1.19 | 8.04 | 106.31 | 168.24 | 50.74 | 97.39 | 0.44 | 0.1 | 0.1 | N | South | FC |  | Max at POI 450 MWs - including new Athos Power Plant BESS.
ATHOS_5_AP2X2 | CAISO System | Athos Power Plant 2 | 0.1 | 0.1 | 0.1 | 0.95 | 6.43 | 85.05 | 134.59 | 40.59 | 77.91 | 0.35 | 0.1 | 0.1 | N | South | FC |  | Max at POI 450 MWs - including new Athos Power Plant BESS.
ATWEL2_1_SOLAR1 | CAISO System | Atwell West | 0.1 | 0.1 | 0.1 | 0.27 | 1.41 | 11.34 | 14.59 | 5.34 | 9.5 | 0.1 | 0.1 | 0.1 | N | North | FC
ATWELL_1_SOLAR | CAISO System | Atwell Island PV Solar Generating Faci. | 0.1 | 0.1 | 0.1 | 0.27 | 1.05 | 7.66 | 11.98 | 4.02 | 8.01 | 0.13 | 0.1 | 0.1 | N | North | FC
AVENAL_6_AVPARK | Fresno | Avenal Park Solar Project | 0.1 | 0.1 | 0.1 | 0.1 | 0.31 | 2.3 | 3.59 | 1.21 | 2.4 | 0.1 | 0.1 | 0.1 | N | North | ID | 100% | PGEWD0029 - 18DGD Waiting for Reconductor Los Banos-Padre Flat-Panoche 230 kV and possibly other
AVENAL_6_AVSLR1 | Fresno | Avenal Solar 1 | 0 | 0 | 0 | 0 | 0 | 0 | 0 | 0 | 0 | 0 | 0 | 0 | N | North | EO
AVENAL_6_AVSLR2 | Fresno | Avenal Solar 2 | 0 | 0 | 0 | 0 | 0 | 0 | 0 | 0 | 0 | 0 | 0 | 0 | N | North | EO
AVENAL_6_SANDDG | Fresno | Sand Drag Solar Project | 0.08 | 0.08 | 0.08 | 0.21 | 0.84 | 6.08 | 9.51 | 3.19 | 6.36 | 0.1 | 0.08 | 0.08 | N | North | ID | 83.58% | PGEWD0036 - 18DGD (83.58% or 15.88 MW of 19 MW) Waiting for Reconductor Los Banos-Padre Flat-Panoche 230 kV and possibly other
AVENAL_6_SUNCTY | Fresno | Sun City Solar Project | 0.1 | 0.1 | 0.1 | 0.27 | 1.05 | 7.66 | 11.98 | 4.02 | 8.01 | 0.13 | 0.1 | 0.1 | N | North | ID | 100% | PGEWD0035 - 18DGD Waiting for Reconductor Los Banos-Padre Flat-Panoche 230 kV and possibly other
AVSOLR_2_SOLAR | CAISO System | AV SOLAR RANCH 1 | 0.1 | 0.1 | 0.1 | 0.71 | 3.67 | 61.11 | 119.92 | 29.62 | 64.61 | 0.37 | 0.1 | 0.1 | N | South | FC
BAHIA_2_LKHSR1 | CAISO System | Lake Herman Solar | 0 | 0 | 0 | 0 | 0 | 0 | 0 | 0 | 0 | 0 | 0 | 0 | N | North | EO
BALCHS_7_UNIT 1 | Fresno | BALCH 1 PH UNIT 1 | 31 | 31 | 25.2 | 31 | 31 | 31 | 31 | 31 | 31 | 31 | 31 | 31 | Y | North | FC
BALCHS_7_UNIT 2 | Fresno | BALCH 2 PH UNIT 2 | 52.5 | 52.5 | 43.4 | 52.5 | 52.5 | 52.5 | 52.5 | 52.5 | 52.5 | 52.5 | 52.5 | 52.5 | Y | North | FC
BALCHS_7_UNIT 3 | Fresno | BALCH 2 PH UNIT 3 | 54.6 | 54.6 | 43.78 | 54.6 | 54.6 | 54.6 | 54.6 | 54.6 | 54.6 | 54.6 | 54.6 | 54.6 | Y | North | FC
BANKPP_2_NSPIN | Bay Area | BANKPP_2_NSPIN | 127 | 127 | 127 | 127 | 127 | 127 | 127 | 127 | 127 | 127 | 127 | 127 | Y | North | FC
BARRE_2_ALASB1 | LA Basin | Los Alamitos 1 | 5.1 | 5.1 | 5.1 | 5.1 | 5.32 | 9.25 | 10 | 7.03 | 8.9 | 5.1 | 5.1 | 5.1 | Y | South | FC
BARRE_2_QF | LA Basin | BARRE QFS | 0 | 0 | 0.01 | 0.01 | 0 | 0 | 0 | 0 | 0 | 0 | 0 | 0 | N | South | FC
BARRE_6_PEAKER | LA Basin | Barre Peaker | 49 | 49 | 49 | 49 | 49 | 49 | 49 | 49 | 49 | 49 | 49 | 49 | Y | South | FC
BASICE_2_UNITS | CAISO System | King City Cogen | 120 | 120 | 120 | 120 | 120 | 120 | 120 | 120 | 120 | 120 | 120 | 120 | Y | North | FC
BDGRCK_1_UNITS | Kern | BADGER CREEK LIMITED | 48.08 | 48.08 | 48.08 | 48.08 | 48.08 | 48.08 | 48.08 | 48.08 | 48.08 | 48.08 | 48.08 | 48.08 | Y | North | FC
BEARDS_7_UNIT 1 | Stockton | Beardsley Hydro | 6.3 | 2.74 | 2 | 6.54 | 5.96 | 9.1 | 5.54 | 5.94 | 3.8 | 3.2 | 6.2 | 8.4 | Y | North | FC
BEARMT_1_UNIT | Kern | Bear Mountain Limited | 49.21 | 49.21 | 49.21 | 49.21 | 49.21 | 49.21 | 49.21 | 49.21 | 49.21 | 49.21 | 49.21 | 49.21 | Y | North | FC
BELDEN_7_UNIT 1 | Sierra | BELDEN HYDRO | 2 | 2 | 1.6 | 2.08 | 2.08 | 35.2 | 80.8 | 93.95 | 88 | 45.2 | 2 | 1.6 | Y | North | FC
BERCYN_2_BCEBT1 | NCNB | Bear Canyon Energy Storage | 13 | 13 | 13 | 13 | 13 | 13 | 13 | 13 | 13 | 13 | 13 | 13 | Y | North | FC
BGROCK_2_BRFBX2 | San Diego-IV | Big Rock Solar Farm | JUL: 100; AUG: 100; SEP: 100; OCT: 100; NOV: 100; DEC: 100 | Y | South | PD | 100
BGSKYN_2_AS2SR1 | Big Creek-Ventura | Antelope Solar 2 | 0.1 | 0.1 | 0.1 | 0.5 | 3.38 | 44.65 | 70.66 | 21.31 | 40.9 | 0.18 | 0.1 | 0.1 | N | South | ID | 100% | Q1208 - Group name: ANTELOPE_1208 - Max to grid 650 MW, Waiting for Tehachapi CRAS. Co-located
BGSKYN_2_ASPSR2 | Big Creek-Ventura | Antelope Solar 2 San Pablo | 0.1 | 0.1 | 0.1 | 0.48 | 3.22 | 42.52 | 67.29 | 20.3 | 38.96 | 0.18 | 0.1 | 0.1 | N | South | ID | 100% | Q1208 - Group name: ANTELOPE_1208 - Max to grid 650 MW, Waiting for Tehachapi CRAS. Co-located
BGSKYN_2_ASSR1B | Big Creek-Ventura | Antelope Solar 1B | 0.1 | 0.1 | 0.1 | 0.1 | 0.55 | 7.23 | 11.44 | 3.45 | 6.62 | 0.1 | 0.1 | 0.1 | N | South | ID | 100% | Q1208 - Group name: ANTELOPE_1208 - Max to grid 650 MW, Waiting for Tehachapi CRAS. Co-located
BGSKYN_2_ASSR3A | Big Creek-Ventura | Antelope Solar 3A | 0.1 | 0.1 | 0.1 | 0.1 | 0.48 | 6.38 | 10.09 | 3.04 | 5.84 | 0.1 | 0.1 | 0.1 | N | South | ID | 100% | Q1208 - Group name: ANTELOPE_1208 - Max to grid 650 MW, Waiting for Tehachapi CRAS. Co-located
BGSKYN_2_ASSR3B | Big Creek-Ventura | Antelope Solar 3B | 0.1 | 0.1 | 0.1 | 0.1 | 0.16 | 2.13 | 3.36 | 1.01 | 1.95 | 0.1 | 0.1 | 0.1 | N | South | ID | 100% | Q1208 - Group name: ANTELOPE_1208 - Max to grid 650 MW, Waiting for Tehachapi CRAS. Co-located
BGSKYN_2_BS3SR3 | Big Creek-Ventura | Big Sky Solar 3 | 0.1 | 0.1 | 0.1 | 0.1 | 0.64 | 8.5 | 13.46 | 4.06 | 7.79 | 0.1 | 0.1 | 0.1 | N | South | FC |  | Co-located
BIGCRK_2_EXESWD | Big Creek-Ventura | BIG CREEK HYDRO PROJECT PSP | 522.6 | 570.6 | 548.2 | 590 | 700 | 730.2 | 710.02 | 700 | 700 | 536.08 | 516.6 | 549.52 | Y | South | FC
BIGCRK_7_DAM7 | Big Creek-Ventura | DAM 7 AT BIG CREEK (FISHWATER GEN) | 0 | 0 | 0 | 0 | 0 | 0 | 0 | 0 | 0 | 0 | 0 | 0 | N | South | EO
BIGCRK_7_MAMRES | Big Creek-Ventura | MAMMOTH POOL RESERVOIR (FISHWATER | 0 | 0 | 0 | 0 | 0 | 0 | 0 | 0 | 0 | 0 | 0 | 0 | N | South | EO
BIGSKY_2_AS2BT1 | Big Creek-Ventura | Antelope Solar 2 LAB | 127 | 127 | 127 | 127 | 127 | 127 | 127 | 127 | 127 | 127 | 127 | 127 | Y | South | ID | 100% | Q1208 - Group name: ANTELOPE_1208 - Max to grid 650 MW, Waiting for Tehachapi CRAS. Co-located
BIGSKY_2_ASLBT2 | Big Creek-Ventura | Antelope Solar 2 Luna | 100 | 100 | 100 | 100 | 100 | 100 | 100 | 100 | 100 | 100 | 100 | 100 | Y | South | ID | 100% | Q1208 - Group name: ANTELOPE_1208 - Max to grid 650 MW, Waiting for Tehachapi CRAS
BIGSKY_2_BSKSR6 | Big Creek-Ventura | Big Sky Solar 6 | 0.1 | 0.1 | 0.1 | 0.1 | 0.64 | 8.5 | 13.46 | 4.06 | 7.79 | 0.1 | 0.1 | 0.1 | N | South | FC |  | Co-located
BIGSKY_2_BSKSR7 | Big Creek-Ventura | Big Sky Solar 7 | 0.1 | 0.1 | 0.1 | 0.1 | 0.64 | 8.5 | 13.46 | 4.06 | 7.79 | 0.1 | 0.1 | 0.1 | N | South | FC |  | Co-located
BIGSKY_2_BSKSR8 | Big Creek-Ventura | Big Sky Solar 8 | 0.1 | 0.1 | 0.1 | 0.1 | 0.64 | 8.5 | 13.46 | 4.06 | 7.79 | 0.1 | 0.1 | 0.1 | N | South | FC |  | Co-located
BIGSKY_2_SOLAR1 | Big Creek-Ventura | Antelope Big Sky Ranch | 0.1 | 0.1 | 0.1 | 0.1 | 0.64 | 8.5 | 13.46 | 4.06 | 7.79 | 0.1 | 0.1 | 0.1 | N | South | FC |  | Co-located
BIGSKY_2_SOLAR2 | Big Creek-Ventura | Big Sky Solar 4 | 0.1 | 0.1 | 0.1 | 0.19 | 1.29 | 17.01 | 26.92 | 8.12 | 15.58 | 0.1 | 0.1 | 0.1 | N | South | FC |  | Co-located
BIGSKY_2_SOLAR3 | Big Creek-Ventura | Big Sky Summer | 0.1 | 0.1 | 0.1 | 0.1 | 0.64 | 8.5 | 13.46 | 4.06 | 7.79 | 0.1 | 0.1 | 0.1 | N | South | FC |  | Co-located
BIGSKY_2_SOLAR4 | Big Creek-Ventura | Western Antelope Blue Sky Ranch B | 0.1 | 0.1 | 0.1 | 0.1 | 0.64 | 8.5 | 13.46 | 4.06 | 7.79 | 0.1 | 0.1 | 0.1 | N | South | FC |  | Co-located
BIGSKY_2_SOLAR5 | Big Creek-Ventura | Big Sky Solar 2 | 0.1 | 0.1 | 0.1 | 0.1 | 0.16 | 2.13 | 3.36 | 1.01 | 1.95 | 0.1 | 0.1 | 0.1 | N | South | FC |  | Co-located
BIGSKY_2_SOLAR6 | Big Creek-Ventura | Solverde 1 | 0.1 | 0.1 | 0.1 | 0.4 | 2.73 | 36.14 | 57.2 | 17.25 | 33.11 | 0.15 | 0.1 | 0.1 | N | South | FC |  | Co-located
BIGSKY_2_SOLAR7 | Big Creek-Ventura | Big Sky Solar 1 | 0.1 | 0.1 | 0.1 | 0.24 | 1.61 | 21.26 | 33.65 | 10.15 | 19.48 | 0.1 | 0.1 | 0.1 | N | South | FC |  | Co-located
BIOMAS_1_UNIT 1 | Sierra | WOODLAND BIOMASS | 15.91 | 16.16 | 15.9 | 16.21 | 16.18 | 15.6 | 14.66 | 15.59 | 23.3 | 16.15 | 18.9 | 24.24 | N | North | FC
BISHOP_1_ALAMO | CAISO System | BISHOP CREEK PLANT 2 AND 6 | 1.92 | 2.16 | 3.27 | 4.38 | 6.86 | 8.42 | 7.5 | 7.08 | 5.88 | 3.18 | 2.46 | 2.04 | N | South | FC |  | Behind the South of Control de-rate ¿ limited to 175 MWs and not binding at this time.
BISHOP_1_UNITS | CAISO System | BISHOP CREEK PLANT 3 AND 4 | 3.34 | 3.66 | 5.17 | 7.17 | 8.84 | 9 | 9.73 | 7.67 | 8.93 | 6.05 | 5.15 | 4.76 | N | South | FC |  | Behind the South of Control de-rate ¿ limited to 175 MWs and not binding at this time.
BKRFLD_2_SOLAR1 | Kern | Bakersfield 111 | 0.1 | 0.1 | 0.1 | 0.1 | 0.1 | 0.78 | 1.01 | 0.37 | 0.66 | 0.1 | 0.1 | 0.1 | N | North | FC
BLACK_7_UNIT 1 | CAISO System | JAMES B. BLACK 1 | 84.2 | 82.6 | 82.6 | 82.6 | 84.6 | 85 | 85 | 85 | 85 | 68 | 68 | 84 | Y | North | FC
BLACK_7_UNIT 2 | CAISO System | JAMES B. BLACK 2 | 83.48 | 83.28 | 83.28 | 83.48 | 84.1 | 83.88 | 84.1 | 84.1 | 84.1 | 84.1 | 71.28 | 80.8 | Y | North | FC
BLAST_1_WIND | LA Basin | Mountain View IV Wind | 4.12 | 9.94 | 11.13 | 17.93 | 20.21 | 18.41 | 18.35 | 16.94 | 10.4 | 5.57 | 3.23 | 3.17 | N | South | FC
BLCKBT_2_STONEY | CAISO System | BLACK BUTTE HYDRO | 2.18 | 2.18 | 1.3 | 3.5 | 2.7 | 2.57 | 2.02 | 1.83 | 1.5 | 1.5 | 2.1 | 3.24 | Y | North | FC
BLCKWL_6_SOLAR1 | CAISO System | Blackwell Solar | 0.1 | 0.1 | 0.1 | 0.16 | 0.84 | 6.8 | 8.76 | 3.21 | 5.7 | 0.1 | 0.1 | 0.1 | N | North | FC
BLKCRK_2_GMCBT1 | CAISO System | Genesis McCoy Bess | 230 | 230 | 230 | 230 | 230 | 230 | 230 | 230 | 230 | 230 | 230 | 230 | Y | South | FC |  | Group name: MCCOY_193_1 - Max to grid 250 MW. Co-located with BLKCRK_2_SOLAR1, GENESI_2_STG
BLKCRK_2_SOLAR1 | CAISO System | McCoy Station | 0 | 0 | 0 | 0 | 0 | 0 | 0 | 0 | 0 | 0 | 0 | 0 | N | South | EO |  | Group name: MCCOY_193_1 - Max to grid 250 MW. Co-located with BLKCRK_2_GMCBT1, GENESI_2_STG
BLKDIA_2_BDEBT1 | Bay Area | Black Diamond Energy Storage | 200 | 200 | 200 | 200 | 200 | 200 | 200 | 200 | 200 | 200 | 200 | 200 | Y | North | FC
BLM W_2_COSBT1 | CAISO System | Coso Battery Storage | 60 | 60 | 60 | 60 | 60 | 60 | 60 | 60 | 60 | 60 | 60 | 60 | Y | South | FC |  | Group name: COSO_0053CONV - Max to grid 162 MW.
BLM W_2_MDRBT1 | CAISO System | BLM EAST Facility Mordor 2 |  |  |  |  | 0 | 20 | 20 | 20 | 20 | 20 | 20 | 20 | Y | South | FC |  | Group name COSO_0053CONV - Max to grid 162 MW.
BLM_2_UNITS | CAISO System | BLM EAST Facility | 47 | 47 | 47 | 47 | 47 | 47 | 47 | 47 | 47 | 47 | 47 | 47 | Y | South | PD | 47 | Group name: COSO_0053CONV - Max to grid 162 MW.
BLVRDE_6_BLVBT1 | San Diego-IV | Boulevard Energy Storage | 9.75 | 9.75 | 9.75 | 9.75 | 9.75 | 9.75 | 9.75 | 9.75 | 9.75 | 9.75 | 9.75 | 9.75 | Y | South | FC
BLYTHE_1_SOLAR1 | CAISO System | Blythe Solar 1 Project | 0 | 0 | 0 | 0 | 0 | 0 | 0 | 0 | 0 | 0 | 0 | 0 | N | South | EO
BLYTHE_1_SOLAR2 | CAISO System | Blythe Green 1 | 0 | 0 | 0 | 0 | 0 | 0 | 0 | 0 | 0 | 0 | 0 | 0 | N | South | EO
BNNIEN_7_ALTAPH | Sierra | ALTA POWER HOUSE | 0.36 | 0.31 | 0.31 | 0.46 | 0.21 | 0.44 | 0.46 | 0.55 | 0.44 | 0.56 | 0.33 | 0.22 | N | North | FC
BOGUE_1_UNITA1 | Sierra | Feather River Energy Center, Unit #1 | 47.38 | 47.38 | 47.38 | 47.38 | 47.38 | 47.38 | 47.38 | 47.38 | 47.38 | 47.38 | 47.38 | 47.38 | Y | North | FC
BORDER_6_UNITA1 | San Diego-IV | CalPeak Power Border Unit 1 | 51.25 | 51.25 | 51.25 | 51.25 | 51.25 | 51.25 | 51.25 | 51.25 | 51.25 | 51.25 | 51.25 | 51.25 | Y | South | FC
BOWMN_6_HYDRO | Sierra | NID Hydro Bowman Powerhouse | 0.17 | 0.29 | 0.57 | 0.87 | 2.13 | 1.45 | 2.23 | 1.99 | 1.73 | 1.1 | 0.5 | 0.36 | N | North | FC
BRDGVL_7_BAKER | Humboldt | Baker Station Hydro | 0.55 | 0.57 | 0.56 | 0.46 | 0.12 | 0.01 | 0 | 0 | 0 | 0.01 | 0.08 | 0.57 | N | North | FC
BRDSLD_2_HIWIND | Bay Area | High Winds Energy Center | 9.2 | 13.76 | 28.7 | 56.9 | 74.73 | 69.12 | 69.57 | 49.22 | 39.86 | 17.71 | 6.52 | 8.95 | N | North | FC
BRDSLD_2_MTZUM2 | Bay Area | NextEra Energy Montezuma Wind II | 4.44 | 6.64 | 13.86 | 27.47 | 36.07 | 33.37 | 33.58 | 23.76 | 19.24 | 8.55 | 3.15 | 4.32 | N | North | FC
BRDSLD_2_MTZUMA | Bay Area | FPL Energy Montezuma Wind | 2.09 | 3.12 | 6.52 | 12.93 | 16.98 | 15.7 | 15.8 | 11.18 | 9.05 | 4.02 | 1.48 | 2.03 | N | North | FC
BRDSLD_2_SHILO1 | Bay Area | Shiloh I Wind Project | 8.51 | 12.74 | 26.58 | 52.69 | 69.19 | 64 | 64.42 | 45.57 | 36.91 | 16.4 | 6.04 | 8.29 | N | North | FC
BRDSLD_2_SHILO2 | Bay Area | SHILOH WIND PROJECT 2 | 8.51 | 12.74 | 26.58 | 52.69 | 69.19 | 64 | 64.42 | 45.57 | 36.91 | 16.4 | 6.04 | 8.29 | N | North | FC
BRDSLD_2_SHLO3A | Bay Area | Shiloh III Wind Project, LLC | 5.82 | 8.7 | 18.16 | 36 | 47.28 | 43.74 | 44.02 | 31.14 | 25.22 | 11.21 | 4.13 | 5.67 | N | North | FC
BRDSLD_2_SHLO3B | Bay Area | Shiloh IV Wind Project | 5.68 | 8.49 | 17.72 | 35.13 | 46.13 | 42.67 | 42.94 | 30.38 | 24.61 | 10.93 | 4.03 | 5.53 | N | North | FC
BREGGO_6_DEGRSL | San Diego-IV | Desert Green Solar Farm | 0.1 | 0.1 | 0.1 | 0.1 | 0.2 | 2.68 | 4.24 | 1.28 | 2.45 | 0.1 | 0.1 | 0.1 | N | South | FC
BREGGO_6_SOLAR | San Diego-IV | NRG Borrego Solar One | 0.1 | 0.1 | 0.1 | 0.1 | 0.39 | 6.58 | 12.91 | 3.19 | 6.96 | 0.1 | 0.1 | 0.1 | N | South | FC
BRODIE_2_WIND | CAISO System | Coram Brodie Wind Project | 8.57 | 20.68 | 23.17 | 37.32 | 42.08 | 38.33 | 38.19 | 35.27 | 21.66 | 11.6 | 6.73 | 6.6 | N | South | FC
BUCKBL_2_PL1X3 | CAISO System | Blythe Energy Center | 493.63 | 493.63 | 493.63 | 493.63 | 493.63 | 493.63 | 493.63 | 493.63 | 493.63 | 493.63 | 493.63 | 493.63 | Y | South | FC
BUCKCK_2_HYDRO | Sierra | Lassen Station Hydro | 0.74 | 0.87 | 0.72 | 0.75 | 0.57 | 0.31 | 0.09 | 0 | 0 | 0.02 | 0.15 | 0.49 | N | North | FC
BUCKCK_7_OAKFLT | Sierra | Oak Flat | 0.29 | 0.19 | 0.23 | 0.18 | 0.23 | 0.21 | 0.13 | 0 | 0 | 0 | 0 | 0 | N | North | FC
BUCKCK_7_PL1X2 | Sierra | BUCKS CREEK AGGREGATE | 33 | 33 | 52.4 | 52.4 | 52.4 | 52.4 | 52.4 | 46.8 | 33 | 33 | 33 | 50.8 | Y | North | FC
BUCKWD_1_NPALM1 | LA Basin | North Palm Springs 1A | 0.1 | 0.1 | 0.1 | 0.1 | 0.1 | 1.02 | 1.62 | 0.49 | 0.93 | 0.1 | 0.1 | 0.1 | N | South | FC
BUCKWD_1_QF | LA Basin | Buckwind Re-powering project | 1.39 | 3.35 | 3.75 | 6.04 | 6.81 | 6.2 | 6.18 | 5.71 | 3.5 | 1.88 | 1.09 | 1.07 | N | South | FC
BURNYF_2_UNIT 1 | CAISO System | Burney Forest Power | 28.32 | 28.61 | 28.17 | 29 | 29 | 29 | 29 | 29 | 29 | 28.93 | 29 | 29 | N | North | FC
BUTTVL_7_UNIT 1 | CAISO System | BUTT VALLEY HYDRO | 39.5 | 39.5 | 39.5 | 39.5 | 39.5 | 39.5 | 39.5 | 39.5 | 39.4 | 32.4 | 39.5 | 39.5 | Y | North | FC
CABALO_2_M2BSR1 | Fresno | Mustang 2 Barbaro Solar | 0.1 | 0.1 | 0.1 | 0.68 | 3.51 | 28.35 | 36.48 | 13.36 | 23.76 | 0.19 | 0.1 | 0.1 | N | North | FC
CABALO_2_M2WSR2 | Fresno | Mustang 2 Whirlaway Solar | 0.1 | 0.1 | 0.1 | 1.36 | 7.03 | 56.7 | 72.97 | 26.72 | 47.51 | 0.38 | 0.1 | 0.1 | Y | North | FC
CABLRO_2_CBSBT1 | CAISO System | Caballero Storage |  |  | 99.7 | 99.7 | 99.7 | 99.7 | 99.7 | 99.7 | 99.7 | 99.7 | 99.7 | 99.7 | Y | North | FC
CABZON_1_WINDA1 | LA Basin | Cabazon Wind Project | 3.44 | 8.31 | 9.31 | 15 | 16.91 | 15.41 | 15.35 | 14.18 | 8.71 | 4.66 | 2.71 | 2.65 | N | South | FC
CALFTN_2_CFSBT1 | CAISO System | California Flats Solar Battery | 60 | 60 | 60 | 60 | 60 | 60 | 60 | 60 | 60 | 60 | 60 | 60 | Y | North | FC |  | Group name: CALFLATS_877_1 - Max to grid 130 MW. Co-located with CALFTN_2_SOLAR (PD to 82 percent)
CALFTN_2_SOLAR | CAISO System | California Flats North | 0.1 | 0.1 | 0.1 | 1.74 | 6.81 | 49.81 | 70 | 26.12 | 52.09 | 0.84 | 0.1 | 0.1 | N | North | PD | 70 | Group name: CALFLATS_877_1 - Max to grid 130 MW. Co-located with CALFTN_2_CFSBT1
CALFTS_2_CFSSR1 | CAISO System | California Flats Solar South | 0.1 | 0.1 | 0.1 | 2.04 | 10.54 | 85.06 | 109.45 | 40.08 | 71.27 | 0.57 | 0.1 | 0.1 | N | North | FC |  | Group name: CALFLATS_877 - Max to grid 280 MW.
CALGEN_1_MDRBT1 | CAISO System | Coso Navy 1 |  |  |  |  | 0 | 25 | 25 | 25 | 25 | 25 | 25 | 25 | Y | South | FC
CALGEN_1_UNITS | CAISO System | Coso Navy 1 | 80 | 80 | 80 | 80 | 80 | 80 | 80 | 80 | 80 | 80 | 80 | 80 | Y | South | FC
CALPIN_1_AGNEW | Bay Area | Agnews Power Plant | 28.56 | 28.56 | 28.56 | 28.56 | 28.56 | 28.56 | 28.56 | 28.56 | 28.56 | 28.56 | 28.56 | 28.56 | Y | North | FC
CAMCHE_1_PL1X3 | Stockton | CAMANCHE UNITS 1, 2 & 3 AGGREGATE | 4.18 | 3.29 | 4.2 | 4.32 | 4.1 | 3.65 | 3.99 | 2.51 | 1.06 | 1.56 | 0.69 | 1.62 | N | North | FC
CAMERN_6_BSPSR1 | San Diego-IV | Buckman Springs PV | 0 | 0 | 0 | 0 | 0 | 0 | 0 | 0 | 0 | 0 | 0 | 0 | N | South | EO
CAMLOT_2_SOLAR1 | CAISO System | Camelot | 0.1 | 0.1 | 0.1 | 0.13 | 0.68 | 11.39 | 22.34 | 5.52 | 12.04 | 0.1 | 0.1 | 0.1 | N | South | FC
CAMLOT_2_SOLAR2 | CAISO System | Columbia Two | 0.1 | 0.1 | 0.1 | 0.1 | 0.23 | 3.8 | 7.45 | 1.84 | 4.01 | 0.1 | 0.1 | 0.1 | N | South | FC
CAMPFW_7_FARWST | Sierra | CAMP FAR WEST HYDRO | 0 | 0 | 3.28 | 2 | 1.54 | 0.74 | 2.82 | 2.78 | 0 | 0 | 0 | 0 | Y | North | FC
CANTUA_1_SOLAR | Fresno | Cantua Solar Station | 0.1 | 0.1 | 0.1 | 0.27 | 1.05 | 7.66 | 11.98 | 4.02 | 8.01 | 0.13 | 0.1 | 0.1 | N | North | FC
CAPWD_1_QF | LA Basin | Edom Hills Wind Farm | 1.64 | 3.96 | 4.44 | 7.15 | 8.07 | 7.35 | 7.32 | 6.76 | 4.15 | 2.22 | 1.29 | 1.26 | N | South | FC
CARBOU_7_PL2X3 | CAISO System | CARIBOU PH 1 UNIT 2 & 3 AGGREGATE | 35.54 | 8.48 | 6.4 | 38.8 | 20.8 | 24.1 | 20.8 | 20.8 | 20.8 | 20.8 | 20.8 | 21.32 | Y | North | FC
CARBOU_7_PL4X5 | CAISO System | CARIBOU PH 2 UNIT 4 & 5 AGGREGATE | 48.78 | 39.12 | 44.32 | 28.8 | 19.6 | 73.74 | 101.18 | 107.64 | 103.2 | 78.4 | 31.52 | 29.04 | Y | North | FC
CARBOU_7_UNIT 1 | CAISO System | CARIBOU PH 1 UNIT 1 | 23.06 | 20.68 | 0 | 0 | 0 | 21.48 | 11.32 | 19.2 | 18.4 | 9.12 | 9.12 | 11.12 | Y | North | FC
CARLS1_2_CARCT1 | San Diego-IV | Carlsbad 1 | 422 | 422 | 422 | 422 | 422 | 422 | 422 | 422 | 422 | 422 | 422 | 422 | Y | South | FC
CARLS2_1_CARCT1 | San Diego-IV | Carlsbad 2 | 105.5 | 105.5 | 105.5 | 105.5 | 105.5 | 105.5 | 105.5 | 105.5 | 105.5 | 105.5 | 105.5 | 105.5 | Y | South | FC
CASADB_1_CD4GT1 | CAISO System | Casa Diablo 4 | 31 | 31 | 31 | 31 | 31 | 31 | 31 | 31 | 31 | 31 | 31 | 31 | Y | South | FC |  | Behind the South of Control de-rate ¿ limited to 175 MWs and not binding at this time.
CASCES_6_CESBT1 | CAISO System | Cascade Energy Storage | 25 | 25 | 25 | 25 | 25 | 25 | 25 | 25 | 25 | 25 | 25 | 25 | Y | North | FC
CASCES_6_CESBT2 | CAISO System | Cascade Energy Storage Expansion |  |  |  |  | 10 | 10 | 10 | 10 | 10 | 10 | 10 | 10 | Y | North | FC
CATLNA_2_SOLAR | CAISO System | Catalina Solar - Phases 1 and 2 | 0.1 | 0.1 | 0.1 | 0.32 | 1.67 | 27.83 | 54.62 | 13.49 | 29.43 | 0.17 | 0.1 | 0.1 | N | South | FC
CATLNA_2_SOLAR2 | CAISO System | Catalina Solar 2 | 0.1 | 0.1 | 0.1 | 0.1 | 0.58 | 7.65 | 12.11 | 3.65 | 7.01 | 0.1 | 0.1 | 0.1 | N | South | FC
CAVLSR_2_BSOLAR | CAISO System | California Valley Solar Ranch-Phase B | 0.1 | 0.1 | 0.1 | 0.54 | 2.1 | 15.32 | 23.97 | 8.04 | 16.03 | 0.26 | 0.1 | 0.1 | N | North | FC
CAVLSR_2_RSOLAR | CAISO System | California Valley Solar Ranch-Phase A | 0.1 | 0.1 | 0.1 | 2.82 | 11.01 | 80.46 | 125.82 | 42.2 | 84.15 | 1.36 | 0.1 | 0.1 | N | North | FC
CAYTNO_2_VASCO | Bay Area | Vasco Road | 3.95 | 4.04 | 4.09 | 3.98 | 4 | 4.02 | 4.03 | 4.02 | 4.04 | 3.63 | 3.97 | 4.01 | N | North | FC
CDWR07_2_GEN | CAISO System | CDWR07_2_GEN | 115.6 | 115.6 | 115.6 | 115.6 | 115.6 | 115.6 | 115.6 | 115.6 | 115.6 | 115.6 | 115.6 | 115.6 | Y | North | FC
CEDRCK_6_UNIT | CAISO System | Water Wheel Ranch | 0.36 | 0.32 | 0.39 | 0.55 | 0.52 | 0.28 | 0.03 | 0.07 | 0.06 | 0.1 | 0.11 | 0.18 | N | North | FC
CEDUCR_2_SOLAR1 | Big Creek-Ventura | Ducor Solar 1 | 0 | 0 | 0 | 0 | 0 | 0 | 0 | 0 | 0 | 0 | 0 | 0 | N | South | EO
CEDUCR_2_SOLAR2 | Big Creek-Ventura | Ducor Solar 2 | 0 | 0 | 0 | 0 | 0 | 0 | 0 | 0 | 0 | 0 | 0 | 0 | N | South | EO
CEDUCR_2_SOLAR3 | Big Creek-Ventura | Ducor Solar 3 | 0 | 0 | 0 | 0 | 0 | 0 | 0 | 0 | 0 | 0 | 0 | 0 | N | South | EO
CEDUCR_2_SOLAR4 | Big Creek-Ventura | Ducor Solar 4 | 0 | 0 | 0 | 0 | 0 | 0 | 0 | 0 | 0 | 0 | 0 | 0 | N | South | EO
CENT40_1_C40SR1 | Stockton | CENTRAL 40 | 0.1 | 0.1 | 0.1 | 0.54 | 2.81 | 22.68 | 29.19 | 10.69 | 19.01 | 0.15 | 0.1 | 0.1 | N | North | FC
CENTER_2_RHONDO | LA Basin | MWD Rio Hondo Hydroelectric Recovery Pla | 0 | 0 | 0 | 0 | 0 | 0 | 0 | 0 | 0.5 | 0.5 | 1 | 1 | Y | South | FC
CENTER_2_SOLAR1 | LA Basin | Pico Rivera | 0 | 0 | 0 | 0 | 0 | 0 | 0 | 0 | 0 | 0 | 0 | 0 | N | South | EO
CENTER_6_PEAKER | LA Basin | Center Peaker | 47.3 | 47.3 | 47.3 | 47.3 | 47.3 | 47.3 | 47.3 | 47.3 | 47.3 | 47.3 | 47.3 | 47.3 | Y | South | FC
CENTPD_2_BMSSX2 | CAISO System | Blythe Mesa Solar | 0.1 | 0.1 | 0.1 | 1.06 | 7.19 | 95.08 | 111.6 | 45.38 | 87.1 | 0.39 | 0.1 | 0.1 | N | South | PD | 111.6 | Group name: BLYTHE_MESA_576 - Max to grid 223.6 MW. Co-located with CENTPD_2_BMSX2
CENTPD_2_BMSX2 | CAISO System | Blythe Mesa Solar 2 BESS | 112 | 112 | 112 | 112 | 112 | 112 | 112 | 112 | 112 | 112 | 112 | 112 | Y | South | FC |  | Group name: BLYTHE_MESA_576 - Max to grid 223.6 MW. Co-located with CENTPD_2_BMSSX2
CENTRY_6_PL1X4 | LA Basin | CENTURY GENERATING PLANT (AGGREGATE) | 40 | 40 | 40 | 40 | 40 | 40 | 40 | 40 | 40 | 40 | 40 | 40 | Y | South | FC
CHALK_1_UNIT | CAISO System | CHALK CLIFF LIMITED | 48.67 | 48.67 | 48.67 | 48.67 | 48.67 | 48.67 | 48.67 | 48.67 | 48.67 | 48.67 | 48.67 | 48.67 | Y | North | FC
CHARCA_1_NGLSR1 | CAISO System | Nachtigall | JUN: 0; JUL: 0; AUG: 0; SEP: 0; OCT: 0; NOV: 0; DEC: 0 | N | North | EO
CHARMN_2_PGONG1 | Big Creek-Ventura | PROCTER AND GAMBLE OXNARD I | 19.24 | 19.51 | 17.87 | 18.67 | 15.71 | 18.94 | 19.31 | 19.42 | 19.53 | 12.4 | 10.84 | 18.1 | N | South | FC
CHESTN_2_CHWBX2 | CAISO System | Chestnut Westside BESS | 135 | 135 | 135 | 135 | 135 | 135 | 135 | 135 | 135 | 135 | 135 | 135 | Y | North | ID | 100% | Q1120 - Group name: CHESTNUT_1120 - Max to grid 150 MW - 23TPD - Waiting for Manning and possibly other. Co-located with CHESTN_2_CHWSX2.
CHESTN_2_CHWSX2 | CAISO System | Chestnut Westside PV | 0.1 | 0.1 | 0.1 | 0.02 | 2.04 | 10.54 | 15 | 15 | 15 | 15 | 0.57 | 0.1 | N | North | PD | 15 | Group name: CHESTNUT_1120 - Max to grid 150 MW. Co-located with CHESTN_2_CHWBX2. Max 15 MWs NQC.
CHEVCD_6_UNIT | CAISO System | CHEVRON USA (TAFT/CADET) | 1.07 | 1.59 | 1.51 | 1.28 | 1.42 | 1.63 | 0.97 | 1.04 | 1.11 | 0.97 | 1.07 | 1.04 | N | North | FC
CHEVCO_6_UNIT 1 | Fresno | CHEVRON USA (COALINGA) | 1.64 | 1.95 | 1.19 | 1.22 | 1.65 | 2.46 | 2.46 | 2.59 | 1.89 | 1.41 | 0.97 | 0.97 | N | North | FC
CHEVCO_6_UNIT 2 | Fresno | AERA ENERGY LLC. (COALINGA) | 1.1 | 1.02 | 1.12 | 1 | 0.9 | 0.82 | 0.73 | 0.79 | 0.83 | 0.64 | 0.98 | 0.67 | N | North | FC
CHEVCY_1_UNIT | CAISO System | CHEVRON USA (CYMRIC) | 3.35 | 4.47 | 2.92 | 2.88 | 2.62 | 2.41 | 2.17 | 1.36 | 1.38 | 1.08 | 1.15 | 1.22 | N | North | FC
CHEVMN_2_UNITS | LA Basin | CHEVRON U.S.A. UNITS 1 & 2 AGGREGATE | 9.86 | 4.43 | 8.2 | 0.96 | 7.61 | 7.23 | 10.64 | 10.17 | 3.61 | 3.33 | 4.67 | 11.25 | N | South | FC
CHICPK_7_UNIT 1 | Sierra | Chicago Park Powerhouse | 25.04 | 24.54 | 20.24 | 20 | 20.8 | 24 | 28.06 | 28.04 | 20.4 | 10.56 | 19.2 | 26.03 | Y | North | FC
CHILLS_1_SYCENG | San Diego-IV | Sycamore Energy 1 | 0.89 | 0.92 | 1 | 0.81 | 0.86 | 0.9 | 0.99 | 0.96 | 0.97 | 1 | 0.96 | 1.01 | N | South | FC
CHILLS_7_UNITA1 | San Diego-IV | Sycamore Energy 2 | 1.82 | 2 | 2 | 2 | 1.4 | 1.68 | 1.56 | 1.52 | 1.74 | 1.75 | 1.8 | 1.61 | Y | South | FC
CHINO_2_APEBT1 | LA Basin | Pomona Energy Storage | 20 | 20 | 20 | 20 | 20 | 20 | 20 | 20 | 20 | 20 | 20 | 20 | Y | South | FC
CHINO_2_JURUPA | LA Basin | Jurupa | 0 | 0 | 0 | 0 | 0 | 0 | 0 | 0 | 0 | 0 | 0 | 0 | N | South | EO
CHINO_2_PESBT1 | LA Basin | Pomona Energy Storage 2 | 10 | 10 | 10 | 10 | 10 | 10 | 10 | 10 | 10 | 10 | 10 | 10 | Y | South | FC
CHINO_2_QF | LA Basin | CHINO QFS | 0 | 0.02 | 0 | 0 | 0 | 0 | 0 | 0 | 0 | 0 | 0 | 0 | N | South | FC
CHINO_2_SASOLR | LA Basin | SS San Antonio West LLC | 0 | 0 | 0 | 0 | 0 | 0 | 0 | 0 | 0 | 0 | 0 | 0 | N | South | EO
CHINO_2_SOLAR2 | LA Basin | Kona Solar - Terra Francesca | 0 | 0 | 0 | 0 | 0 | 0 | 0 | 0 | 0 | 0 | 0 | 0 | N | South | EO
CHINO_6_CIMGEN | LA Basin | Chino Co-Generation | 26 | 26 | 26 | 26 | 26 | 26 | 26 | 26 | 26 | 26 | 26 | 26 | Y | South | FC
CHWCHL_1_AVSSR1 | Fresno | Avenue 26 Phase I Solar | JUN: 0; JUL: 0; AUG: 0; SEP: 0; OCT: 0; NOV: 0; DEC: 0 | N | North | EO
CHWCHL_1_AVSSR2 | Fresno | Avenue 26 Phase II Solar | JUN: 0; JUL: 0; AUG: 0; SEP: 0; OCT: 0; NOV: 0; DEC: 0 | N | North | EO
CHWCHL_1_UNIT | Fresno | CHOW 2 PEAKER PLANT | 48 | 48 | 48 | 48 | 48 | 48 | 48 | 48 | 48 | 48 | 48 | 48 | Y | North | FC
CLOVDL_1_SOLAR | NCNB | Cloverdale Solar I | 0.1 | 0.1 | 0.1 | 0.1 | 0.1 | 0.57 | 0.9 | 0.3 | 0.6 | 0.1 | 0.1 | 0.1 | N | North | FC
CLOVER_2_UNIT | CAISO System | Clover Creek | 0.52 | 0.43 | 0.43 | 0.42 | 0.49 | 0.39 | 0.19 | 0.1 | 0.06 | 0.08 | 0.25 | 0.47 | N | North | FC
CLRMNT_6_CLEBT1 | San Diego-IV | Clairemont Energy Storage | 7.25 | 7.25 | 7.25 | 7.25 | 7.25 | 7.25 | 7.25 | 7.25 | 7.25 | 7.25 | 7.25 | 7.25 | Y | South | FC
CLRMTK_1_QF | Bay Area | SMALL QF AGGREGATION - OAKLAND | 0 | 0 | 0.01 | 0 | 0 | 0 | 0 | 0 | 0 | 0 | 0 | 0 | N | North | FC
CMBLND_2_DS2BT1 | CAISO System | Daggett 2 a BESS | 52 | 52 | 52 | 52 | 52 | 52 | 52 | 52 | 52 | 52 | 52 | 52 | Y | South | ID | 100% | Q1313 - Group name: DAGGETT_SOLAR2_1313_1 - Max to grid 65 MW. Waiting for Mojave RAS. Co-located with CMBLND_2_DS2SR1.
CMBLND_2_DS2BT2 | CAISO System | Daggett 2 b BESS | 33 | 33 | 33 | 33 | 33 | 33 | 33 | 33 | 33 | 33 | 33 | 33 | Y | South | ID | 100% | Q1313 - Group name: DAGGETT_SOLAR2_1313_2 - Max to grid 65 MW. Waiting for Mojave RAS. Co-located with CMBLND_2_DS2SR2.
CMBLND_2_DS2BT3 | CAISO System | Daggett 2 c BESS | 46 | 46 | 46 | 46 | 46 | 46 | 46 | 46 | 46 | 46 | 46 | 46 | Y | South | ID | 100% | Q1313 - Group name: DAGGETT_SOLAR2_1313_3 - Max to grid 52 MW. Waiting for Mojave RAS. Co-located with CMBLND_2_DS2SR3.
CMBLND_2_DS2SR1 | CAISO System | Daggett 2 a PV | 0.1 | 0.1 | 0.1 | 0.31 | 2.09 | 13 | 13 | 13 | 13 | 0.11 | 0.1 | 0.1 | N | South | ID | 13 | Q1313 - Group name: DAGGETT_SOLAR2_1313_1 - Max to grid 65 MW. Waiting for Mojave RAS. Max 13 MW NQC. Co-located with CMBLND_2_DS2BT1.
CMBLND_2_DS2SR2 | CAISO System | Daggett 2 b PV | 0.1 | 0.1 | 0.1 | 0.31 | 2.09 | 27.64 | 32 | 13.19 | 25.32 | 0.11 | 0.1 | 0.1 | N | South | ID | 32 | Q1313 - Group name: DAGGETT_SOLAR2_1313_2 - Max to grid 65 MW. Waiting for Mojave RAS. Max 32 MW NQC. Co-located with CMBLND_2_DS2BT2.
CMBLND_2_DS2SR3 | CAISO System | Daggett 2 c PV | 0.1 | 0.1 | 0.1 | 0.25 | 1.67 | 6 | 6 | 6 | 6 | 0.1 | 0.1 | 0.1 | N | South | ID | 6 | Q1313 - Group name: DAGGETT_SOLAR2_1313_3 - Max to grid 52 MW. Waiting for Mojave RAS. Max 6 MWs NQC. Co-located with CMBLND_2_DS2BT3
CNTNLA_2_SOLAR1 | San Diego-IV | Centinela Solar Energy I | 0.1 | 0.1 | 0.1 | 0.37 | 1.9 | 31.63 | 62.07 | 15.33 | 33.44 | 0.19 | 0.1 | 0.1 | N | South | FC
CNTNLA_2_SOLAR2 | San Diego-IV | Centinels Solar Energy 2 | 0.1 | 0.1 | 0.1 | 0.13 | 0.69 | 11.54 | 22.64 | 5.59 | 12.2 | 0.1 | 0.1 | 0.1 | N | South | FC
COCOPP_2_CTG1 | Bay Area | Marsh Landing 1 | 203.08 | 202.82 | 202.21 | 199.04 | 197.87 | 194.63 | 193.62 | 193.09 | 194.72 | 198.97 | 200.43 | 203.72 | Y | North | FC
COCOPP_2_CTG2 | Bay Area | Marsh Landing 2 | 202.25 | 201.68 | 201.36 | 198.21 | 197.04 | 193.81 | 192.86 | 192.32 | 193.95 | 198.13 | 199.65 | 202.7 | Y | North | FC
COCOPP_2_CTG3 | Bay Area | Marsh Landing 3 | 201.79 | 201.31 | 200.92 | 197.81 | 196.72 | 193.1 | 192.03 | 191.57 | 193.18 | 197.81 | 199.11 | 202.45 | Y | North | FC
COCOPP_2_CTG4 | Bay Area | Marsh Landing 4 | 203.72 | 203.2 | 202.81 | 199.67 | 198.47 | 194.44 | 193.36 | 192.89 | 194.53 | 199.67 | 200.98 | 204.2 | Y | North | FC
COCOSB_6_SOLAR | Bay Area | Oakley Solar Project | 0 | 0 | 0 | 0 | 0 | 0 | 0 | 0 | 0 | 0 | 0 | 0 | N | North | EO
COGNAT_1_UNIT | CAISO System | Stockton Biomas | 43.02 | 44.73 | 43.32 | 29.91 | 44.25 | 45 | 45 | 45 | 45 | 44.91 | 45 | 44.85 | N | North | FC
COLEMN_2_UNIT | CAISO System | Coleman | 3.37 | 4.92 | 5.03 | 4.08 | 4.36 | 3.82 | 3.09 | 0.55 | 1.69 | 1.9 | 2.19 | 3.51 | N | North | FC
COLGAT_7_UNIT 1 | Sierra | Colgate Powerhouse Unit 1 | 176.72 | 176.72 | 176.72 | 176.72 | 176.72 | 176.72 | 176.72 | 176.72 | 176.72 | 176.72 | 176.72 | 176.72 | Y | North | FC
COLGAT_7_UNIT 2 | Sierra | Colgate Powerhouse Unit 2 | 175.67 | 175.67 | 175.67 | 175.67 | 175.67 | 175.67 | 175.67 | 175.67 | 175.67 | 175.67 | 175.67 | 175.67 | Y | North | FC
COLPIN_6_COLLNS | CAISO System | Collins Pine | 0 | 0 | 0 | 0 | 0 | 0 | 0 | 0 | 0 | 0 | 0 | 0 | N | North | EO
COLTON_6_AGUAM1 | LA Basin | AGUA MANSA UNIT 1 (CITY OF COLTON) | 43 | 43 | 43 | 43 | 43 | 43 | 43 | 43 | 43 | 43 | 43 | 43 | Y | South | FC
COLUSA_2_PL1X3 | CAISO System | Colusa Generating Station | 626 | 627 | 633 | 629 | 617 | 610 | 608 | 605 | 610 | 618 | 624 | 627 | Y | North | FC
COLVIL_7_PL1X2 | CAISO System | COLLIERVILLE HYDRO UNIT 1 & 2 AGGREGATE | 246.86 | 246.86 | 246.86 | 246.86 | 246.86 | 246.86 | 246.86 | 246.86 | 246.86 | 246.86 | 246.86 | 246.86 | Y | North | FC
CONDOR_2_CDRBT1 | LA Basin | Condor BESS | 200 | 200 | 200 | 200 | 200 | 200 | 200 | 200 | 200 | 200 | 200 | 200 | Y | South | FC |  | Former - SCEWDT1659
CONTRL_1_CASAD1 | CAISO System | Mammoth G1 | 6.87 | 7.2 | 6.98 | 6.92 | 6.77 | 5.91 | 4.96 | 5.39 | 5.41 | 5.51 | 6.94 | 6.8 | N | South | FC |  | Behind the South of Control de-rate ¿ limited to 175 MWs and not binding at this time.
CONTRL_1_CASAD2 | CAISO System | Mammoth G2 | 10.11 | 9.97 | 9.45 | 8.35 | 8.63 | 8.23 | 9.41 | 9.28 | 9.17 | 9.16 | 9.99 | 10.2 | Y | South | FC |  | Behind the South of Control de-rate ¿ limited to 175 MWs and not binding at this time.
CONTRL_1_CASAD3 | CAISO System | Mammoth G3 | 13.05 | 13.12 | 13.09 | 12.42 | 11.57 | 9.91 | 8.7 | 9.42 | 9.94 | 10.79 | 13.11 | 13.51 | N | South | FC |  | Behind the South of Control de-rate ¿ limited to 175 MWs and not binding at this time.
CONTRL_1_LUNDY | CAISO System | LUNDY | 0.32 | 0.36 | 0.34 | 0.51 | 1.16 | 1.91 | 1.69 | 0.89 | 0.83 | 0.53 | 0.87 | 0.39 | N | South | FC |  | Behind the South of Control de-rate ¿ limited to 175 MWs and not binding at this time.
CONTRL_1_OXBOW | CAISO System | Dixie Valley Geo | 59.31 | 57.37 | 54.76 | 40.69 | 43.99 | 50.33 | 53.29 | 53.4 | 54.54 | 46.14 | 58.86 | 58.51 | N | South | FC |  | Behind the South of Control de-rate ¿ limited to 175 MWs and not binding at this time.
CONTRL_1_POOLE | CAISO System | POOLE HYDRO PLANT 1 | 1.72 | 0.8 | 0.5 | 1.64 | 1.6 | 8.27 | 5.42 | 1.46 | 10.9 | 0.48 | 0.6 | 0.8 | Y | South | FC |  | Behind the South of Control de-rate ¿ limited to 175 MWs and not binding at this time.
CONTRL_1_QF | CAISO System | CONTROL QFS | 0.24 | 0.25 | 0.31 | 0.42 | 0.3 | 0.28 | 0.24 | 0.17 | 0.27 | 0.25 | 0.22 | 0.2 | N | South | FC |  | Behind the South of Control de-rate ¿ limited to 175 MWs and not binding at this time.
CONTRL_1_RUSHCK | CAISO System | RUSH CREEK | 0.8 | 0.82 | 4.82 | 0.82 | 9.54 | 9.54 | 8.82 | 1.82 | 11.94 | 1.01 | 0.97 | 0.82 | Y | South | FC |  | Behind the South of Control de-rate ¿ limited to 175 MWs and not binding at this time.
COPMT2_2_SOLAR2 | CAISO System | CMS2 | 0.1 | 0.1 | 0.1 | 0.45 | 2.35 | 39.22 | 76.96 | 19.01 | 41.47 | 0.24 | 0.1 | 0.1 | N | South | FC
COPMT4_2_SOLAR4 | CAISO System | Copper Mountain Solar 4 | 0.1 | 0.1 | 0.1 | 0.27 | 1.4 | 23.28 | 45.68 | 11.28 | 24.61 | 0.14 | 0.1 | 0.1 | N | South | FC
COPMTN_2_CM10 | CAISO System | Copper Mountain 10 | 0.1 | 0.1 | 0.1 | 0.1 | 0.15 | 2.53 | 4.97 | 1.23 | 2.68 | 0.1 | 0.1 | 0.1 | N | South | PD | 7.25
COPMTN_2_SOLAR1 | CAISO System | Copper Mountain 48 | 0.1 | 0.1 | 0.1 | 0.14 | 0.73 | 12.15 | 16.5 | 5.89 | 12.84 | 0.1 | 0.1 | 0.1 | N | South | PD | 16.5
CORCAN_1_SOLAR1 | Fresno | CID Solar | 0.1 | 0.1 | 0.1 | 0.27 | 1.05 | 7.66 | 11.98 | 4.02 | 8.01 | 0.13 | 0.1 | 0.1 | N | North | FC
CORCAN_1_SOLAR2 | Fresno | Corcoran City | 0.1 | 0.1 | 0.1 | 0.15 | 0.77 | 6.24 | 8.03 | 2.94 | 5.23 | 0.1 | 0.1 | 0.1 | N | North | FC
CORONS_2_SOLAR | LA Basin | Master Development Corona | 0 | 0 | 0 | 0 | 0 | 0 | 0 | 0 | 0 | 0 | 0 | 0 | N | South | EO
CORONS_6_CLRWTR | LA Basin | Clearwater Power Plant | 28 | 28 | 28 | 28 | 28 | 28 | 28 | 28 | 28 | 28 | 28 | 28 | Y | South | FC
CORRAL_6_SJOAQN | CAISO System | Ameresco San Joaquin | 4.23 | 4.19 | 4.3 | 4.2 | 4.3 | 4.29 | 4.29 | 3.92 | 3.97 | 4.13 | 4.23 | 4.3 | N | North | FC
COTTLE_2_FRNKNH | CAISO System | Frankenheimer Power Plant | 0 | 0 | 0.06 | 0 | 0 | 0 | 0 | 0.96 | 1.27 | 0.2 | 0 | 0 | N | North | FC
COVERD_2_HCKHY1 | CAISO System | HATCHET CREEK | 2.43 | 1.49 | 2.32 | 3.51 | 2.44 | 0.89 | 0.02 | 0 | 0 | 0.14 | 0.09 | 0.45 | N | North | FC
COVERD_2_MCKHY1 | CAISO System | Montgomery Creek Hydro | 1.31 | 0.93 | 1.24 | 1.41 | 0.84 | 0.32 | 0.04 | 0 | 0 | 0.08 | 0 | 0.62 | N | North | FC
COVERD_2_QFUNTS | CAISO System | Cove Hydroelectric Project | 1.52 | 1.6 | 1.66 | 3.3 | 3.3 | 0.8 | 0 | 0 | 0 | 1.2 | 0.4 | 1.2 | Y | North | FC
COVERD_2_RCKHY1 | CAISO System | ROARING CREEK | 1.22 | 1.09 | 0.54 | 0.8 | 0.5 | 0.32 | 0.08 | 0 | 0 | 0.04 | 0.09 | 0.27 | N | North | FC
COWCRK_2_UNIT | CAISO System | Cow Creek Hydro | 0.75 | 0.92 | 0.6 | 0.66 | 0.37 | 0.2 | 0.1 | 0.07 | 0.08 | 0.17 | 0.46 | 0.61 | N | North | FC
CPVERD_2_SOLAR | San Diego-IV | Campo Verde Solar | 0.1 | 0.1 | 0.1 | 0.41 | 2.11 | 35.17 | 69.02 | 17.05 | 37.19 | 0.22 | 0.1 | 0.1 | N | South | FC
CRELMN_6_RAMON1 | San Diego-IV | Ramona 1 | 0.1 | 0.1 | 0.1 | 0.1 | 0.1 | 0.51 | 0.99 | 0.25 | 0.54 | 0.1 | 0.1 | 0.1 | N | South | FC
CRELMN_6_RAMON2 | San Diego-IV | Ramona 2 | 0.1 | 0.1 | 0.1 | 0.1 | 0.1 | 1.27 | 2.48 | 0.61 | 1.34 | 0.1 | 0.1 | 0.1 | N | South | FC
CRELMN_6_RAMSR3 | San Diego-IV | Ramona Solar Energy | 0.08 | 0.08 | 0.08 | 0.08 | 0.11 | 1.47 | 2.32 | 0.7 | 1.34 | 0.08 | 0.08 | 0.08 | N | South | PD | 80%
CRESSY_1_PARKER | Fresno | PARKER POWERHOUSE | 0 | 0 | 0.01 | 0.33 | 0.79 | 0.91 | 0.91 | 0.59 | 0.29 | 0.22 | 0 | 0 | N | North | FC
CRESTA_7_PL1X2 | Sierra | CRESTA PH UNIT 1 & 2 AGGREGATE | 34.96 | 22.8 | 50.32 | 44 | 35.93 | 32.63 | 38.61 | 51.78 | 46.4 | 34.36 | 23.8 | 24 | Y | North | FC
CRIMSN_2_CRMBT1 | CAISO System | Crimson | 200 | 200 | 200 | 200 | 200 | 200 | 200 | 200 | 200 | 200 | 200 | 200 | Y | South | FC
CRIMSN_2_CRMBT2 | CAISO System | Crimson 2 | 150 | 150 | 150 | 150 | 150 | 150 | 150 | 150 | 150 | 150 | 150 | 150 | Y | South | FC
CRNEVL_6_CRNVA | Fresno | Crane Valley | 0.19 | 0.06 | 0.11 | 0.07 | 0.23 | 0.25 | 0.07 | 0 | 0.23 | 0.34 | 0.29 | 0.14 | N | North | FC
CRNEVL_6_SJQN 2 | Fresno | SAN JOAQUIN 2 | 0.05 | 0.1 | 0 | 0 | 0 | 0 | 0 | 0 | 0.01 | 0 | 0.28 | 0.35 | N | North | FC
CROKET_7_UNIT | Bay Area | CROCKETT COGEN | 220.56 | 205.23 | 137.46 | 217.83 | 216.47 | 227.92 | 223.11 | 224.87 | 214.14 | 208.32 | 203.61 | 208.89 | N | North | FC
CRSTWD_6_KUMYAY | San Diego-IV | Kumeyaay Wind Farm | 4.2 | 10.14 | 11.36 | 18.29 | 20.63 | 18.79 | 18.72 | 17.29 | 10.62 | 5.69 | 3.3 | 3.23 | N | South | FC
CRWCKS_1_SOLAR1 | Stockton | Crow Creek Solar 1 | 0 | 0 | 0 | 0 | 0 | 0 | 0 | 0 | 0 | 0 | 0 | 0 | N | North | EO
CSCGNR_1_UNIT 1 | Bay Area | GIANERA PEAKER UNIT 1 | 24 | 24 | 24 | 24 | 24 | 24 | 24 | 24 | 24 | 24 | 24 | 24 | Y | North | FC
CSCGNR_1_UNIT 2 | Bay Area | GIANERA PEAKER UNIT 2 | 24 | 24 | 24 | 24 | 24 | 24 | 24 | 24 | 24 | 24 | 24 | 24 | Y | North | FC
CSLR4S_2_SOLAR | San Diego-IV | Csolar IV South | 0.1 | 0.1 | 0.1 | 0.38 | 1.97 | 32.89 | 64.55 | 15.94 | 34.78 | 0.2 | 0.1 | 0.1 | N | South | FC
CSTRVL_7_PL1X2 | CAISO System | Marina Land Fill Gas | 4.13 | 3.51 | 3.69 | 4.01 | 3.63 | 3.95 | 4.16 | 4.14 | 4.17 | 3.86 | 3.98 | 3.73 | Y | North | FC
CSTRVL_7_QFUNTS | CAISO System | Castroville QF Aggregate | 0.05 | 0.05 | 0.11 | 0.03 | 0.02 | 0.05 | 0.05 | 0.07 | 0.09 | 0.11 | 0.06 | 0.06 | N | North | FC
CTNWDP_1_QF | CAISO System | SMALL QF AGGREGATION - BURNEY | 0.04 | 0.04 | 0.04 | 0.03 | 0.02 | 0.02 | 0.01 | 0.01 | 0.01 | 0.03 | 0.04 | 0.04 | N | North | FC
CUMBIA_1_SOLAR | Bay Area | Columbia Solar Energy II | 0.1 | 0.1 | 0.1 | 0.26 | 1.34 | 10.77 | 13.86 | 5.08 | 9.03 | 0.1 | 0.1 | 0.1 | N | North | FC
CUMMNG_6_SUNCT1 | CAISO System | SunSelect 1 | 3.33 | 3.39 | 3.04 | 3.01 | 3.34 | 3.54 | 3.53 | 3.56 | 3.4 | 3.16 | 3.38 | 3.45 | Y | South | FC
CURTIS_1_CANLCK | Fresno | Canal Creek Powerhouse | 0 | 0 | 0 | 0 | 0 | 0 | 0 | 0 | 0 | 0 | 0 | 0 | N | North | FC
CURTIS_1_FARFLD | Fresno | Fairfield Powerhouse | 0 | 0 | 0 | 0 | 0.06 | 0.14 | 0.04 | 0.11 | 0.04 | 0 | 0 | 0 | N | North | FC
CUYAMA_6_SB3SB1 | CAISO System | SEPV Barbara 3 | 3 | 3 | 3 | 3 | 3 | 3 | 3 | 3 | 3 | 3 | 3 | 3 | Y | North | FC
CUYAMS_6_CUYSR1 | CAISO System | Cuyama Solar | 0.1 | 0.1 | 0.1 | 0.54 | 2.81 | 22.68 | 29.19 | 10.69 | 19.01 | 0.15 | 0.1 | 0.1 | N | North | FC
DAIRLD_1_MD1SL1 | Fresno | Madera 1 | 0 | 0 | 0 | 0 | 0 | 0 | 0 | 0 | 0 | 0 | 0 | 0 | N | North | EO
DAIRLD_1_MD2BM1 | Fresno | Madera Digester Genset 2 | 0 | 0 | 0 | 0 | 0 | 0 | 0 | 0 | 0 | 0 | 0 | 0 | N | North | EO
DAVIS_1_SOLAR1 | Sierra | Grasslands 3 | 0 | 0 | 0 | 0 | 0 | 0 | 0 | 0 | 0 | 0 | 0 | 0 | N | North | EO
DAVIS_1_SOLAR2 | Sierra | Grasslands 4 | 0 | 0 | 0 | 0 | 0 | 0 | 0 | 0 | 0 | 0 | 0 | 0 | N | North | EO
DAVIS_7_MNMETH | Sierra | MM Yolo Power LLC | 2.04 | 2.46 | 2.53 | 2.45 | 1.98 | 2.01 | 1.86 | 2.21 | 2.26 | 2.39 | 2.24 | 2.07 | N | North | FC
DEADCK_1_UNIT | Sierra | DEADCK_1_UNIT | 0.21 | 0.28 | 0.23 | 0.41 | 0.23 | 0.08 | 0.04 | 0.02 | 0 | 0 | 0 | 0.03 | N | North | FC
DEERCR_6_UNIT 1 | Sierra | DEER CREEK | 0.82 | 0.96 | 0.76 | 1.21 | 2.04 | 2.26 | 2.66 | 3.7 | 3.26 | 2.24 | 0.92 | 1.24 | N | North | FC
DELAMO_2_ALASB2 | LA Basin | Los Alamitos 2 | 5.1 | 5.1 | 5.1 | 5.1 | 5.32 | 9.25 | 10 | 7.03 | 8.9 | 5.1 | 5.1 | 5.1 | Y | South | FC
DELAMO_2_SOLAR1 | LA Basin | Golden Springs Building H | 0.1 | 0.1 | 0.1 | 0.1 | 0.1 | 0.64 | 1.01 | 0.3 | 0.58 | 0.1 | 0.1 | 0.1 | N | South | FC
DELAMO_2_SOLAR2 | LA Basin | Golden Springs Building M | 0.1 | 0.1 | 0.1 | 0.1 | 0.1 | 0.74 | 1.18 | 0.36 | 0.68 | 0.1 | 0.1 | 0.1 | N | South | FC
DELAMO_2_SOLAR3 | LA Basin | Golden Springs Building G | 0.1 | 0.1 | 0.1 | 0.1 | 0.1 | 0.53 | 0.84 | 0.25 | 0.49 | 0.1 | 0.1 | 0.1 | N | South | FC
DELAMO_2_SOLAR4 | LA Basin | Golden Springs Building F | 0.1 | 0.1 | 0.1 | 0.1 | 0.1 | 0.55 | 0.87 | 0.26 | 0.51 | 0.1 | 0.1 | 0.1 | N | South | FC
DELAMO_2_SOLAR5 | LA Basin | Golden Springs Building L | 0.1 | 0.1 | 0.1 | 0.1 | 0.1 | 0.43 | 0.67 | 0.2 | 0.39 | 0.1 | 0.1 | 0.1 | N | South | FC
DELAMO_2_SOLAR6 | LA Basin | Freeway Springs | 0.1 | 0.1 | 0.1 | 0.1 | 0.1 | 0.85 | 1.35 | 0.41 | 0.78 | 0.1 | 0.1 | 0.1 | N | South | FC
DELAMO_2_SOLRC1 | LA Basin | Golden Springs Building C1 | 0 | 0 | 0 | 0 | 0 | 0 | 0 | 0 | 0 | 0 | 0 | 0 | N | South | EO
DELAMO_2_SOLRD | LA Basin | Golden Solar Building D | 0 | 0 | 0 | 0 | 0 | 0 | 0 | 0 | 0 | 0 | 0 | 0 | N | South | EO
DELSUR_6_BSOLAR | Big Creek-Ventura | Central Antelope Dry Ranch B | 0.1 | 0.1 | 0.1 | 0.1 | 0.1 | 1.28 | 2.02 | 0.61 | 1.17 | 0.1 | 0.1 | 0.1 | N | South | FC
DELSUR_6_CREST | Big Creek-Ventura | Delsur Aggregate Solar Resources | 0 | 0 | 0 | 0 | 0 | 0 | 0 | 0 | 0 | 0 | 0 | 0 | N | South | EO
DELSUR_6_DRYFRB | Big Creek-Ventura | Dry Farm Ranch B | 0.1 | 0.1 | 0.1 | 0.1 | 0.16 | 2.13 | 3.36 | 1.01 | 1.95 | 0.1 | 0.1 | 0.1 | N | South | FC
DELSUR_6_SOLAR1 | Big Creek-Ventura | Summer Solar North | 0.1 | 0.1 | 0.1 | 0.1 | 0.21 | 2.76 | 4.37 | 1.32 | 2.53 | 0.1 | 0.1 | 0.1 | N | South | FC
DELSUR_6_SOLAR4 | Big Creek-Ventura | Radiance Solar 4 | 0 | 0 | 0 | 0 | 0 | 0 | 0 | 0 | 0 | 0 | 0 | 0 | N | South | EO
DELSUR_6_SOLAR5 | Big Creek-Ventura | Radiance Solar 5 | 0 | 0 | 0 | 0 | 0 | 0 | 0 | 0 | 0 | 0 | 0 | 0 | N | South | EO
DELTA_2_PL1X4 | Bay Area | DELTA ENERGY CENTER AGGREGATE | 880 | 880 | 880 | 880 | 880 | 880 | 880 | 873 | 873 | 880 | 880 | 880 | Y | North | FC
DEVERS_1_SEPV05 | LA Basin | SEPV 5 | 0 | 0 | 0 | 0 | 0 | 0 | 0 | 0 | 0 | 0 | 0 | 0 | N | South | EO
DEVERS_1_SOLAR | LA Basin | Cascade Solar | 0 | 0 | 0 | 0 | 0 | 0 | 0 | 0 | 0 | 0 | 0 | 0 | N | South | EO
DEVERS_1_SOLAR1 | LA Basin | SEPV8 | 0 | 0 | 0 | 0 | 0 | 0 | 0 | 0 | 0 | 0 | 0 | 0 | N | South | EO
DEVERS_1_SOLAR2 | LA Basin | SEPV9 | 0 | 0 | 0 | 0 | 0 | 0 | 0 | 0 | 0 | 0 | 0 | 0 | N | South | EO
DEVERS_2_CS2SR4 | LA Basin | Caliente Solar 2 | 0 | 0 | 0 | 0 | 0 | 0 | 0 | 0 | 0 | 0 | 0 | 0 | N | South | EO
DEVERS_2_DHSPG2 | LA Basin | Desert Hot Springs 2 | 0 | 0 | 0 | 0 | 0 | 0 | 0 | 0 | 0 | 0 | 0 | 0 | N | South | EO
DEXZEL_1_UNIT | Kern | Western Power and Steam Cogeneration | 20 | 20 | 20 | 20 | 20 | 20 | 20 | 20 | 20 | 20 | 20 | 20 | Y | North | FC
DIABLO_7_UNIT 1 | CAISO System | Diablo Canyon Unit 1 | 1140 | 1140 | 1140 | 1140 | 1140 | 1140 | 1140 | 1140 | 1140 | 1140 | 1140 | 1140 | N | North | FC
DIABLO_7_UNIT 2 | CAISO System | Diablo Canyon Unit 2 | 1140 | 1140 | 1140 | 1140 | 1140 | 1140 | 1140 | 1140 | 1140 | 1140 | 1140 | 1140 | N | North | FC
DISCOV_1_CHEVRN | Kern | CHEVRON USA (EASTRIDGE) | 6.63 | 9.14 | 5.09 | 3.93 | 4.54 | 5.3 | 4.21 | 8.55 | 7.98 | 5.19 | 5.16 | 8.87 | N | North | FC
DIXNLD_1_LNDFL | Bay Area | Zero Waste Energy | 0.84 | 0.8 | 0.88 | 0.97 | 0.91 | 0.95 | 1 | 1 | 0.97 | 1 | 0.99 | 0.98 | N | North | FC
DMDVLY_1_UNITS | LA Basin | Diamond Valley Lake Pump Gen | 0 | 3.13 | 0.49 | 0 | 0 | 0 | 0 | 0 | 0 | 0 | 0 | 0 | N | South | FC
DONNLS_7_UNIT | Stockton | Donnells Hydro | 72 | 72 | 72 | 72 | 72 | 72 | 72 | 72 | 72 | 72 | 72 | 72 | Y | North | FC
DOSMGO_2_NSPIN | CAISO System | DOSMGO_2_NSPIN | 16.26 | 16.26 | 16.26 | 16.26 | 15.21 | 16.26 | 16.26 | 16.26 | 16.26 | 13.64 | 16.26 | 16.26 | Y | North | FC
DOUBLC_1_UNITS | Kern | DOUBLE "C" LIMITED | 52.23 | 52.23 | 52.23 | 52.23 | 52.23 | 52.23 | 52.23 | 52.23 | 52.23 | 52.23 | 52.23 | 52.23 | Y | North | FC
DRACKR_2_D4SR4B | CAISO System | Dracker Solar Unit 4B | 0.1 | 0.1 | 0.1 | 0.3 | 2.01 | 26.58 | 42.06 | 12.69 | 24.35 | 0.11 | 0.1 | 0.1 | N | South | FC |  | Group name: DRACKER_294_5 - Max to grid 62.5 MW.
DRACKR_2_DS3SR3 | CAISO System | Dracker Solar Unit 3 | 0 | 0 | 0 | 0 | 0 | 0 | 0 | 0 | 0 | 0 | 0 | 0 | N | South | EO |  | Group name: DRACKER_294_3 - Max to grid 125 MW. Co-located with DRACKR_2_DSUBT3
DRACKR_2_DS4SR4 | CAISO System | Dracker Solar Unit 4A | 0.1 | 0.1 | 0.1 | 0.3 | 2.01 | 15.5 | 15.5 | 12.69 | 15.5 | 0.11 | 0.1 | 0.1 | N | South | PD | 15.5 | Group name: DRACKER_294_4 - Max to grid 62.5 MW. Max 15.5 MW NQC. Co-located with DRACKR_2_DSUBT4
DRACKR_2_DSUBT1 | CAISO System | Dracker Solar Unit 1 BESS | 63 | 63 | 63 | 63 | 63 | 63 | 63 | 63 | 63 | 63 | 63 | 63 | Y | South | FC |  | Group name: DRACKER_294_1 - Max to grid 110 MW. Co-located with DSRTSN_2_SOLAR1
DRACKR_2_DSUBT2 | CAISO System | Dracker Solar Unit 2 BESS | 115 | 115 | 115 | 115 | 115 | 115 | 115 | 115 | 115 | 115 | 115 | 115 | Y | South | FC |  | Group name: DRACKER_294_2 - Max to grid 125 MW. Co-located with DRACKR_2_SOLAR2 (EO)
DRACKR_2_DSUBT3 | CAISO System | Dracker Solar Unit 3 BESS | 115 | 115 | 115 | 115 | 115 | 115 | 115 | 115 | 115 | 115 | 115 | 115 | Y | South | FC |  | Group name: DRACKER_294_3 - Max to grid 125 MW. Co-located with DRACKR_2_DS3SR3 (EO)
DRACKR_2_DSUBT4 | CAISO System | Dracker Solar Unit 4 BESS | 47 | 47 | 47 | 47 | 47 | 47 | 47 | 47 | 47 | 47 | 47 | 47 | Y | South | FC |  | Group name: DRACKER_294_4 - Max to grid 62.5 MW. Co-located with DRACKR_2_DS4SR4
DRACKR_2_SOLAR1 | CAISO System | Dracker Solar Unit 1 | 0.1 | 0.1 | 0.1 | 0.32 | 1.67 | 27.83 | 47 | 13.49 | 29.43 | 0.17 | 0.1 | 0.1 | N | South | PD | 47 | Group name: DRACKER_294_1 - Max to grid 110 MW. Max 47 MW NQC. Co-located with DRACKR_2_DSUBT1
DRACKR_2_SOLAR2 | CAISO System | Dracker Solar Unit 2 | 0 | 0 | 0 | 0 | 0 | 0 | 0 | 0 | 0 | 0 | 0 | 0 | N | South | EO |  | Group name: DRACKER_294_2 - Max to grid 125 MW. Co-located with DRACKR_2_DSUBT2
DREWS_6_PL1X4 | LA Basin | Drews Generating Plant | 40 | 40 | 40 | 40 | 40 | 40 | 40 | 40 | 40 | 40 | 40 | 40 | Y | South | FC
DREWSR_2_BHSSR1 | San Diego-IV | Blue Hornet Solar | 0.1 | 0.1 | 0.1 | 0.48 | 3.22 | 42.52 | 67.29 | 20.3 | 38.96 | 0.18 | 0.1 | 0.1 | N | South | FC
DRUM_7_PL1X2 | Sierra | Drum PH 1 Units 1 & 2 Aggregate | 13 | 10.4 | 5.2 | 9.6 | 10.4 | 10.4 | 10.4 | 10.4 | 10.4 | 10 | 22.6 | 10.4 | Y | North | FC
DRUM_7_PL3X4 | Sierra | Drum PH 1 Units 3 & 4 Aggregate | 16 | 12.8 | 12.8 | 12.8 | 12.8 | 12.8 | 9.6 | 15.2 | 12.8 | 12.8 | 24 | 15.8 | Y | North | FC
DRUM_7_UNIT 5 | Sierra | DRUM PH 2 UNIT 5 | 47.88 | 44.24 | 43.6 | 38.82 | 42 | 46.9 | 47.7 | 47.6 | 38.8 | 31 | 36.8 | 44.06 | Y | North | FC
DSABLA_7_UNIT | CAISO System | De Sabla Hydro | 5.38 | 7.04 | 5.21 | 4.69 | 6.99 | 8.37 | 8.82 | 7.07 | 3.93 | 2.41 | 3.09 | 2.42 | N | North | FC
DSFLWR_2_W9CSB1 | CAISO System | Willy 9 Chap 1 | 0.1 | 0.1 | 0.1 | 52.49 | 55.28 | 95.37 | 102 | 72.7 | 91.73 | 52.18 | 52.1 | 52.1 | Y | South | FC |  | Q1215-Q1319 combined - Hybrid 102 MW solar with 52 MW 208 MWH battery
DSFLWR_2_W9CSB2 | CAISO System | Willy 9 Chap 2 | 0.1 | 0.1 | 0.1 | 36.34 | 38.32 | 66.62 | 72 | 50.61 | 64.05 | 36.13 | 36.1 | 36.1 | Y | South | ID | 100% | Q1215-Q1319 combined - Hybrid 72 MW solar with 36 MW 144 MWH battery - Waiting for Whirlwind CRAS
DSFLWR_2_WS2SR1 | CAISO System | Willow Springs 2 | 0.1 | 0.1 | 0.1 | 0.48 | 3.22 | 42.52 | 67.29 | 20.3 | 38.96 | 0.18 | 0.1 | 0.1 | N | South | FC
DSRTHV_2_DH1SR1 | CAISO System | Desert Harvest | 0.1 | 0.1 | 0.1 | 0.38 | 2.57 | 34.02 | 53.84 | 16.24 | 31.16 | 0.14 | 0.1 | 0.1 | N | South | FC |  | Group name: DESERT_HARVEST_643AE - Max to grid 150 MW.
DSRTHV_2_DH2BT1 | CAISO System | Desert Harvest BESS | 35 | 35 | 35 | 35 | 35 | 35 | 35 | 35 | 35 | 35 | 35 | 35 | Y | South | PD | 35 | Group name: DESERT_HARVEST_643AE - Max to grid 150 MW. Co-located with DSRTHV_2_DH2SR2
DSRTHV_2_DH2SR2 | CAISO System | Desert Harvest 2 | 0.1 | 0.1 | 0.1 | 0.33 | 2.25 | 29.77 | 47.11 | 14.21 | 27.27 | 0.12 | 0.1 | 0.1 | N | South | FC |  | Group name: DESERT_HARVEST_643AE - Max to grid 150 MW. Co-located with DSRTHV_2_DH2BT1 (PD)
DSRTSL_2_SOLAR1 | CAISO System | Desert Stateline | 0.1 | 0.1 | 0.1 | 1.41 | 9.53 | 125.95 | 199.32 | 60.12 | 115.38 | 0.52 | 0.1 | 0.1 | N | South | FC
DSRTSN_2_DS2BX2 | CAISO System | Desert Sunlight PV II Storage 2 | 230 | 230 | 230 | 230 | 230 | 230 | 230 | 230 | 230 | 230 | 230 | 230 | Y | South | FC |  | Group name: DESERT_SUNLIGHT_146_147_2 - Max to grid 300 MW. Co-located with DSRTSN_2_SOLAR1 (PD at 78.9%)
DSRTSN_2_DS2X2 | CAISO System | Desert Sunlight PV II Storage | 230 | 230 | 230 | 230 | 230 | 230 | 230 | 230 | 230 | 230 | 230 | 230 | Y | South | FC |  | Group name: DESERT_SUNLIGHT_146_147_1 - Max to grid 250 MW. Co-located with DSRTSN_2_SOLAR2 (PD at 78.9%)
DSRTSN_2_SOLAR1 | CAISO System | Desert Sunlight 300 | 0.1 | 0.1 | 0.1 | 0.88 | 4.56 | 70 | 70 | 36.79 | 70 | 0.46 | 0.1 | 0.1 | N | South | PD | 70 | Group name: DESERT_SUNLIGHT_146_147_2 - Max to grid 300 MW. Max 70 MW NQC. Co-located with DSRTSN_2_DS2BX2
DSRTSN_2_SOLAR2 | CAISO System | Desert Sunlight 250 | 0.1 | 0.1 | 0.1 | 0.73 | 3.8 | 20 | 20 | 20 | 20 | 0.39 | 0.1 | 0.1 | N | South | PD | 20 | Group name: DESERT_SUNLIGHT_146_147_1 - Max to grid 250 MW. Max 20 MW NQC. Co-located with DSRTSN_2_DS2X2
DTCHWD_2_BT3WND | CAISO System | Brookfield Tehachapi 3 | 0.38 | 0.91 | 1.02 | 1.65 | 1.86 | 1.69 | 1.68 | 1.56 | 0.96 | 0.51 | 0.3 | 0.29 | N | South | FC
DUANE_1_PL1X3 | Bay Area | DONALD VON RAESFELD POWER PROJECT | 147.8 | 147.8 | 147.8 | 147.8 | 143.5 | 143.5 | 143.5 | 143.5 | 143.5 | 147.8 | 147.8 | 147.8 | Y | North | FC
DUTCH1_7_UNIT 1 | Sierra | DUTCH FLAT 1 PH | 17.6 | 17.6 | 14 | 17.94 | 18.28 | 20.4 | 20.4 | 21.4 | 16.8 | 12.8 | 17.6 | 20.2 | Y | North | FC
DUTCH2_7_UNIT 1 | Sierra | DUTCH FLAT 2 PH | 18.2 | 16 | 17.2 | 5.6 | 16 | 5.6 | 16 | 16.8 | 17.6 | 1.6 | 5.6 | 5.6 | Y | North | FC
DVLCYN_1_UNITS | LA Basin | DEVIL CANYON HYDRO UNITS 1-4 AGGREGATE | 63.1 | 78.14 | 87.22 | 234.97 | 234.97 | 234.97 | 234.97 | 234.97 | 201.33 | 234.97 | 234.97 | 234.97 | Y | South | FC
DYERSM_6_DSWWD1 | CAISO System | Dyer Summit Wind Repower | 2.54 | 3.8 | 7.94 | 15.74 | 20.67 | 19.12 | 19.24 | 13.61 | 11.02 | 4.9 | 1.8 | 2.48 | N | North | FC
DYLAN_2_BMTBT1 | LA Basin | Beaumont BESS | 100 | 100 | 100 | 100 | 100 | 100 | 100 | 100 | 100 | 100 | 100 | 100 | Y | South | FC
EASTWD_7_UNIT | Big Creek-Ventura | EASTWOOD PUMP-GEN | 199 | 199 | 199 | 199 | 199 | 199 | 199 | 199 | 199 | 199 | 199 | 199 | Y | South | FC
EDMONS_2_NSPIN | Big Creek-Ventura | EDMONS_2_NSPIN | 236 | 236 | 236 | 236 | 236 | 236 | 236 | 236 | 236 | 236 | 236 | 236 | Y | South | FC
EDWARD_2_E21SB1 | CAISO System | EdSan 2 Edwards 1A | 71.1 | 71.1 | 71.1 | 71.62 | 75.18 | 126.28 | 158.48 | 97.39 | 121.64 | 71.23 | 71.1 | 71.1 | Y | South | ID | 100% | Q1424 - Hybrid - Group name: EDSAN_134_1424 - Max to grid 800 MW - C10 - Waiting for Tehachapi cRAS and possibly other - PV 130.0 MW and ESS 71.0 MW
EDWARD_2_E23SB1 | CAISO System | EdSan 2 Edwards 3 | 6.1 | 6.1 | 6.1 | 6.11 | 6.77 | 16.21 | 22.15 | 10.87 | 15.35 | 6.1 | 6.1 | 6.1 | Y | South | ID | 100% | Q1424 - Group name: EDSAN_134_1424 - Max to grid 800 MW. C10 - Waiting for Tehachapi cRAS
EDWARD_2_ES2BT3 | CAISO System | EdSan 2 | 66.1 | 66.1 | 66.1 | 66.56 | 69.8 | 116.18 | 145.41 | 89.95 | 111.97 | 66.21 | 66.1 | 66.1 | Y | South | ID | 100% | Q1424 - Hybrid - Group name: EDSAN_134_1424 - Max to grid 800 MW. C10 - Waiting for Tehachapi cRAS and possibly other - PV 118.0 MW and ESS 66.0 MW
EDWARD_2_ESSSB1 | CAISO System | Sanborn Solar 2 Edwards 5 | 47.1 | 47.1 | 47.1 | 47.32 | 51.25 | 68 | 68 | 60.8 | 68 | 47.12 | 47.1 | 47.1 | Y | South | ID | 84.92% | Q1518 - Group name SANBORN_SOLAR2_1518 - Max to grid 500 MW. Waiting for Tehachapi CRAS. Hybrid resource with COM Pmax at 68 MW. Partial deliverability available for 47 MW battery and 68 MW solar. CPUC calc. by sum of deliverable components - 47.1 47.1 47.1 47.32 49.19 68 68 60.8 68 47.12 47.1 47.1
EDWARD_2_ESSSB2 | CAISO System | Sanborn Solar 2 | 21.6 | 21.6 | 21.6 | 22.13 | 25.75 | 77.63 | 110.33 | 48.29 | 72.92 | 21.73 | 21.6 | 21.6 | Y | South | ID | 92.87% | Q1518 - Group name SANBORN_SOLAR2_1518 - Max to grid 500 MW. Waiting for Tehachapi CRAS. Hybrid resource with Pmax 132 MW. Partial deliverability available for 21.5 MW battery and 132 MW solar. CPUC calc. by sum of deliverable components - 21.6 21.6 21.6 22.13 25.75 77.63 110.33 48.29 72.92 21.73 21.6 21.6
EEKTMN_6_SOLAR1 | Fresno | EE K Solar 1 | 0 | 0 | 0 | 0 | 0 | 0 | 0 | 0 | 0 | 0 | 0 | 0 | N | North | EO
ELCAJN_6_EB1BT1 | San Diego-IV | Eastern BESS 1 | 7.5 | 7.5 | 7.5 | 7.5 | 7.5 | 7.5 | 7.5 | 7.5 | 7.5 | 7.5 | 7.5 | 7.5 | Y | South | FC
ELCAJN_6_LM6K | San Diego-IV | El Cajon Energy Center | 48.1 | 48.1 | 48.1 | 48.1 | 48.1 | 48.1 | 48.1 | 48.1 | 48.1 | 48.1 | 48.1 | 48.1 | Y | South | FC
ELCAJN_6_UNITA1 | San Diego-IV | Cuyamaca Peak Energy Plant | 45.42 | 45.42 | 45.42 | 45.42 | 45.42 | 45.42 | 45.42 | 45.42 | 45.42 | 45.42 | 45.42 | 45.42 | Y | South | FC
ELCAP_1_SOLAR | Fresno | 2097 Helton | 0 | 0 | 0 | 0 | 0 | 0 | 0 | 0 | 0 | 0 | 0 | 0 | N | North | EO
ELDORO_7_UNIT 1 | Sierra | El Dorado Unit 1 | 0 | 1.58 | 0.65 | 4.49 | 7.37 | 4.73 | 5.9 | 6.86 | 5.96 | 1.35 | 3.26 | 3.07 | N | North | FC
ELDORO_7_UNIT 2 | Sierra | El Dorado Unit 2 | 1.64 | 2.46 | 1.8 | 5.15 | 7.78 | 4.8 | 3.92 | 6.39 | 6.08 | 1.35 | 3.27 | 3.08 | N | North | FC
ELECTR_7_PL1X3 | CAISO System | ELECTRA PH UNIT 1 & 2 AGGREGATE | 91.68 | 50.9 | 28.06 | 36.64 | 51.66 | 53.88 | 59.6 | 78.68 | 67.28 | 53.24 | 53.88 | 55.28 | Y | North | FC
ELKCRK_6_STONYG | CAISO System | STONEY GORGE HYDRO AGGREGATE | 2.08 | 2.1 | 2.16 | 1.88 | 1.76 | 1.46 | 1.16 | 2 | 1.4 | 0.7 | 0.7 | 2.08 | Y | North | FC
ELKHIL_2_PL1X3 | CAISO System | ELK HILLS COMBINED CYCLE (AGGREGATE) | 400 | 400 | 400 | 400 | 400 | 400 | 400 | 400 | 400 | 400 | 400 | 400 | Y | North | FC
ELKHRN_1_EESX3 | Bay Area | Elkhorn Energy Storage | 182.5 | 182.5 | 182.5 | 182.5 | 182.5 | 182.5 | 182.5 | 182.5 | 182.5 | 182.5 | 182.5 | 182.5 | Y | North | FC
ELLIOT_6_ELIBT1 | San Diego-IV | Elliott Energy Storage | 9.75 | 9.75 | 9.75 | 9.75 | 9.75 | 9.75 | 9.75 | 9.75 | 9.75 | 9.75 | 9.75 | 9.75 | Y | South | FC
ELLIS_2_QF | LA Basin | ELLIS QFS | 2.25 | 2.43 | 3.27 | 4.15 | 3.9 | 4.09 | 3.47 | 1.81 | 1 | 1.01 | 1.01 | 0.98 | N | South | FC
ELNIDO_1_ECRSR1 | Fresno | East Cleveland Solar | JUN: 0; JUL: 0; AUG: 0; SEP: 0; OCT: 0; NOV: 0; DEC: 0 | Y | North | EO
ELSEGN_2_UN1011 | LA Basin | El Segundo Energy Center 5/6 | 274.31 | 274.31 | 274.31 | 274.31 | 274.31 | 274.31 | 274.31 | 274.31 | 274.31 | 274.31 | 274.31 | 274.31 | Y | South | FC
ELSEGN_2_UN2021 | LA Basin | El Segundo Energy Center 7/8 | 271.74 | 271.74 | 271.74 | 271.74 | 271.74 | 271.74 | 271.74 | 271.74 | 271.74 | 271.74 | 271.74 | 271.74 | Y | South | FC
ENERSJ_2_WIND | San Diego-IV | ESJ Wind Energy | 12.69 | 30.62 | 34.3 | 55.24 | 62.29 | 56.74 | 56.54 | 52.21 | 32.06 | 17.17 | 9.97 | 9.77 | N | South | FC
ENERSJ_5_ESJWD2 | San Diego-IV | Energia Sierra Juarez Wind 2 | 8.82 | 21.29 | 23.85 | 38.42 | 43.32 | 39.45 | 39.31 | 36.31 | 22.3 | 11.94 | 6.93 | 6.79 | N | South | FC
ENWIND_2_WIND1 | CAISO System | Cameron Ridge | 3.96 | 9.55 | 10.7 | 17.23 | 19.43 | 17.7 | 17.63 | 16.29 | 10 | 5.36 | 3.11 | 3.05 | N | South | FC
ENWIND_2_WIND2 | CAISO System | Ridgetop I | 3.21 | 7.75 | 8.69 | 13.99 | 15.78 | 14.37 | 14.32 | 13.22 | 8.12 | 4.35 | 2.52 | 2.47 | N | South | FC
ESCNDO_6_EB1BT1 | San Diego-IV | Escondido BESS 1 | 10 | 10 | 10 | 10 | 10 | 10 | 10 | 10 | 10 | 10 | 10 | 10 | Y | South | FC
ESCNDO_6_EB2BT2 | San Diego-IV | Escondido BESS 2 | 10 | 10 | 10 | 10 | 10 | 10 | 10 | 10 | 10 | 10 | 10 | 10 | Y | South | FC
ESCNDO_6_EB3BT3 | San Diego-IV | Escondido BESS 3 | 10 | 10 | 10 | 10 | 10 | 10 | 10 | 10 | 10 | 10 | 10 | 10 | Y | South | FC
ESCNDO_6_PL1X2 | San Diego-IV | MMC Escondido Aggregate | 48.71 | 48.71 | 48.71 | 48.71 | 48.71 | 48.71 | 48.71 | 48.71 | 48.71 | 48.71 | 48.71 | 48.71 | Y | South | FC
ESCNDO_6_UNITB1 | San Diego-IV | CalPeak Power Enterprise Unit 1 | 48.04 | 48.04 | 48.04 | 48.04 | 50.96 | 50.96 | 50.96 | 50.96 | 50.96 | 50.96 | 50.96 | 50.96 | Y | South | PD | 50.96 | Battery addition is Energy Only.
ESCO_6_GLMQF | San Diego-IV | Goal Line Cogen | 49.9 | 49.9 | 49.9 | 49.9 | 49.9 | 49.9 | 49.9 | 49.9 | 49.9 | 49.9 | 49.9 | 49.9 | Y | South | FC
ESNHWR_2_CS1BT3 | LA Basin | Carris Storage 1 | JUN: 5; JUL: 5; AUG: 5; SEP: 5; OCT: 5; NOV: 5; DEC: 5 | Y | South | FC
ESNHWR_2_HDSBT2 | LA Basin | Hecate Energy Desert Storage 1 | JUN: 5; JUL: 5; AUG: 5; SEP: 5; OCT: 5; NOV: 5; DEC: 5 | Y | South | FC
ESNHWR_2_WC1BT1 | LA Basin | Wildcat I BESS | 1.5 | 1.5 | 1.5 | 1.5 | 1.5 | 1.5 | 1.5 | 1.5 | 1.5 | 1.5 | 1.5 | 1.5 | Y | South | FC
ESQUON_6_LNDFIL | CAISO System | Neal Road Landfill Generating Facility | 0 | 0 | 0 | 0 | 0 | 0 | 0 | 0 | 0 | 0 | 0 | 0 | N | North | EO
ESTWND_2_OPPWD1 | CAISO System | Oasis Power Plant Eastwind | 4.8 | 11.59 | 12.98 | 20.91 | 23.57 | 21.47 | 21.39 | 19.76 | 12.13 | 6.5 | 3.77 | 3.7 | N | South | FC
ETIWND_2_CHMPNE | LA Basin | Champagne | 0 | 0 | 0 | 0 | 0 | 0 | 0 | 0 | 0 | 0 | 0 | 0 | N | South | EO
ETIWND_2_FONTNA | LA Basin | FONTANALYTLE CREEK POWERHOUSE P | 0.71 | 1 | 0.53 | 0.79 | 0.67 | 0.59 | 0.47 | 0.32 | 0.4 | 0.4 | 0.59 | 0.6 | N | South | FC
ETIWND_2_SEPBT1 | CAISO System | Separator | 100 | 100 | 100 | 100 | 100 | 100 | 100 | 100 | 100 | 100 | 100 | 100 | Y | South | FC
ETIWND_2_SOLAR1 | LA Basin | Dedeaux Ontario | 0.1 | 0.1 | 0.1 | 0.1 | 0.1 | 0.43 | 0.67 | 0.2 | 0.39 | 0.1 | 0.1 | 0.1 | N | South | FC
ETIWND_2_SOLAR2 | LA Basin | Rochester | 0 | 0 | 0 | 0 | 0 | 0 | 0 | 0 | 0 | 0 | 0 | 0 | N | South | EO
ETIWND_2_SOLAR5 | LA Basin | Dulles | 0 | 0 | 0 | 0 | 0 | 0 | 0 | 0 | 0 | 0 | 0 | 0 | N | South | EO
ETIWND_2_UNIT1 | LA Basin | ETIWND_2_UNIT1 | 33.6 | 33.6 | 33.6 | 33.6 | 33.6 | 33.6 | 33.6 | 33.6 | 33.6 | 33.6 | 33.6 | 33.6 | Y | South | FC
ETIWND_6_GRPLND | LA Basin | Grapeland Peaker | 45.64 | 45.64 | 45.64 | 45.64 | 45.64 | 45.64 | 45.64 | 45.64 | 45.64 | 45.64 | 45.64 | 45.64 | Y | South | FC
ETIWND_6_INEBT1 | LA Basin | Inland Empire Energy Storage | 70 | 70 | 70 | 70 | 70 | 70 | 70 | 70 | 70 | 70 | 70 | 70 | Y | South | FC |  | SCEWD1669 - Up to maximum 100 MWs.
ETIWND_6_MWDETI | LA Basin | ETIWANDA RECOVERY HYDRO | 0 | 0 | 0 | 0 | 0 | 0 | 0 | 0 | 0 | 1.37 | 3.05 | 3.19 | N | South | FC
EXCHEC_7_UNIT 1 | Fresno | EXCHEQUER HYDRO | 94.5 | 94.5 | 94.5 | 94.5 | 94.5 | 94.5 | 94.5 | 94.5 | 94.5 | 94.5 | 94.5 | 94.5 | Y | North | FC
EXCLSG_1_SOLAR | Fresno | Excelsior Solar | 0.1 | 0.1 | 0.1 | 0.82 | 4.22 | 34.02 | 43.78 | 16.03 | 28.51 | 0.23 | 0.1 | 0.1 | N | North | FC
FALBRK_6_FESBT1 | San Diego-IV | Fallbrook Energy Storage | 40 | 40 | 40 | 40 | 40 | 40 | 40 | 40 | 40 | 40 | 40 | 40 | Y | South | FC
FELLOW_7_QFUNTS | CAISO System | Fellow QF Aggregate | 2.83 | 2.81 | 2.77 | 2.73 | 2.72 | 2.72 | 2.67 | 2.67 | 2.68 | 2.78 | 2.72 | 2.72 | N | North | FC
FIFTHS_2_FSSBT | CAISO System | Fifth Standard Battery | 137 | 137 | 137 | 137 | 137 | 137 | 137 | 137 | 137 | 137 | 137 | 137 | Y | North | FC |  | Group name: FIFTHS_954_1027 - Max to grid 169.8 MW. Co-located with FIFTHS_2_FSSR1
FIFTHS_2_FSSR1 | CAISO System | Fifth Standard Solar | 0.03 | 0.03 | 0.03 | 0.14 | 0.7 | 5.67 | 7.3 | 2.67 | 4.75 | 0.04 | 0.03 | 0.03 | N | North | PD | 25% | Group name: FIFTHS_954_1027 - Max to grid 169.8 MW. Co-located with FIFTHS_2_FSSBT.
FILIPPI_2_QZSBTX | CAISO System | Quartzite Solar 8 BESS |  | 150 | 150 | 150 | 150 | 150 | 150 | 150 | 150 | 150 | 150 | 150 | Y | South | ID | 100% | Q1198, Q1526 - 150 MW 600 MWh battery part of 300 MW solar with 150 MW battery - Max at POI 300 MWs FCDS - co-located with FILIPPI_2_QZSSRX - Waiting for ELM.
FILIPPI_2_QZSSRX | CAISO System | Quartzite Solar 8 |  | 0.1 | 0.1 | 1.43 | 9.65 | 127.57 | 150 | 60.89 | 116.87 | 0.53 | 0.1 | 0.1 | N | South | ID | 150 | Q1198, Q1526 - 300 MW solar part of 300 MW solar with 150 MW battery - Max at POI 300 MWs FCDS - co-located with FILIPPI_2_QZSBTX - Waiting for ELM - Normal FC
FLOWD2_2_FPLWND | CAISO System | DIABLO WINDS | 1.02 | 1.53 | 3.19 | 6.32 | 8.3 | 7.68 | 7.73 | 5.47 | 4.43 | 1.97 | 0.72 | 0.99 | N | North | FC
FLOWD_2_RT2WD2 | CAISO System | Ridgetop 2 | 2.3 | 5.55 | 6.22 | 10.02 | 11.3 | 10.29 | 10.25 | 9.47 | 5.82 | 3.11 | 1.81 | 1.77 | N | South | FC
FLOWD_2_WIND1 | CAISO System | Cameron Ridge 2 | 1 | 2.41 | 2.7 | 4.35 | 4.91 | 4.47 | 4.46 | 4.11 | 2.53 | 1.35 | 0.79 | 0.77 | N | South | FC
FMEADO_6_HELLHL | Sierra | FMEADO_6_HELLHL | 0.16 | 0.17 | 0.26 | 0.37 | 0.09 | 0.32 | 0.28 | 0.43 | 0.18 | 0.08 | 0.16 | 0.2 | N | North | FC
FMEADO_7_UNIT | Sierra | FRENCH MEADOWS HYDRO | 16 | 16 | 16 | 16 | 16 | 16 | 16 | 16 | 16 | 16 | 16 | 16 | Y | North | FC
FORBST_7_UNIT 1 | Sierra | FORBESTOWN HYDRO | 37.5 | 37.5 | 37.5 | 37.5 | 37.5 | 37.5 | 37.5 | 37.5 | 37.5 | 37.5 | 37.5 | 37.5 | Y | North | FC
FORKBU_6_UNIT | CAISO System | Forks of Butte Hydro | 8.67 | 9.15 | 9.38 | 11.45 | 11.53 | 8.86 | 7.27 | 7.07 | 7.33 | 5.07 | 6.95 | 6.57 | N | North | FC
FRESHW_1_SOLAR1 | Fresno | Corcoran 3 | 0 | 0 | 0 | 0 | 0 | 0 | 0 | 0 | 0 | 0 | 0 | 0 | N | North | EO
FRIANT_6_UNITS | Fresno | FRIANT DAM | 2.99 | 1.15 | 0.72 | 1.47 | 2.31 | 8.91 | 11.85 | 9.87 | 4.75 | 2.22 | 0.42 | 1.67 | N | North | FC
FRNTBW_6_SOLAR1 | CAISO System | Frontier Solar | 0.1 | 0.1 | 0.1 | 0.27 | 1.41 | 11.34 | 14.59 | 5.34 | 9.5 | 0.1 | 0.1 | 0.1 | N | North | FC
FROGTN_1_UTICAA | Stockton | Angels Powerhouse | 0.8 | 0.71 | 0.75 | 0.72 | 0.54 | 0.43 | 0.42 | 0.36 | 0.41 | 0.52 | 0.04 | 0.81 | N | North | FC
FROGTN_1_UTICAM | Stockton | Murphys Powerhouse | 1.66 | 1.47 | 1.56 | 1.87 | 1.66 | 1.56 | 1.59 | 1.36 | 1.35 | 1.37 | 0.1 | 1.69 | N | North | FC
FTSWRD_6_TRFORK | Humboldt | Three Forks Water Power Project | 0.54 | 0.36 | 0.14 | 0.27 | 0.42 | 0.19 | 0.18 | 0.09 | 0.05 | 0.05 | 0.08 | 0.24 | N | North | PD | 80%
FTSWRD_7_QFUNTS | Humboldt | FTSWRD_7_QFUNTS | 0 | 0 | 0 | 0 | 0 | 0 | 0 | 0 | 0 | 0 | 0 | 0 | N | North | FC
FULTON_1_QF | NCNB | SMALL QF AGGREGATION - ZENIA | 0.11 | 0.1 | 0.1 | 0.11 | 0.12 | 0.1 | 0.07 | 0.04 | 0.03 | 0.04 | 0.06 | 0.08 | N | North | FC
GALE_1_SR3SR3 | CAISO System | Sunray 3 | 0.1 | 0.1 | 0.1 | 0.1 | 0.44 | 5.87 | 9.29 | 2.8 | 5.38 | 0.1 | 0.1 | 0.1 | N | South | FC
GANSO_1_WSTBM1 | CAISO System | Weststar Dairy Biogas | 0 | 0 | 0 | 0 | 0 | 0 | 0 | 0 | 0 | 0 | 0 | 0 | N | North | EO
GARLND_2_GARBT1 | CAISO System | Garland B BESS | 88 | 88 | 88 | 88 | 88 | 88 | 88 | 88 | 88 | 88 | 88 | 88 | Y | South | FC |  | Group name: GARLAND_971_1 - Max to grid 203 MW. Co-located with GARLND_2_GASLR, GARLND_2_GASLRA
GARLND_2_GASLR | CAISO System | Garland B | 0.1 | 0.1 | 0.1 | 0.53 | 2.73 | 45.55 | 89.38 | 22.07 | 48.16 | 0.28 | 0.1 | 0.1 | N | South | FC |  | Group name: GARLAND_971_1 - Max to grid 203 MW. Max 115 MW NQC. Co-located with GARLND_2_GARBT1, GARLND_2_GASLRA
GARLND_2_GASLRA | CAISO System | Garland A | 0.1 | 0.1 | 0.1 | 0.1 | 0.64 | 8.5 | 13.46 | 4.06 | 7.79 | 0.1 | 0.1 | 0.1 | N | South | FC |  | Co-located with GARLND_2_GARBT1, GARLND_2_GASLR
GARNET_1_SOLAR | LA Basin | North Palm Springs 4A | 0 | 0 | 0 | 0 | 0 | 0 | 0 | 0 | 0 | 0 | 0 | 0 | N | South | EO
GARNET_1_SOLAR2 | LA Basin | Garnet Solar Power Generation Station 1 | 0.1 | 0.1 | 0.1 | 0.1 | 0.13 | 1.7 | 2.69 | 0.81 | 1.56 | 0.1 | 0.1 | 0.1 | N | South | FC
GARNET_1_WIND | LA Basin | GARNET WIND ENERGY CENTER | 0.55 | 1.32 | 1.48 | 2.38 | 2.68 | 2.44 | 2.43 | 2.25 | 1.38 | 0.74 | 0.43 | 0.42 | N | South | FC
GARNET_1_WINDS | LA Basin | Garnet Winds Aggregation | 1.89 | 4.56 | 5.11 | 8.23 | 9.28 | 8.45 | 8.42 | 7.78 | 4.78 | 2.56 | 1.49 | 1.46 | N | South | FC
GARNET_1_WT3WND | LA Basin | Wagner Wind | 0 | 0 | 0 | 0 | 0 | 0 | 0 | 0 | 0 | 0 | 0 | 0 | N | South | EO
GARNET_2_COAWD2 | LA Basin | Coachella 2 | 0.91 | 2.19 | 2.45 | 3.95 | 4.46 | 4.06 | 4.04 | 3.73 | 2.29 | 1.23 | 0.71 | 0.7 | N | South | FC
GARNET_2_HYDRO | LA Basin | Whitewater Hydro | 0.07 | 0 | 0 | 0.14 | 0.22 | 0.31 | 0.29 | 0.18 | 0 | 0.14 | 0.35 | 0.37 | N | South | FC
GARNET_2_WIND1 | LA Basin | Phoenix | 0.94 | 2.27 | 2.54 | 4.1 | 4.62 | 4.21 | 4.19 | 3.87 | 2.38 | 1.27 | 0.74 | 0.72 | N | South | FC
GARNET_2_WIND2 | LA Basin | Karen Avenue Wind Farm | 0.98 | 2.37 | 2.66 | 4.28 | 4.83 | 4.4 | 4.38 | 4.05 | 2.48 | 1.33 | 0.77 | 0.76 | N | South | FC
GARNET_2_WIND3 | LA Basin | San Gorgonio East | 1.06 | 2.56 | 2.86 | 4.61 | 5.2 | 4.73 | 4.72 | 4.36 | 2.68 | 1.43 | 0.83 | 0.81 | N | South | FC
GARNET_2_WIND4 | LA Basin | Windustries | 0.82 | 1.99 | 2.23 | 3.59 | 4.04 | 3.68 | 3.67 | 3.39 | 2.08 | 1.11 | 0.65 | 0.63 | N | South | FC
GARNET_2_WIND5 | LA Basin | Eastwind | 0.25 | 0.61 | 0.68 | 1.1 | 1.24 | 1.13 | 1.12 | 1.04 | 0.64 | 0.34 | 0.2 | 0.19 | N | South | FC
GASKW1_2_GW1SR1 | CAISO System | Gaskell West 1 | 0.1 | 0.1 | 0.1 | 0.1 | 0.64 | 8.5 | 13.46 | 4.06 | 7.79 | 0.1 | 0.1 | 0.1 | N | South | ID | 100% | Q1074 - Group name: GASKELL_WEST_1074 - Max to grid 124.59 MW. Waiting for the Whirlwind and Tehachapi CRAS
GASKW1_2_GW2BT1 | CAISO System | Gaskell West 2 BESS | 20 | 20 | 20 | 20 | 20 | 20 | 20 | 20 | 20 | 20 | 20 | 20 | Y | South | ID | 100% | Q1074 - Group name: GASKELL_WEST_1074 - Max to grid 124.59 MW. Waiting for the Whirlwind and Tehachapi CRAS. Co-located with GASKW1_2_GW2SR1, GASKW1_2_GW2SR2
GASKW1_2_GW2SR1 | CAISO System | Gaskell West 2a | 0.1 | 0.1 | 0.1 | 0.1 | 0.51 | 6.8 | 10.77 | 3.25 | 6.23 | 0.1 | 0.1 | 0.1 | N | South | ID | 100% | Q1074 - Group name: GASKELL_WEST_1074 - Max to grid 124.59 MW. Waiting for the Whirlwind and Tehachapi CRAS. Co-located with GASKW1_2_GW2SR2, GASKW1_2_GW2BT1
GASKW1_2_GW2SR2 | CAISO System | Gaskell West 2b | 0.1 | 0.1 | 0.1 | 0.14 | 0.93 | 12.33 | 19.52 | 5.89 | 11.3 | 0.1 | 0.1 | 0.1 | N | South | ID | 100% | Q1074 - Group name: GASKELL_WEST_1074 - Max to grid 124.59 MW. Waiting for the Whirlwind and Tehachapi CRAS. Co-located with GASKW1_2_GW2SR1, GASKW1_2_GW2BT1
GASKW1_2_GW3SR1 | CAISO System | Gaskell West 3 | 0.1 | 0.1 | 0.1 | 0.1 | 0.64 | 8.5 | 13.46 | 4.06 | 7.79 | 0.1 | 0.1 | 0.1 | N | South | ID | 100% | Q1074 - Group name: GASKELL_WEST_1074 - Max to grid 124.59 MW. Waiting for the Whirlwind and Tehachapi CRAS
GASKW1_2_GW4SR1 | CAISO System | Gaskell West 4 | 0.1 | 0.1 | 0.1 | 0.1 | 0.64 | 8.5 | 13.46 | 4.06 | 7.79 | 0.1 | 0.1 | 0.1 | N | South | ID | 100% | Q1074 - Group name: GASKELL_WEST_1074 - Max to grid 124.59 MW. Waiting for the Whirlwind and Tehachapi CRAS
GASKW1_2_GW5SR1 | CAISO System | Gaskell West 5 | 0.1 | 0.1 | 0.1 | 0.1 | 0.64 | 8.5 | 13.46 | 4.06 | 7.79 | 0.1 | 0.1 | 0.1 | N | South | ID | 100% | Q1074 - Group name: GASKELL_WEST_1074 - Max to grid 124.59 MW. Waiting for the Whirlwind and Tehachapi CRAS
GATES_2_SOLAR | CAISO System | Gates Solar Station | 0.1 | 0.1 | 0.1 | 0.27 | 1.05 | 7.66 | 11.98 | 4.02 | 8.01 | 0.13 | 0.1 | 0.1 | N | North | FC
GATES_2_WSOLAR | CAISO System | West Gates Solar Station | 0.1 | 0.1 | 0.1 | 0.13 | 0.52 | 3.83 | 5.99 | 2.01 | 4.01 | 0.1 | 0.1 | 0.1 | N | North | FC
GATEWY_2_GESBT1 | San Diego-IV | Gateway Energy Storage | 228 | 228 | 228 | 228 | 228 | 228 | 228 | 228 | 228 | 228 | 228 | 228 | Y | South | FC
GATWAY_2_PL1X3 | Bay Area | GATEWAY GENERATING STATION | 546 | 557 | 555 | 536 | 538 | 513 | 503 | 507 | 514 | 526 | 540 | 545 | Y | North | FC
GENESI_2_STG | CAISO System | Genesis Station | 0.1 | 0.1 | 0.1 | 8.57 | 22.62 | 109.14 | 133.88 | 71.42 | 112.96 | 5.31 | 0.1 | 0.1 | N | South | FC |  | Group name: MCCOY_193_2 - Max to grid 250 MW. Co-located with BLKCRK_2_SOLAR1, BLKCRK_2_GMCBT1
GEYS11_7_UNIT11 | NCNB | GEYSERS UNIT 11 (HEALDSBURG) | 68 | 75 | 75 | 75 | 75 | 75 | 75 | 75 | 75 | 75 | 75 | 75 | Y | North | FC
GEYS12_7_UNIT12 | NCNB | GEYSERS UNIT 12 (HEALDSBURG) | 50 | 50 | 50 | 50 | 50 | 50 | 50 | 50 | 50 | 50 | 50 | 50 | Y | North | FC
GEYS13_7_UNIT13 | NCNB | GEYSERS UNIT 13 (HEALDSBURG) | 56 | 56 | 56 | 56 | 56 | 56 | 56 | 56 | 56 | 56 | 56 | 56 | Y | North | FC
GEYS14_7_UNIT14 | NCNB | GEYSERS UNIT 14 (HEALDSBURG) | 70 | 70 | 70 | 70 | 70 | 70 | 70 | 70 | 70 | 70 | 70 | 70 | Y | North | FC
GEYS16_7_UNIT16 | NCNB | GEYSERS UNIT 16 (HEALDSBURG) | 63 | 63 | 63 | 63 | 63 | 63 | 63 | 63 | 63 | 63 | 63 | 63 | Y | North | FC
GEYS17_7_UNIT17 | NCNB | GEYSERS UNIT 17 (HEALDSBURG) | 75.5 | 75.5 | 75.5 | 75.5 | 75.5 | 75.5 | 75.5 | 75.5 | 75.5 | 75.5 | 75.5 | 75.5 | Y | North | FC
GEYS18_7_UNIT18 | NCNB | GEYSERS UNIT 18 (HEALDSBURG) | 72 | 72 | 72 | 72 | 72 | 72 | 72 | 72 | 72 | 72 | 72 | 72 | Y | North | FC
GEYS20_7_UNIT20 | NCNB | GEYSERS UNIT 20 (HEALDSBURG) | 50 | 50 | 50 | 50 | 50 | 50 | 50 | 50 | 50 | 50 | 50 | 50 | Y | North | FC
GIFENS_6_BUGSL1 | Fresno | Burford Giffen | 0.1 | 0.1 | 0.1 | 0.27 | 1.41 | 11.34 | 14.59 | 5.34 | 9.5 | 0.1 | 0.1 | 0.1 | N | North | FC
GIFFEN_6_SOLAR | Fresno | Giffen Solar Station | 0.1 | 0.1 | 0.1 | 0.13 | 0.52 | 3.83 | 5.99 | 2.01 | 4.01 | 0.1 | 0.1 | 0.1 | N | North | FC
GIFFEN_6_SOLAR1 | Fresno | Aspiration Solar G | 0 | 0 | 0 | 0 | 0 | 0 | 0 | 0 | 0 | 0 | 0 | 0 | N | North | EO
GILROY_1_UNIT | Bay Area | GILROY COGEN AGGREGATE | 120 | 120 | 120 | 120 | 115 | 115 | 115 | 115 | 115 | 120 | 120 | 120 | Y | North | FC
GILRPP_1_PL1X2 | Bay Area | GILROY ENERGY CENTER UNITS 1&2 AGGREGATE | 95.2 | 95.2 | 95.2 | 95.2 | 95.2 | 95.2 | 95.2 | 95.2 | 95.2 | 95.2 | 95.2 | 95.2 | Y | North | FC
GILRPP_1_PL3X4 | Bay Area | GILROY ENERGY CENTER, UNIT #3 | 46.2 | 46.2 | 46.2 | 46.2 | 46.2 | 46.2 | 46.2 | 46.2 | 46.2 | 46.2 | 46.2 | 46.2 | Y | North | FC
GLDFGR_6_SOLAR1 | Big Creek-Ventura | Portal Ridge B | 0.1 | 0.1 | 0.1 | 0.1 | 0.64 | 8.5 | 13.46 | 4.06 | 7.79 | 0.1 | 0.1 | 0.1 | N | South | FC
GLDFGR_6_SOLAR2 | Big Creek-Ventura | Portal Ridge C | 0.1 | 0.1 | 0.1 | 0.1 | 0.37 | 4.85 | 7.67 | 2.31 | 4.44 | 0.1 | 0.1 | 0.1 | N | South | FC
GLDTWN_6_COLUM3 | CAISO System | Columbia 3 | 0.1 | 0.1 | 0.1 | 0.1 | 0.32 | 4.25 | 6.73 | 2.03 | 3.9 | 0.1 | 0.1 | 0.1 | N | South | FC
GLDTWN_6_SOLAR | CAISO System | Rio Grande | 0.1 | 0.1 | 0.1 | 0.1 | 0.16 | 2.13 | 3.36 | 1.01 | 1.95 | 0.1 | 0.1 | 0.1 | N | South | FC
GLNARM_2_UNIT 5 | LA Basin | Glenarm Turbine 5 | 65 | 65 | 65 | 65 | 65 | 65 | 65 | 65 | 65 | 65 | 65 | 65 | Y | South | PD | 65
GLNARM_7_UNIT 1 | LA Basin | GLEN ARM UNIT 1 | 22.13 | 22.13 | 22.13 | 22.13 | 22.13 | 22.13 | 22.13 | 22.13 | 22.13 | 22.13 | 22.13 | 22.13 | Y | South | FC
GLNARM_7_UNIT 2 | LA Basin | GLEN ARM UNIT 2 | 22.38 | 22.38 | 22.38 | 22.38 | 22.38 | 22.38 | 22.38 | 22.38 | 22.38 | 22.38 | 22.38 | 22.38 | Y | South | FC
GLNARM_7_UNIT 3 | LA Basin | GLEN ARM UNIT 3 | 44.83 | 44.83 | 44.83 | 44.83 | 44.83 | 44.83 | 44.83 | 44.83 | 44.83 | 44.83 | 44.83 | 44.83 | Y | South | FC
GLNARM_7_UNIT 4 | LA Basin | GLEN ARM UNIT 4 | 42.42 | 42.42 | 42.42 | 42.42 | 42.42 | 42.42 | 42.42 | 42.42 | 42.42 | 42.42 | 42.42 | 42.42 | Y | South | FC
GLOW_6_SOLAR | Big Creek-Ventura | Antelope Power Plant | 0 | 0 | 0 | 0 | 0 | 0 | 0 | 0 | 0 | 0 | 0 | 0 | N | South | EO
GOLETA_2_GE2BT3 | Big Creek-Ventura | Goleta Energy Storage | 40 | 40 | 40 | 40 | 40 | 40 | 40 | 40 | 40 | 40 | 40 | 40 | Y | South | FC
GOLETA_2_QF | Big Creek-Ventura | GOLETA QFS | 0.02 | 0.06 | 0.07 | 0.11 | 0.12 | 0.12 | 0.12 | 0.11 | 0.11 | 0.08 | 0.02 | 0 | N | South | FC
GOLETA_2_VALBT1 | Big Creek-Ventura | Vallecito Energy Storage | 10 | 10 | 10 | 10 | 10 | 10 | 10 | 10 | 10 | 10 | 10 | 10 | Y | South | FC
GOLETA_6_ELLWOD | Big Creek-Ventura | ELLWOOD ENERGY SUPPORT FACILITY | 54 | 54 | 54 | 54 | 54 | 54 | 54 | 54 | 54 | 54 | 54 | 54 | Y | South | FC
GOLETA_6_EXGEN | Big Creek-Ventura | EXXON COMPANY USA | 0 | 0 | 0 | 0 | 0 | 0 | 0 | 0 | 0 | 0 | 0 | 0 | N | South | FC
GONZLS_6_UNIT | CAISO System | Johnson Canyon Landfill | 1.42 | 1.42 | 1.42 | 1.36 | 1.39 | 1.39 | 1.42 | 1.41 | 1.34 | 1.42 | 1.31 | 1.38 | N | North | FC
GOOSLK_1_SOLAR1 | CAISO System | Goose Lake | 0.1 | 0.1 | 0.1 | 0.16 | 0.84 | 6.8 | 8.76 | 3.21 | 5.7 | 0.1 | 0.1 | 0.1 | N | North | FC
GRIDLY_6_SOLAR | Sierra | GRIDLEY MAIN TWO | 0 | 0 | 0 | 0 | 0 | 0 | 0 | 0 | 0 | 0 | 0 | 0 | N | North | EO
GRIZLY_1_UNIT 1 | Sierra | GRIZZLY HYDRO | 20 | 20 | 20 | 20 | 20 | 20 | 20 | 20 | 20 | 20 | 20 | 20 | Y | North | FC
GRNLF2_1_UNIT | Sierra | GREENLEAF II COGEN | 49.2 | 49.2 | 49.2 | 49.2 | 49.2 | 49.2 | 49.2 | 49.2 | 49.2 | 49.2 | 49.2 | 49.2 | Y | North | FC
GRNVLY_7_SCLAND | CAISO System | SANTA CRUZ LANDFILL GENERATING PLANT | 3.04 | 2.79 | 2.88 | 2.92 | 2.8 | 3.03 | 3 | 3.02 | 2.93 | 2.51 | 2.91 | 2.99 | N | North | FC
GRSCRK_6_BGCKWW | CAISO System | BIG CREEK WATER WORKS - CEDAR FLAT | 1.45 | 1.36 | 1.4 | 1.87 | 1.97 | 0.45 | 0 | 0 | 0 | 0 | 0 | 0.21 | N | North | FC
GRZZLY_1_BERKLY | Bay Area | Berkeley Cogeneration | 0.26 | 11 | 0.54 | 2.42 | 0.47 | 0.49 | 0.29 | 0.23 | 0.12 | 0.18 | 0.27 | 0.38 | N | North | FC
GUERNS_6_HD3BM3 | Fresno | Hanford Digester Genset 3 | 0 | 0 | 0 | 0 | 0 | 0 | 0 | 0 | 0 | 0 | 0 | 0 | Y | North | EO
GUERNS_6_SOLAR | Fresno | Guernsey Solar Station | 0.1 | 0.1 | 0.1 | 0.27 | 1.41 | 11.34 | 14.59 | 5.34 | 9.5 | 0.1 | 0.1 | 0.1 | N | North | FC
GUERNS_6_VH2BM1 | Fresno | Hanford Digester Genset 2 | 0 | 0 | 0 | 0 | 0 | 0 | 0 | 0 | 0 | 0 | 0 | 0 | Y | North | EO
GWFPWR_1_LDCTG1 | Fresno | LEAD UNIT 1 | AUG: 49.49; SEP: 49.49; OCT: 49.49; NOV: 49.49; DEC: 49.49 | Y | North | FC |  | Group name HANFORD_0071CONV - Max to grid 99.4 MWs. Co-locate with GWFPWR_1_LDCTG2.
GWFPWR_1_LDCTG2 | Fresno | LEAD UNIT 2 | AUG: 48.97; SEP: 48.97; OCT: 48.97; NOV: 48.97; DEC: 48.97 | Y | North | FC |  | Group name HANFORD_0071CONV - Max to grid 99.4 MWs. Co-locate with GWFPWR_1_LDCTG1.
GWFPWR_1_UNITS | Fresno | Hanford Peaker Plant | 98.46 | 98.46 | 98.46 | 98.46 | 98.46 | 98.46 | 98.46 | 98.46 | 98.46 | 98.46 | 98.46 | 98.46 | Y | North | FC
GYS5X6_7_UNITS | NCNB | GEYSERS UNITS 5 & 6 AGGREGATE | 85 | 85 | 85 | 85 | 85 | 85 | 85 | 85 | 85 | 85 | 85 | 85 | Y | North | FC
GYS7X8_7_UNITS | NCNB | GEYSERS UNITS 7 & 8 AGGREGATE | 95.8 | 95.8 | 95.8 | 95.8 | 95.8 | 95.8 | 95.8 | 95.8 | 95.8 | 95.8 | 95.8 | 95.8 | Y | North | FC
GYSRVL_7_WSPRNG | NCNB | Warm Springs Hydro | 0 | 0 | 0 | 0 | 0 | 0 | 0 | 0 | 0 | 0 | 0 | 0 | N | North | FC
HAASPH_7_PL1X2 | Fresno | HAAS PH UNIT 1 & 2 AGGREGATE | 144 | 129.6 | 129.6 | 129.6 | 129.6 | 144 | 144 | 144 | 144 | 129.6 | 57.6 | 115.2 | Y | North | FC
HALSEY_6_UNIT | Sierra | HALSEY HYDRO | 2.6 | 2.72 | 3.56 | 3.5 | 5.16 | 5.42 | 4.1 | 4.24 | 4.92 | 3.08 | 2.16 | 2.46 | Y | North | FC
HAMLIN_1_BLDSB1 | CAISO System | Baldy Mesa Hybrid | 75.1 | 75.1 | 75.1 | 75.71 | 79.83 | 138.79 | 150 | 105.45 | 133.43 | 75.26 | 75.1 | 75.1 | Y | South | ID | 100% | Q1413-Q1519 - Waiting for Mojave Desert RAS and Nort of Lugo C-RAS. 150 MW solar with 75 MW battery for 150 MW Max at POI - with no grid-charging restrictions. Beyond the first 100 MW solar is using interim deliverability from future battery.
HAMLIN_1_BMSBT2 | CAISO System | Baldy Mesa SP |  | 25.1 | 25.1 | 25.24 | 26.61 | 46.26 | 50 | 35.15 | 44.48 | 25.1 | 25.1 | 25.1 | Y | South | ID | 100% | Q1413-Q1519 - 50 MW solar with 25 MW -100 MWh battery with 50 MW Max at POI - with no grid-charging restrictions - Waiting for Mojave Desert RAS and Nort of Lugo C-RAS - Beyond the first 100 MW solar is using interim deliverability from future battery.
HARBGN_7_UNITS | LA Basin | HARBOR COGEN COMBINED CYCLE | 100 | 100 | 100 | 100 | 100 | 100 | 100 | 100 | 100 | 100 | 100 | 100 | Y | South | FC
HARDWK_6_STWBM1 | Fresno | Still Water Ranch Dairy | 0 | 0 | 0 | 0 | 0 | 0 | 0 | 0 | 0 | 0 | 0 | 0 | Y | North | EO
HATCR1_7_UNIT | CAISO System | Hat Creek #1 | 3.42 | 2.94 | 2.88 | 2.19 | 2.05 | 2.37 | 2.33 | 2.49 | 1.9 | 2.64 | 2.65 | 3.17 | N | North | FC
HATCR2_7_UNIT | CAISO System | Hat Creek #2 | 2.27 | 3.11 | 2.51 | 1.37 | 1.42 | 1.41 | 1.24 | 1.17 | 1.26 | 1.53 | 2.81 | 2.59 | N | North | FC
HATLOS_6_BWDHY1 | CAISO System | Bidwell Ditch | 1.36 | 1.31 | 1.36 | 1.43 | 1.33 | 1.3 | 1.27 | 1.24 | 1.22 | 1.25 | 1.26 | 1.21 | N | North | FC
HATLOS_6_LSCRK | CAISO System | Lost Creek 1 & 2 Hydro Conversion | 0.95 | 0.89 | 0.96 | 1.07 | 0.93 | 0.89 | 0.86 | 0.83 | 0.81 | 0.83 | 0.83 | 0.8 | N | North | FC
HATRDG_2_WIND | CAISO System | Hatchet Ridge Wind Farm | 5.79 | 8.66 | 18.07 | 35.83 | 47.05 | 43.52 | 43.8 | 30.99 | 25.1 | 11.15 | 4.11 | 5.64 | N | North | FC
HAYPRS_6_HAYHD1 | Sierra | Haypress Lower | 1.35 | 1.41 | 1.57 | 1.93 | 3.29 | 2.01 | 0.64 | 0.01 | 0 | 0 | 0 | 0 | N | North | FC
HAYPRS_6_HAYHD2 | Sierra | Haypress Middle | 1.19 | 1.3 | 0.62 | 1.59 | 2.63 | 1.62 | 0.46 | 0 | 0 | 0 | 0.01 | 0 | N | North | FC
HELMPG_7_UNIT 1 | Fresno | HELMS PUMP-GEN UNIT 1 | 407 | 407 | 407 | 407 | 407 | 407 | 407 | 407 | 407 | 407 | 407 | 407 | Y | North | FC
HELMPG_7_UNIT 2 | Fresno | HELMS PUMP-GEN UNIT 2 | 407 | 407 | 407 | 407 | 407 | 407 | 407 | 407 | 407 | 407 | 407 | 407 | Y | North | FC
HELMPG_7_UNIT 3 | Fresno | HELMS PUMP-GEN UNIT 3 | 404 | 404 | 404 | 404 | 404 | 404 | 404 | 404 | 404 | 404 | 404 | 404 | Y | North | FC
HENRTA_6_ACDSR3 | Fresno | Avenal Cutoff Dac Spring Solar | JUN: 0; JUL: 0; AUG: 0; SEP: 0; OCT: 0; NOV: 0; DEC: 0 | N | North | EO
HENRTA_6_ELCTG1 | Fresno | ELECTROLYTE UNIT 1 | 49.98 | 49.98 | 49.98 | 49.98 | 49.98 | 49.98 | 49.98 | 49.98 | 49.98 | 49.98 | 49.98 | 49.98 | Y | North | FC |  | Co-located with Electrolyte Unit 2 - HENRTA_6_ELCTG2 - Max to POI 99.4 MW.
HENRTA_6_ELCTG2 | Fresno | ELECTROLYTE UNIT 2 | 49.42 | 49.42 | 49.42 | 49.42 | 49.42 | 49.42 | 49.42 | 49.42 | 49.42 | 49.42 | 49.42 | 49.42 | Y | North | FC |  | Co-located with Electrolyte Unit 1 - HENRTA_6_ELCTG1 - Max to POI 99.4 MW.
HENRTA_6_HDEBT1 | Fresno | Henrietta D Energy Storage | 10 | 10 | 10 | 10 | 10 | 10 | 10 | 10 | 10 | 10 | 10 | 10 | Y | North | ID | 100% | PGEWD1296 - 17DGD Waiting for Reconductor Los Banos-Padre Flat-Panoche 230 kV and many other
HENRTA_6_SOLAR1 | Fresno | Lemoore 1 | 0.1 | 0.1 | 0.1 | 0.1 | 0.11 | 0.85 | 1.09 | 0.4 | 0.71 | 0.1 | 0.1 | 0.1 | N | North | ID | 100% | PGEWD1012 - 18DGD Waiting for Reconductor Los Banos-Padre Flat-Panoche 230 kV and many other
HENRTA_6_SOLAR2 | Fresno | Westside Solar Power PV1 | 0 | 0 | 0 | 0 | 0 | 0 | 0 | 0 | 0 | 0 | 0 | 0 | N | North | EO
HENRTA_6_UNITA1 | Fresno | GWF HENRIETTA PEAKER PLANT UNIT 1 | 49.98 | 49.98 | 49.98 | 49.98 | 49.98 | 49.98 | 49.98 | 49.98 | 49.98 | 49.98 | 49.98 | 49.98 | Y | North | FC
HENRTA_6_UNITA2 | Fresno | GWF HENRIETTA PEAKER PLANT UNIT 2 | 49.42 | 49.42 | 49.42 | 49.42 | 49.42 | 49.42 | 49.42 | 49.42 | 49.42 | 49.42 | 49.42 | 49.42 | Y | North | FC
HENRTS_1_SOLAR | Fresno | Henrietta Solar Project | 0.1 | 0.1 | 0.1 | 1.36 | 7.03 | 56.7 | 72.97 | 26.72 | 47.51 | 0.38 | 0.1 | 0.1 | N | North | FC
HERDLN_6_BYHSR1 | CAISO System | Byron Highway Solar | 0 | 0 | 0 | 0 | 0 | 0 | 0 | 0 | 0 | 0 | 0 | 0 | N | North | EO
HIDSRT_2_UNITS | CAISO System | HIGH DESERT POWER PROJECT AGGREGATE | 850 | 850 | 850 | 850 | 850 | 850 | 850 | 850 | 850 | 850 | 850 | 850 | Y | South | FC
HIGGNS_1_COMBIE | Sierra | Combie South | 1.13 | 0.9 | 0.76 | 0.9 | 0.32 | 0.18 | 0.32 | 0.31 | 0.1 | 0.06 | 0.89 | 1.1 | N | North | FC
HIGGNS_7_QFUNTS | Sierra | HIGGNS_7_QFUNTS | 0.21 | 0.12 | 0.1 | 0.09 | 0.2 | 0.2 | 0.16 | 0.16 | 0.15 | 0.07 | 0.08 | 0.14 | N | North | FC
HIGHDS_2_H5SBT1 | CAISO System | High 5 Solar BESS | 50 | 50 | 50 | 50 | 50 | 50 | 50 | 50 | 50 | 50 | 50 | 50 | Y | South | FC |  | Group name: HIGH_5_SOLAR_1414 - Max to grid 100 MW. Co-located with HIGHDS_2_H5SSR1
HIGHDS_2_H5SSR1 | CAISO System | High 5 Solar | 0.1 | 0.1 | 0.1 | 0.48 | 3.22 | 42.52 | 50 | 20.3 | 38.96 | 0.18 | 0.1 | 0.1 | N | South | PD | 50 | Group name: HIGH_5_SOLAR_1414 - Max to grid 100 MW. Co-located with HIGHDS_2_H5SBT1
HILAND_7_YOLOWD | NCNB | CLEAR LAKE UNIT 1 | 0 | 0 | 0 | 0 | 0 | 0 | 0 | 0 | 0 | 0 | 0 | 0 | N | North | EO
HINSON_6_LBECH1 | LA Basin | Long Beach Unit 1 | 63 | 63 | 63 | 63 | 63 | 63 | 63 | 63 | 63 | 63 | 63 | 63 | Y | South | FC
HINSON_6_LBECH2 | LA Basin | Long Beach Unit 2 | 63 | 63 | 63 | 63 | 63 | 63 | 63 | 63 | 63 | 63 | 63 | 63 | Y | South | FC
HINSON_6_LBECH3 | LA Basin | Long Beach Unit 3 | 63 | 63 | 63 | 63 | 63 | 63 | 63 | 63 | 63 | 63 | 63 | 63 | Y | South | FC
HINSON_6_LBECH4 | LA Basin | Long Beach Unit 4 | 63 | 63 | 63 | 63 | 63 | 63 | 63 | 63 | 63 | 63 | 63 | 63 | Y | South | FC
HNTGBH_2_PL1X3 | LA Basin | Huntington Beach Energy | 673.8 | 673.8 | 673.8 | 673.8 | 673.8 | 673.8 | 673.8 | 673.8 | 673.8 | 673.8 | 673.8 | 673.8 | Y | South | FC
HNTGBH_7_UNIT 2 | LA Basin | HUNTINGTON BEACH GEN STA. UNIT 2 | 226.84 | 226.84 | 226.84 | 226.84 | 226.84 | 226.84 | 226.84 | 226.84 | 226.84 | 226.84 | 226.84 | 226.84 | Y | South | FC
HOLGAT_1_BORAX | CAISO System | U.S. Borax, Unit 1 | 18.18 | 18.84 | 17.87 | 15.89 | 13.1 | 24.17 | 13.59 | 13.75 | 12.27 | 15.29 | 25.21 | 19.73 | N | South | FC
HOLSTR_1_SOLAR | CAISO System | San Benito Smart Park | 0 | 0 | 0 | 0 | 0 | 0 | 0 | 0 | 0 | 0 | 0 | 0 | N | North | EO
HOLSTR_1_SOLAR2 | CAISO System | Hollister Solar | 0.1 | 0.1 | 0.1 | 0.1 | 0.11 | 0.85 | 1.09 | 0.4 | 0.71 | 0.1 | 0.1 | 0.1 | N | North | FC
HUMBPP_1_UNITS3 | Humboldt | Humboldt Bay Generating Station 3 | 65.08 | 65.08 | 65.08 | 65.08 | 65.08 | 65.08 | 65.08 | 65.08 | 65.08 | 65.08 | 65.08 | 65.08 | Y | North | FC
HUMBPP_6_UNITS | Humboldt | Humboldt Bay Generating Station 1 | 97.62 | 97.62 | 97.62 | 97.62 | 97.62 | 97.62 | 97.62 | 97.62 | 97.62 | 97.62 | 97.62 | 97.62 | Y | North | FC
HURON_6_SOLAR | Fresno | Huron Solar Station | 0.1 | 0.1 | 0.1 | 0.27 | 1.05 | 7.66 | 11.98 | 4.02 | 8.01 | 0.13 | 0.1 | 0.1 | N | North | FC
HYTTHM_2_UNITS | CAISO System | HYATT-THERMALITO PUMP-GEN (AGGREGATE) | 140.18 | 357.44 | 338.03 | 246.24 | 307.75 | 384.44 | 621.81 | 595.72 | 520.26 | 279.81 | 201.34 | 168.66 | Y | North | FC
IGNACO_1_QF | NCNB | SMALL QF AGGREGATION - VALLEJO/DINSMORE | 0.02 | 0.02 | 0.01 | 0.02 | 0.03 | 0.02 | 0.02 | 0.01 | 0.01 | 0.01 | 0.01 | 0.01 | N | North | FC
INDIGO_1_UNIT 1 | LA Basin | INDIGO PEAKER UNIT 1 | 45.3 | 45.3 | 45.3 | 45.3 | 45.3 | 45.3 | 45.3 | 45.3 | 45.3 | 45.3 | 45.3 | 45.3 | Y | South | FC
INDIGO_1_UNIT 2 | LA Basin | INDIGO PEAKER UNIT 2 | 45.3 | 45.3 | 45.3 | 45.3 | 45.3 | 45.3 | 45.3 | 45.3 | 45.3 | 45.3 | 45.3 | 45.3 | Y | South | FC
INDIGO_1_UNIT 3 | LA Basin | INDIGO PEAKER UNIT 3 | 45.3 | 45.3 | 45.3 | 45.3 | 45.3 | 45.3 | 45.3 | 45.3 | 45.3 | 45.3 | 45.3 | 45.3 | Y | South | FC
INDVLY_1_UNITS | NCNB | Indian Valley Hydro | 0 | 0 | 0 | 0.13 | 0.32 | 0.82 | 0.95 | 0.86 | 0.16 | 0 | 0 | 0 | N | North | FC
INTKEP_2_UNITS | CAISO System | CCSF Hetch_Hetchy Hydro Aggregate | 307 | 307 | 307 | 307 | 307 | 307 | 307 | 307 | 239 | 300 | 307 | 307 | Y | North | FC
IVANPA_1_UNIT1 | CAISO System | Ivanpah 1 | 0.1 | 0.1 | 0.1 | 4.32 | 11.4 | 55.01 | 67.47 | 36 | 56.93 | 2.68 | 0.1 | 0.1 | N | South | FC
IVANPA_1_UNIT2 | CAISO System | Ivanpah 2 | 0.1 | 0.1 | 0.1 | 4.56 | 12.03 | 58.06 | 71.22 | 38 | 60.1 | 2.83 | 0.1 | 0.1 | N | South | FC
IVANPA_1_UNIT3 | CAISO System | Ivanpah 3 | 0.1 | 0.1 | 0.1 | 4.56 | 12.03 | 58.06 | 71.22 | 38 | 60.1 | 2.83 | 0.1 | 0.1 | N | South | FC
IVSLR2_2_SM2SR1 | San Diego-IV | Silver Ridge Mount Signal 2 | 0.1 | 0.1 | 0.1 | 0.71 | 4.83 | 63.79 | 100.94 | 30.45 | 58.43 | 0.26 | 0.1 | 0.1 | N | South | FC
IVSLRP_2_SOLAR1 | San Diego-IV | Silver Ridge Mount Signal | 0.1 | 0.1 | 0.1 | 0.59 | 3.04 | 50.61 | 99.31 | 24.53 | 53.51 | 0.31 | 0.1 | 0.1 | N | South | FC
IVWEST_2_SOLAR1 | San Diego-IV | Imperial Valley West ( Q # 608) | 0.1 | 0.1 | 0.1 | 0.71 | 4.83 | 63.79 | 100.94 | 30.45 | 58.43 | 0.26 | 0.1 | 0.1 | N | South | FC
JACMSR_1_JACSR1 | San Diego-IV | Jacumba Solar Farm | 0.1 | 0.1 | 0.1 | 0.1 | 0.64 | 8.5 | 13.46 | 4.06 | 7.79 | 0.1 | 0.1 | 0.1 | N | South | FC
JAVASR_1_JAVSR1 | Fresno | Java Solar | 0.1 | 0.1 | 0.1 | 0.18 | 0.95 | 7.66 | 9.85 | 3.61 | 6.41 | 0.1 | 0.1 | 0.1 | N | North | FC
JAWBNE_2_NSRWND | CAISO System | North Sky River Wind Project | 13.44 | 32.45 | 36.34 | 58.54 | 66.01 | 60.12 | 59.9 | 55.33 | 33.97 | 18.19 | 10.56 | 10.35 | N | South | FC
JAWBNE_2_SRWND | CAISO System | Sky River Wind Repower A | 2.52 | 6.08 | 6.81 | 10.98 | 12.38 | 11.27 | 11.23 | 10.37 | 6.37 | 3.41 | 1.98 | 1.94 | N | South | FC
JAWBNE_2_SRWWD2 | CAISO System | Sky River Wind Repower B | 2.54 | 6.12 | 6.86 | 11.05 | 12.46 | 11.35 | 11.31 | 10.44 | 6.41 | 3.43 | 1.99 | 1.95 | N | South | FC
JAYNE_6_WLSLR | Fresno | Westlands Solar Farm PV 1 | 0.1 | 0.1 | 0.1 | 0.24 | 0.94 | 6.9 | 10.78 | 3.62 | 7.21 | 0.12 | 0.1 | 0.1 | N | North | ID | 100% | Q633 - 23TPD - Waiting for Manning and many other projects.
JOANEC_2_ST3BT3 | LA Basin | Santa Ana Storage 3 | 40 | 40 | 40 | 40 | 40 | 40 | 40 | 40 | 40 | 40 | 40 | 40 | Y | South | FC
JOANEC_2_STABT1 | LA Basin | Santa Ana Storage 1 | 16.5 | 16.5 | 16.5 | 16.5 | 16.5 | 16.5 | 16.5 | 16.5 | 16.5 | 16.5 | 16.5 | 16.5 | Y | South | FC
JOANEC_2_STABT2 | LA Basin | Santa Ana Storage 2 | 20 | 20 | 20 | 20 | 20 | 20 | 20 | 20 | 20 | 20 | 20 | 20 | Y | South | FC
JOHANN_2_JOSBT1 | LA Basin | Johanna Storage 1 | 10 | 10 | 10 | 10 | 10 | 10 | 10 | 10 | 10 | 10 | 10 | 10 | Y | South | FC
JOHANN_2_JOSBT2 | LA Basin | Johanna Storage 2 | 10 | 10 | 10 | 10 | 10 | 10 | 10 | 10 | 10 | 10 | 10 | 10 | Y | South | FC
JOHANN_2_OCEBT2 | LA Basin | Orange County Energy Storage 2 | 9 | 9 | 9 | 9 | 9 | 9 | 9 | 9 | 9 | 9 | 9 | 9 | Y | South | FC
JOHANN_2_OCEBT3 | LA Basin | Orange County Energy Storage 3 | 6 | 6 | 6 | 6 | 6 | 6 | 6 | 6 | 6 | 6 | 6 | 6 | Y | South | FC
KANSAS_6_SOLAR | Fresno | RE Kansas South | 0.1 | 0.1 | 0.1 | 0.27 | 1.05 | 7.66 | 11.98 | 4.02 | 8.01 | 0.13 | 0.1 | 0.1 | N | North | ID | 100% | Q637 - 23TPD - Waiting for Manning and many other projects.
KEARNY_6_NESBT1 | San Diego-IV | Kearny North Energy Storage | 10 | 10 | 10 | 10 | 10 | 10 | 10 | 10 | 10 | 10 | 10 | 10 | Y | South | FC
KEARNY_6_SESBT2 | San Diego-IV | Kearny South Energy Storage | 10 | 10 | 10 | 10 | 10 | 10 | 10 | 10 | 10 | 10 | 10 | 10 | Y | South | FC
KEKAWK_6_UNIT | Humboldt | STS HYDROPOWER LTD. (KEKAWAKA) | 0 | 0 | 0 | 0 | 0 | 0 | 0 | 0 | 0 | 0 | 0 | 0 | N | North | FC
KELSO_2_UNITS | Bay Area | Mariposa Energy | 198.03 | 198.03 | 198.03 | 198.03 | 198.03 | 198.03 | 198.03 | 198.03 | 198.03 | 198.03 | 198.03 | 198.03 | Y | North | FC
KELYRG_6_UNIT | Sierra | KELLY RIDGE HYDRO | 11 | 11 | 11 | 11 | 11 | 11 | 11 | 11 | 11 | 11 | 11 | 11 | Y | North | FC
KERKH2_7_UNIT 1 | Fresno | KERKHOFF PH 2 UNIT #1 | 23.4 | 22.5 | 33.6 | 74.6 | 99.32 | 29.76 | 32.04 | 74.6 | 87.68 | 27.92 | 10 | 30.56 | Y | North | FC
KERMAN_6_SOLAR1 | Fresno | Fresno Solar South | 0 | 0 | 0 | 0 | 0 | 0 | 0 | 0 | 0 | 0 | 0 | 0 | N | North | EO
KERMAN_6_SOLAR2 | Fresno | Fresno Solar West | 0 | 0 | 0 | 0 | 0 | 0 | 0 | 0 | 0 | 0 | 0 | 0 | N | North | EO
KERNFT_1_UNITS | Kern | KERN FRONT LIMITED | 52.4 | 52.4 | 52.4 | 52.4 | 52.4 | 52.4 | 52.4 | 52.4 | 52.4 | 52.4 | 52.4 | 52.4 | Y | North | FC
KERNRG_1_UNITS | CAISO System | South Belridge Cogen Facility | 9.63 | 3.68 | 2.36 | 1.3 | 13.73 | 7.95 | 8.6 | 8.91 | 6.95 | 9.81 | 1.19 | 3.39 | N | North | FC
KERRGN_1_UNIT 1 | CAISO System | KERN RIVER HYDRO UNITS 1-4 AGGREGATE | 10.82 | 14.72 | 14.95 | 23.23 | 24.04 | 21.89 | 19.17 | 13.05 | 10.05 | 11.14 | 11.78 | 11.83 | N | South | FC
KINGCO_1_KINGBR | Fresno | Kingsburg Cogen | 34.5 | 34.5 | 34.5 | 34.5 | 34.5 | 34.5 | 34.5 | 34.5 | 34.5 | 34.5 | 34.5 | 34.5 | Y | North | FC
KINGRV_7_UNIT 1 | Fresno | KINGS RIVER HYDRO UNIT 1 | 51.2 | 51.2 | 40.96 | 51.2 | 51.2 | 51.2 | 51.2 | 51.2 | 51.2 | 51.2 | 51.2 | 51.2 | Y | North | FC
KIRKER_7_KELCYN | Bay Area | KELLER CANYON LANDFILL GEN FACILICITY | 3.48 | 3.56 | 3.56 | 3.33 | 3.56 | 3.56 | 3.54 | 3.51 | 3.56 | 3.49 | 3.56 | 3.55 | N | North | FC
KNGBRD_2_SOLAR1 | CAISO System | Kingbird Solar A | 0.1 | 0.1 | 0.1 | 0.1 | 0.64 | 8.5 | 13.46 | 4.06 | 7.79 | 0.1 | 0.1 | 0.1 | N | South | FC
KNGBRD_2_SOLAR2 | CAISO System | Kingbird Solar B | 0.1 | 0.1 | 0.1 | 0.1 | 0.64 | 8.5 | 13.46 | 4.06 | 7.79 | 0.1 | 0.1 | 0.1 | N | South | FC
KNGBRG_1_KBSLR1 | Fresno | Kingsburg1 | 0 | 0 | 0 | 0 | 0 | 0 | 0 | 0 | 0 | 0 | 0 | 0 | N | North | EO
KNGBRG_1_KBSLR2 | Fresno | Kingsburg2 | 0 | 0 | 0 | 0 | 0 | 0 | 0 | 0 | 0 | 0 | 0 | 0 | N | North | EO
KNGCTY_6_UNITA1 | CAISO System | King City Energy Center, Unit 1 | 44.6 | 44.6 | 44.6 | 44.6 | 44.6 | 44.6 | 44.6 | 44.6 | 44.6 | 44.6 | 44.6 | 44.6 | Y | North | FC
KNTSTH_6_SOLAR | Fresno | Kent South | 0.1 | 0.1 | 0.1 | 0.27 | 1.05 | 7.66 | 11.98 | 4.02 | 8.01 | 0.13 | 0.1 | 0.1 | N | North | ID | 100% | Q650AB - 23TPD - Waiting for Manning and many other projects.
KNTSTH_6_WALSR1 | Fresno | Westlands Almond | 0 | 0 | 0 | 0 | 0 | 0 | 0 | 0 | 0 | 0 | 0 | 0 | N | North | EO
KOLA_2_KLBBT1 | CAISO System | Kola | OCT: 275; NOV: 275; DEC: 275 | Y | North | ID | 100% | Q1275 - Waiting for RNUs, DNUs, PNUs per LGIA
KOLA_2_KLBBT2 | CAISO System | Kola BESS 2 | SEP: 125; OCT: 125; NOV: 125; DEC: 125 | Y | North | ID | 100% | Q1275 - Waiting for RNUs, DNUs, PNUs per LGIA
KRAMER_1_R1BX3 | CAISO System | Resurgence 1 BESS | 75 | 75 | 75 | 75 | 75 | 75 | 75 | 75 | 75 | 75 | 75 | 75 | Y | South | FC |  | Co-located with KRAMER_1_R1PX3, Group name: 0034_CONV - Max to grid 90 MW.
KRAMER_1_R1PX3 | CAISO System | Resurgence 1 PV | 0.1 | 0.1 | 0.1 | 0.43 | 2.9 | 15 | 15 | 15 | 15 | 0.16 | 0.1 | 0.1 | N | South | PD | 15 | Co-located with KRAMER_1_R1BX3, Group name: 0034_CONV - Max to grid 90 MW.
KRAMER_1_R2BX2 | CAISO System | Resurgence 2 BESS | 40 | 40 | 40 | 40 | 40 | 40 | 40 | 40 | 40 | 40 | 40 | 40 | Y | South | FC |  | Co-located with KRAMER_1_R1PX3, Group name: 0035_CONV - Max to grid 60 MW.
KRAMER_1_R2PX2 | CAISO System | Resurgence 2 PV | 0.1 | 0.1 | 0.1 | 0.23 | 1.54 | 20 | 20 | 9.74 | 18.7 | 0.1 | 0.1 | 0.1 | N | South | PD | 20 | Co-located with KRAMER_1_R1BX3, Group name: 0035_CONV - Max to grid 60 MW.
KRNCNY_6_UNIT | CAISO System | KERN CANYON POWERHOUSE | 2.13 | 3.88 | 4.29 | 7.68 | 7.75 | 7.13 | 5.91 | 4.62 | 3.64 | 3.39 | 3.47 | 2.86 | N | North | FC
KYCORA_6_KMSBT1 | San Diego-IV | Kearny Mesa Storage | 0 | 0 | 0 | 0 | 0 | 0 | 0 | 0 | 0 | 0 | 0 | 0 | Y | South | EO
LACIEN_2_VENICE | LA Basin | MWD Venice Hydroelectric Recovery Plant | 0 | 0 | 0 | 0 | 0 | 0 | 0 | 0 | 0 | 0 | 0 | 0 | N | South | FC
LAGBEL_2_CBPBT1 | LA Basin | CALD BESS I | 100 | 100 | 100 | 100 | 100 | 100 | 100 | 100 | 100 | 100 | 100 | 100 | Y | South | FC
LAMONT_1_SOLAR1 | Kern | Regulus Solar | 0.1 | 0.1 | 0.1 | 0.82 | 4.22 | 34.02 | 43.78 | 16.03 | 28.51 | 0.23 | 0.1 | 0.1 | N | North | FC
LAMONT_1_SOLAR2 | Kern | Redwood Solar Farm 4 | 0.1 | 0.1 | 0.1 | 0.27 | 1.41 | 11.34 | 14.59 | 5.34 | 9.5 | 0.1 | 0.1 | 0.1 | N | North | FC
LAMONT_1_SOLAR3 | Kern | Woodmere Solar Farm | 0.1 | 0.1 | 0.1 | 0.2 | 1.05 | 8.5 | 10.94 | 4.01 | 7.12 | 0.1 | 0.1 | 0.1 | N | North | FC
LAMONT_1_SOLAR4 | Kern | Hayworth Solar Farm | 0.1 | 0.1 | 0.1 | 0.36 | 1.87 | 15.12 | 19.45 | 7.12 | 12.67 | 0.1 | 0.1 | 0.1 | N | North | FC
LAMONT_1_SOLAR5 | Kern | Redcrest Solar Farm | 0.1 | 0.1 | 0.1 | 0.23 | 1.17 | 9.45 | 12.16 | 4.45 | 7.92 | 0.1 | 0.1 | 0.1 | N | North | FC
LAPLMA_2_UNIT 1 | CAISO System | La Paloma Generating Plant Unit #1 | 267 | 267 | 267 | 267 | 267 | 267 | 267 | 267 | 267 | 267 | 267 | 267 | Y | North | FC
LAPLMA_2_UNIT 2 | CAISO System | La Paloma Generating Plant Unit #2 | 266 | 266 | 266 | 266 | 266 | 266 | 266 | 266 | 266 | 266 | 266 | 266 | Y | North | FC
LAPLMA_2_UNIT 3 | CAISO System | La Paloma Generating Plant Unit #3 | 266 | 266 | 266 | 266 | 266 | 266 | 266 | 266 | 266 | 266 | 266 | 266 | Y | North | FC
LAPLMA_2_UNIT 4 | CAISO System | LA PALOMA GENERATING PLANT, UNIT #4 | 267 | 267 | 267 | 267 | 267 | 267 | 267 | 267 | 267 | 267 | 267 | 267 | Y | North | FC
LARKSP_6_UNIT 1 | San Diego-IV | LARKSPUR PEAKER UNIT 1 | 49 | 49 | 49 | 49 | 49 | 49 | 49 | 49 | 49 | 49 | 49 | 49 | Y | South | FC
LARKSP_6_UNIT 2 | San Diego-IV | LARKSPUR PEAKER UNIT 2 | 49 | 49 | 49 | 49 | 49 | 49 | 49 | 49 | 49 | 49 | 49 | 49 | Y | South | FC
LAROA2_2_UNITA1 | San Diego-IV | LR2 | 322 | 322 | 322 | 322 | 322 | 322 | 322 | 322 | 322 | 322 | 322 | 322 | Y | South | FC
LASSEN_6_UNITS | CAISO System | Honey Lake Power | 30 | 30 | 30 | 30 | 30 | 30 | 30 | 30 | 30 | 30 | 30 | 30 | Y | North | FC
LAWRNC_7_SUNYVL | Bay Area | City of Sunnyvale Unit 1 and 2 | 0 | 0 | 0.05 | 0.06 | 0.03 | 0.04 | 0.06 | 0.02 | 0.01 | 0.01 | 0 | 0 | N | North | FC
LCKHT1_2_LH1BT1 | CAISO System | Lockhart Solar BESS 1 | 45 | 45 | 45 | 45 | 45 | 45 | 45 | 45 | 45 | 45 | 45 | 45 | Y | South | ID | 100% | 0043CONV-Q1617-Q1775 - Waiting for Mojave Desert RAS and Nort of Lugo C-RAS.
LCKHT1_2_LH1SR1 | CAISO System | Lockhart Solar 1 PV | 0.1 | 0.1 | 0.1 | 0.4 | 2.73 | 36.14 | 57.2 | 17.25 | 33.11 | 0.15 | 0.1 | 0.1 | N | South | ID | 100% | Q1617 - First 80 MW have FCDS priority. Waiting for the Mohave RAS.
LCKHT1_2_LH1SR2 | CAISO System | Lockhart Solar 2 | 0.1 | 0.1 | 0.1 | 0.36 | 2.41 | 31.89 | 50.47 | 15.22 | 29.22 | 0.13 | 0.1 | 0.1 | N | South | ID | 100% | Q1617 - Waiting for the Mohave RAS.
LEBECS_2_UNITS | Big Creek-Ventura | Pastoria Energy Facility | 799.47 | 799.47 | 795 | 785 | 775 | 775 | 775 | 775 | 775 | 785 | 799.47 | 799.47 | Y | South | FC
LECEF_1_UNITS | Bay Area | LOS ESTEROS ENERGY FACILITY AGGREGATE | 304 | 304 | 304 | 303 | 303 | 302 | 302 | 299 | 302 | 303 | 303 | 303 | Y | North | FC
LECONT_2_LESBT1 | San Diego-IV | LeConte Energy Storage | 40 | 40 | 40 | 40 | 40 | 40 | 40 | 40 | 40 | 40 | 40 | 40 | Y | South | PD | 40.4
LEPRFD_1_KANSAS | Fresno | Kansas | 0.1 | 0.1 | 0.1 | 0.27 | 1.05 | 7.66 | 11.98 | 4.02 | 8.01 | 0.13 | 0.1 | 0.1 | N | North | FC
LGHTHP_6_ICEGEN | LA Basin | CARSON COGENERATION | 48 | 48 | 48 | 48 | 48 | 48 | 48 | 48 | 48 | 48 | 48 | 48 | Y | South | FC
LHILLS_6_SOLAR1 | CAISO System | Lost Hills Solar | 0.1 | 0.1 | 0.1 | 0.27 | 1.41 | 11.34 | 14.59 | 5.34 | 9.5 | 0.1 | 0.1 | 0.1 | N | North | FC
LILIAC_6_SOLAR | San Diego-IV | Mesa Crest | 0.1 | 0.1 | 0.1 | 0.1 | 0.1 | 1.28 | 2.02 | 0.61 | 1.17 | 0.1 | 0.1 | 0.1 | N | South | FC
LITLRK_6_GBCSR1 | Big Creek-Ventura | Green Beanworks C | 0.1 | 0.1 | 0.1 | 0.1 | 0.1 | 1.28 | 2.02 | 0.61 | 1.17 | 0.1 | 0.1 | 0.1 | N | South | FC
LITLRK_6_SEPV01 | Big Creek-Ventura | Gestamp Solar 1 | 0 | 0 | 0 | 0 | 0 | 0 | 0 | 0 | 0 | 0 | 0 | 0 | N | South | EO
LITLRK_6_SOLAR1 | Big Creek-Ventura | Lancaster Little Rock C | 0.1 | 0.1 | 0.1 | 0.1 | 0.16 | 2.13 | 3.36 | 1.01 | 1.95 | 0.1 | 0.1 | 0.1 | N | South | FC
LITLRK_6_SOLAR2 | Big Creek-Ventura | Palmdale 18 | 0.1 | 0.1 | 0.1 | 0.1 | 0.1 | 0.85 | 1.35 | 0.41 | 0.78 | 0.1 | 0.1 | 0.1 | N | South | FC
LITLRK_6_SOLAR3 | Big Creek-Ventura | One Ten Partners | 0.1 | 0.1 | 0.1 | 0.1 | 0.1 | 0.85 | 1.35 | 0.41 | 0.78 | 0.1 | 0.1 | 0.1 | N | South | FC
LITLRK_6_SOLAR4 | Big Creek-Ventura | Little Rock Pham Solar | 0.1 | 0.1 | 0.1 | 0.1 | 0.1 | 1.28 | 2.02 | 0.61 | 1.17 | 0.1 | 0.1 | 0.1 | N | South | FC
LIVEOK_6_SOLAR | Sierra | Harris | 0.04 | 0.04 | 0.04 | 0.04 | 0.04 | 0.19 | 0.3 | 0.1 | 0.2 | 0.04 | 0.04 | 0.04 | N | North | PD | 40%
LIVOAK_1_UNIT 1 | Kern | LIVE OAK LIMITED | 49.7 | 49.7 | 49.7 | 49.7 | 49.7 | 49.7 | 49.7 | 49.7 | 49.7 | 49.7 | 49.7 | 49.7 | Y | North | FC
LMBEPK_2_UNITA1 | Bay Area | Lambie Energy Center, Unit #1 | 47.5 | 47.5 | 47.5 | 47.5 | 47.5 | 47.5 | 47.5 | 47.5 | 47.5 | 47.5 | 47.5 | 47.5 | Y | North | FC
LMBEPK_2_UNITA2 | Bay Area | Creed Energy Center, Unit #1 | 47.6 | 47.6 | 47.6 | 47.6 | 47.6 | 47.6 | 47.6 | 47.6 | 47.6 | 47.6 | 47.6 | 47.6 | Y | North | FC
LMBEPK_2_UNITA3 | Bay Area | Goose Haven Energy Center, Unit #1 | 47.75 | 47.75 | 47.75 | 47.75 | 47.75 | 47.75 | 47.75 | 47.75 | 47.75 | 47.75 | 47.75 | 47.75 | Y | North | FC
LMEC_1_PL1X3 | Bay Area | Los Medanos Energy Center AGGREGATE | 580 | 580 | 580 | 580 | 580 | 580 | 580 | 580 | 580 | 580 | 580 | 580 | Y | North | FC
LNCSTR_6_CREST | Big Creek-Ventura | Lanacaster Aggregate Solar Resources | 0 | 0 | 0 | 0 | 0 | 0 | 0 | 0 | 0 | 0 | 0 | 0 | N | South | EO
LNCSTR_6_SOLAR2 | Big Creek-Ventura | SEPV Sierra NGR | 6.9 | 6.9 | 6.9 | 6.9 | 6.9 | 6.9 | 6.9 | 6.9 | 6.9 | 6.9 | 6.9 | 6.9 | Y | South | PD | 6.9 | Hybrid - 8.25 MW max to grid - 3.00 MW Solar PV and 7.00 MW BESS - No ITC limitation.
LOCKFD_1_BEARCK | Stockton | Bear Creek Solar | 0.1 | 0.1 | 0.1 | 0.1 | 0.1 | 0.57 | 0.9 | 0.3 | 0.6 | 0.1 | 0.1 | 0.1 | N | North | FC
LOCKFD_1_KSOLAR | Stockton | Kettleman Solar | 0.1 | 0.1 | 0.1 | 0.1 | 0.1 | 0.38 | 0.6 | 0.2 | 0.4 | 0.1 | 0.1 | 0.1 | N | North | FC
LODI25_2_UNIT 1 | Stockton | LODI GAS TURBINE | 23.8 | 23.8 | 23.8 | 23.8 | 23.8 | 23.8 | 23.8 | 23.8 | 23.8 | 23.8 | 23.8 | 23.8 | Y | North | FC
LODIEC_2_PL1X2 | Sierra | Lodi Energy Center | 302.58 | 302.58 | 302.58 | 302.58 | 302.58 | 302.58 | 302.58 | 302.58 | 302.58 | 302.58 | 302.58 | 302.58 | Y | North | FC
LOTUS_6_LSFSR1 | Fresno | Lotus Solar Farm | 0.1 | 0.1 | 0.1 | 0.68 | 3.51 | 28.35 | 36.48 | 13.36 | 23.76 | 0.19 | 0.1 | 0.1 | N | North | FC
LOWGAP_1_SUPHR | CAISO System | Mill & Sulphur Creek Hydro | 0.43 | 0.3 | 0.15 | 0.27 | 0.08 | 0 | 0 | 0 | 0 | 0.05 | 0.04 | 0.15 | N | North | FC
LOWGAP_7_QFUNTS | CAISO System | Matthews Dam Hydro | 0.92 | 0.95 | 0.8 | 0.65 | 0.43 | 0.2 | 0.13 | 0.11 | 0.19 | 0.23 | 0.48 | 0.6 | N | North | FC
LTBEAR_1_LB3SR3 | Fresno | Little Bear 3 Solar | 0.1 | 0.1 | 0.1 | 0.27 | 1.41 | 11.34 | 14.59 | 5.34 | 9.5 | 0.1 | 0.1 | 0.1 | N | North | FC
LTBEAR_1_LB4SR4 | Fresno | Little Bear 4 | 0.1 | 0.1 | 0.1 | 0.68 | 3.51 | 28.35 | 36.48 | 13.36 | 23.76 | 0.19 | 0.1 | 0.1 | N | North | FC
LTBEAR_1_LB4SR5 | Fresno | Little Bear 4 Solar 5 | 0.1 | 0.1 | 0.1 | 0.68 | 3.51 | 28.35 | 36.48 | 13.36 | 23.76 | 0.19 | 0.1 | 0.1 | N | North | FC
LTBERA_1_LB1SR1 | Fresno | Little Bear Solar 1 | 0.1 | 0.1 | 0.1 | 0.54 | 2.81 | 22.68 | 29.19 | 10.69 | 19.01 | 0.15 | 0.1 | 0.1 | N | North | FC
MAGUND_1_BKISR1 | Kern | Bakersfield Industrial 1 | 0.1 | 0.1 | 0.1 | 0.1 | 0.1 | 0.57 | 0.73 | 0.27 | 0.48 | 0.1 | 0.1 | 0.1 | N | North | FC
MAGUND_1_BKSSR2 | Kern | Bakersfield Solar 1 | 0.1 | 0.1 | 0.1 | 0.1 | 0.37 | 2.98 | 3.83 | 1.4 | 2.49 | 0.1 | 0.1 | 0.1 | N | North | FC
MALAGA_1_AUCTG1 | Fresno | Acid Unit 1 | 48.43 | 48.43 | 48.43 | 48.43 | 48.43 | 48.43 | 48.43 | 48.43 | 48.43 | 48.43 | 48.43 | 48.43 | Y | North | FC |  | Co-located with Acid Unit 2 - MALAGA_1_AUCTG2 - Max to POI 97.0 MW.
MALAGA_1_AUCTG2 | Fresno | Acid Unit 2 | 48.18 | 48.18 | 48.18 | 48.18 | 48.18 | 48.18 | 48.18 | 48.18 | 48.18 | 48.18 | 48.18 | 48.18 | Y | North | FC |  | Co-located with Acid Unit 1 - MALAGA_1_AUCTG1 - Max to POI 97.0 MW.
MALAGA_1_PL1X2 | Fresno | Malaga Power Aggregate | 96.61 | 96.61 | 96.61 | 96.61 | 96.61 | 96.61 | 96.61 | 96.61 | 96.61 | 96.61 | 96.61 | 96.61 | Y | North | FC
MALCHQ_7_UNIT 1 | CAISO System | MALACHA HYDRO L.P. | 14.77 | 9.44 | 7.95 | 9.97 | 8.92 | 3.04 | 1.46 | 0.59 | 0 | 0.26 | 1.05 | 2.3 | N | North | FC
MANTEC_1_ML1SR1 | Stockton | Manteca Land 1 | 0 | 0 | 0 | 0 | 0 | 0 | 0 | 0 | 0 | 0 | 0 | 0 | N | North | EO
MANZNA_2_CAMSR1 | CAISO System | Camino Solar |  |  |  |  | 1.42 | 18.71 | 29.61 | 8.93 | 17.14 | 0.1 | 0.1 | 0.1 | N | South | ID | 100% | Q1419 - 44 MW solar FC part of 44.88 MW solar and 13.4 MW battery - Max to POI 54.28 FC. Waiting for Whirldwind CRAS and Techachapi CRAS.
MANZNA_2_WIND | CAISO System | Manzana Wind | 15.88 | 38.33 | 42.93 | 69.15 | 77.97 | 71.02 | 70.76 | 65.35 | 40.13 | 21.49 | 12.48 | 12.22 | N | South | FC
MARCPW_6_SOLAR1 | CAISO System | Maricopa West Solar PV | 0.1 | 0.1 | 0.1 | 0.27 | 1.41 | 11.34 | 14.59 | 5.34 | 9.5 | 0.1 | 0.1 | 0.1 | N | North | FC
MARTIN_1_SUNSET | Bay Area | Sunset Reservoir - North Basin | 0.1 | 0.1 | 0.1 | 0.1 | 0.24 | 1.72 | 2.7 | 0.9 | 1.8 | 0.1 | 0.1 | 0.1 | N | North | FC
MARVEL_2_MARBT3 | LA Basin | Marvel 2 | 74.94 | 74.94 | 74.94 | 74.94 | 74.94 | 74.94 | 74.94 | 74.94 | 74.94 | 74.94 | 74.94 | 74.94 | Y | South | FC
MARVEL_2_MARBX2 | LA Basin | Marvel | 325 | 325 | 325 | 325 | 325 | 325 | 325 | 325 | 325 | 325 | 325 | 325 | Y | South | FC
MCARTH_6_FRIVRB | CAISO System | Fall River Mills Project B | 0.1 | 0.1 | 0.1 | 0.1 | 0.1 | 0.57 | 0.9 | 0.3 | 0.6 | 0.1 | 0.1 | 0.1 | N | North | FC
MCCALL_1_QF | Fresno | Fish Water | 0.33 | 0.3 | 0.27 | 0.23 | 0.21 | 0.28 | 0.31 | 0.29 | 0.26 | 0.35 | 0.31 | 0.25 | N | North | FC
MCFLND_5_MBSBX2 | CAISO System | McFarland Solar B Hybrid | 150 | 150 | 150 | 150 | 150 | 150 | 150 | 150 | 150 | 150 | 150 | 150 | Y | South | FC |  | Hybrid - 150 MW 4h battery FCDS with 300 MW solar EO part of 500 MW solar EO and 435 MW battery FC, Group name MCFLND_1171 - Max to grid 500 MW.
MCFLND_5_MFSBT1 | CAISO System | McFarland Solar A BESS | 100 | 100 | 100 | 100 | 100 | 100 | 100 | 100 | 100 | 100 | 100 | 100 | Y | South | FC |  | 100 MW battery FC - Group name: MCFLND_1171 - Max to grid 500 MW. Co-located with MCFLND_5_MFSSR1.
MCFLND_5_MFSSR1 | CAISO System | McFarland Solar A PV | 0 | 0 | 0 | 0 | 0 | 0 | 0 | 0 | 0 | 0 | 0 | 0 | N | South | EO |  | 200 MW solar EO - Group name: MCFLND_1171 - Max to grid 500 MW. Co-located with MCFLND_5_MFSBT1. May use deliverability from Mc Fanrland C - current COD Feb 2025.
MCFLND_5_MSCBT1 | CAISO System | McFarland Solar C | JUN: 185; JUL: 185; AUG: 185; SEP: 185; OCT: 185; NOV: 185; DEC: 185 | Y | South | FC |  | Group name MCFLND_1171 - Max to grid 500 MW.
MCSWAN_6_UNITS | Fresno | MC SWAIN HYDRO | 9 | 9 | 9 | 9 | 9 | 9 | 9 | 9 | 9 | 9 | 9 | 9 | Y | North | FC
MDFKRL_2_PROJCT | Sierra | MIDDLE FORK AND RALSTON PSP | 210 | 210 | 210 | 210 | 210 | 210 | 210 | 210 | 210 | 210 | 210 | 210 | Y | North | FC
MELRSE_6_MELBT1 | San Diego-IV | Melrose BESS 1 | 10 | 10 | 10 | 10 | 10 | 10 | 10 | 10 | 10 | 10 | 10 | 10 | Y | South | FC
MELRSE_6_MELBT2 | San Diego-IV | Melrose BESS 2 | 10 | 10 | 10 | 10 | 10 | 10 | 10 | 10 | 10 | 10 | 10 | 10 | Y | South | FC
MENBIO_6_RENEW1 | Fresno | CalRENEW - 1(A) | 0.1 | 0.1 | 0.1 | 0.1 | 0.26 | 1.92 | 3 | 1 | 2 | 0.1 | 0.1 | 0.1 | N | North | FC
MERCED_1_SOLAR1 | Fresno | Mission Solar | 0 | 0 | 0 | 0 | 0 | 0 | 0 | 0 | 0 | 0 | 0 | 0 | N | North | EO
MERCED_1_SOLAR2 | Fresno | Merced Solar | 0 | 0 | 0 | 0 | 0 | 0 | 0 | 0 | 0 | 0 | 0 | 0 | N | North | EO
MERCFL_6_UNIT | Fresno | Merced Falls Powerhouse | 3.5 | 3.5 | 3.5 | 3.5 | 3.5 | 3.5 | 3.5 | 3.5 | 3.5 | 3.5 | 3.5 | 3.5 | Y | North | FC
MESAP_1_QF | CAISO System | SMALL QF AGGREGATION - SAN LUIS OBISPO | 0 | 0 | 0 | 0 | 0 | 0 | 0 | 0 | 0 | 0 | 0 | 0 | N | North | FC
METEC_2_PL1X3 | Bay Area | Metcalf Energy Center | 597.05 | 597.05 | 597.05 | 597.05 | 597.05 | 597.05 | 597.05 | 597.05 | 597.05 | 597.05 | 597.05 | 597.05 | Y | North | FC
MIDWD_2_WIND2 | CAISO System | Coram Energy | 0.25 | 0.61 | 0.68 | 1.1 | 1.24 | 1.13 | 1.12 | 1.04 | 0.64 | 0.34 | 0.2 | 0.19 | N | South | FC
MIDWD_7_CORAMB | CAISO System | CELLC 7.5 MW Tehachapi Project | 0.63 | 1.52 | 1.7 | 2.74 | 3.09 | 2.82 | 2.81 | 2.59 | 1.59 | 0.85 | 0.5 | 0.49 | N | South | FC
MIRLOM_2_CORONA | LA Basin | MWD Corona Hydroelectric Recovery Plant | 1.5 | 0.89 | 0.64 | 0.88 | 1.42 | 0.88 | 0 | 0 | 0.12 | 0.6 | 0.66 | 1.11 | N | South | FC
MIRLOM_2_CREST | LA Basin | Temescal Canyon RV | 0 | 0 | 0 | 0 | 0 | 0 | 0 | 0 | 0 | 0 | 0 | 0 | N | South | EO
MIRLOM_2_LNDFL | LA Basin | Milliken Landfill Solar | 0.1 | 0.1 | 0.1 | 0.1 | 0.1 | 1.28 | 2.02 | 0.61 | 1.17 | 0.1 | 0.1 | 0.1 | N | South | FC
MIRLOM_2_MLBBTA | LA Basin | Mira Loma BESS A | 10 | 10 | 10 | 10 | 10 | 10 | 10 | 10 | 10 | 10 | 10 | 10 | Y | South | FC
MIRLOM_2_MLBBTB | LA Basin | Mira Loma BESS B | 10 | 10 | 10 | 10 | 10 | 10 | 10 | 10 | 10 | 10 | 10 | 10 | Y | South | FC
MIRLOM_2_TEMESC | LA Basin | MWD Temescal Hydroelectric Recovery Plan | 2 | 1.04 | 1.07 | 1.65 | 1.71 | 1.01 | 0 | 0 | 1.07 | 0.74 | 0.71 | 1.26 | N | South | FC
MIRLOM_6_PEAKER | LA Basin | Mira Loma Peaker | 47.18 | 47.18 | 47.18 | 47.18 | 47.18 | 47.18 | 47.18 | 47.18 | 47.18 | 47.18 | 47.18 | 47.18 | Y | South | FC
MIRLOM_7_MWDLKM | LA Basin | Lake Mathews Hydroelectric Recovery Plan | 3 | 3.4 | 3.2 | 2.4 | 3 | 3.8 | 4 | 3.9 | 3.5 | 3.4 | 3.04 | 2.8 | Y | South | FC
MISSIX_1_QF | Bay Area | SMALL QF AGGREGATION - SAB FRABCUSCI | 0.01 | 0.01 | 0.01 | 0.01 | 0.01 | 0.01 | 0.01 | 0.01 | 0.01 | 0.01 | 0.01 | 0.01 | N | North | FC
MKTRCK_1_UNIT 1 | CAISO System | MCKITTRICK LIMITED | 47.72 | 47.72 | 47.72 | 47.72 | 47.72 | 47.72 | 47.72 | 47.72 | 47.72 | 47.72 | 47.72 | 47.72 | Y | North | FC
MLPTAS_7_QFUNTS | Bay Area | MLPTAS_7_QFUNTS | 0 | 0 | 0 | 0 | 0 | 0 | 0 | 0 | 0 | 0 | 0 | 0 | N | North | FC
MNDALY_6_MCGRTH | Big Creek-Ventura | McGrath Beach Peaker | 48.56 | 48.56 | 48.56 | 48.56 | 48.56 | 48.56 | 48.56 | 48.56 | 48.56 | 48.56 | 48.56 | 48.56 | Y | South | FC
MNDOTA_1_SOLAR1 | Fresno | North Star Solar 1 | 0.1 | 0.1 | 0.1 | 0.82 | 4.22 | 34.02 | 43.78 | 16.03 | 28.51 | 0.23 | 0.1 | 0.1 | N | North | FC
MNDOTA_1_SOLAR2 | Fresno | Citizen Solar B | 0 | 0 | 0 | 0 | 0 | 0 | 0 | 0 | 0 | 0 | 0 | 0 | N | North | EO
MOJAVE_1_SIPHON | LA Basin | MOJAVE SIPHON POWER PLANT | 2.03 | 1.86 | 2.67 | 8.22 | 9.01 | 12.7 | 12.99 | 13.95 | 14.36 | 11.69 | 12.77 | 14.15 | Y | South | FC
MOJAVW_2_SOLAR | CAISO System | Mojave West | 0.1 | 0.1 | 0.1 | 0.1 | 0.64 | 8.5 | 13.46 | 4.06 | 7.79 | 0.1 | 0.1 | 0.1 | N | South | FC
MONTPH_7_UNITS | NCNB | MONTICELLO HYDRO AGGREGATE | 0.23 | 0.36 | 1.23 | 2.9 | 4.48 | 6.95 | 8.01 | 6.9 | 5.23 | 3.09 | 0.67 | 0.72 | N | North | FC
MOORPK_2_ACOBT1 | Big Creek-Ventura | Acorn I BESS | [12 empty] | Y | South | FC | bar: JAN to DEC
MOORPK_2_CALABS | Big Creek-Ventura | Calabasas Gas-to-Energy Facility | 4.26 | 4.18 | 3.69 | 3.87 | 4.24 | 4.16 | 4.04 | 3.77 | 3.75 | 4.11 | 4.09 | 4.22 | N | South | FC
MOORPK_6_QF | Big Creek-Ventura | MOORPARK QFS | 0 | 0.06 | 0.01 | 0 | 0 | 0.01 | 0.04 | 0.28 | 0.4 | 0.4 | 0.4 | 0.39 | N | South | FC
MORWD_6_QF | CAISO System | Morwind | 3.21 | 7.74 | 8.67 | 13.96 | 15.74 | 14.34 | 14.29 | 13.2 | 8.1 | 4.34 | 2.52 | 2.47 | N | South | FC
MOSSLD_2_PSP1 | Bay Area | MOSS LANDING POWER BLOCK 1 | 510 | 510 | 510 | 510 | 510 | 510 | 510 | 510 | 510 | 510 | 510 | 510 | Y | North | FC
MOSSLD_2_PSP2 | Bay Area | MOSS LANDING POWER BLOCK 2 | 510 | 510 | 510 | 510 | 510 | 510 | 510 | 510 | 510 | 510 | 510 | 510 | Y | North | FC
MRCHNT_2_PL1X3 | CAISO System | Desert Star Energy Center | 419.25 | 419.25 | 419.25 | 419.25 | 419.25 | 419.25 | 419.25 | 419.25 | 419.25 | 419.25 | 419.25 | 419.25 | Y | South | PD | 419.25
MRGT_6_MEF2 | San Diego-IV | Miramar Energy Facility II | 44 | 44 | 44 | 44 | 44 | 44 | 44 | 44 | 44 | 44 | 44 | 44 | Y | South | FC
MRGT_6_MMAREF | San Diego-IV | Miramar Energy Facility | 45 | 45 | 45 | 45 | 45 | 45 | 45 | 45 | 45 | 45 | 45 | 45 | Y | South | FC
MRGT_6_TGEBT1 | San Diego-IV | Top Gun Energy Storage | 30 | 30 | 30 | 30 | 30 | 30 | 30 | 30 | 30 | 30 | 30 | 30 | Y | South | FC
MRLSDS_6_SOLAR1 | CAISO System | Morelos Solar | 0.1 | 0.1 | 0.1 | 0.2 | 1.05 | 8.51 | 10.94 | 4.01 | 7.13 | 0.1 | 0.1 | 0.1 | N | North | FC
MSHGTS_6_MMARLF | San Diego-IV | MIRAMAR LANDFILL | 3.68 | 3.92 | 4.13 | 4.09 | 4.3 | 4.17 | 4.43 | 4.37 | 4.77 | 4.05 | 3.85 | 3.87 | N | South | FC
MSOLAR_2_MS4BT1 | CAISO System | Mesquite Solar 4 BESS | 10 | 10 | 10 | 10 | 10 | 10 | 10 | 10 | 10 | 10 | 10 | 10 | Y | South | FC |  | Group name MESQUITESOLAR4_1291 - Max to grid 300 MW. Phase I - co-located with 52.5 MW solar FC - MSOLAR_2_MS4SR4.
MSOLAR_2_MS4SR4 | CAISO System | Mesquite Solar 4 | 0.1 | 0.1 | 0.1 | 0.25 | 1.69 | 22.32 | 35.33 | 10.66 | 20.45 | 0.1 | 0.1 | 0.1 | N | South | FC
MSOLAR_2_SOLAR1 | CAISO System | Mesquite Solar 1 | 0.1 | 0.1 | 0.1 | 0.48 | 2.51 | 41.75 | 81.93 | 20.23 | 44.14 | 0.26 | 0.1 | 0.1 | N | South | FC
MSOLAR_2_SOLAR2 | CAISO System | Mesquite Solar 2 | 0.1 | 0.1 | 0.1 | 0.3 | 1.53 | 25.51 | 50.06 | 12.36 | 26.97 | 0.16 | 0.1 | 0.1 | N | South | FC |  | Hybrid - However Solar is FCDS and BESS is EO
MSOLAR_2_SOLAR3 | CAISO System | Mesquite Solar 3, LLC | 0.1 | 0.1 | 0.1 | 0.45 | 2.31 | 38.46 | 75.48 | 18.64 | 40.66 | 0.24 | 0.1 | 0.1 | N | South | FC
MSSION_2_QF | San Diego-IV | SMALL QF AGGREGATION - SAN DIEGO | 0.25 | 0.25 | 0.25 | 0.25 | 0.25 | 0.25 | 0.25 | 0.25 | 0.25 | 0.25 | 0.19 | 0.18 | N | South | FC
MSTANG_2_MTGBT1 | Fresno | Mustang 1 BESS | 75 | 75 | 75 | 75 | 75 | 75 | 75 | 75 | 75 | 75 | 75 | 75 | Y | North | FC |  | Group name: MUSTANG_643W - Max to grid 100 MW.
MSTANG_2_SOLAR | Fresno | Mustang | 0 | 0 | 0 | 0 | 0 | 0 | 0 | 0 | 0 | 0 | 0 | 0 | N | North | EO |  | Group name: MUSTANG_643W - Max to grid 100 MW.
MSTANG_2_SOLAR3 | Fresno | Mustang 3 | 0.1 | 0.1 | 0.1 | 0.54 | 2.81 | 8.31 | 8.31 | 8.31 | 8.31 | 0.15 | 0.1 | 0.1 | N | North | PD | 8.31 | Group name: MUSTANG_643W - Max to grid 100 MW. Max 8.31 MW NQC. (Normal PD to 37.37 percent)
MSTANG_2_SOLAR4 | Fresno | Mustang 4 | 0.1 | 0.1 | 0.1 | 0.41 | 2.11 | 16.69 | 16.69 | 8.02 | 14.25 | 0.11 | 0.1 | 0.1 | N | North | PD | 16.69 | Group name: MUSTANG_643W - Max to grid 100 MW. Max 16.69 MW NQC. (Normal FC)
MTNPOS_1_UNIT | Kern | MT.POSO COGENERATION CO. | 42.67 | 28.37 | 24.31 | 28.36 | 31.61 | 39.35 | 40.13 | 40.26 | 39.25 | 39.7 | 26.08 | 19.2 | N | North | FC
MTWIND_1_MVPWD1 | LA Basin | Mountain View Power Project I Repower | 5.6 | 13.51 | 15.13 | 24.37 | 27.48 | 25.03 | 24.94 | 23.03 | 14.14 | 7.57 | 4.4 | 4.31 | N | South | FC
MTWIND_1_UNIT 3 | LA Basin | Mountain View Power Project III | 1.89 | 4.55 | 5.1 | 8.21 | 9.26 | 8.43 | 8.4 | 7.76 | 4.76 | 2.55 | 1.48 | 1.45 | N | South | FC
MURRAY_6_UNIT | San Diego-IV | Grossmont Hospital | 0 | 0 | 0 | 0 | 0 | 0 | 0 | 0 | 0 | 0 | 0 | 0 | N | South | EO
NAROW1_2_UNIT | Sierra | NARROWS PH 1 UNIT | 12 | 12 | 12 | 12 | 12 | 12 | 12 | 12 | 12 | 12 | 12 | 12 | Y | North | FC
NAROW2_2_UNIT | Sierra | Narrows Powerhouse Unit 2 | 55 | 55 | 55 | 55 | 55 | 55 | 55 | 55 | 55 | 55 | 55 | 55 | Y | North | FC
NAVYII_2_UNITS | CAISO System | COSO POWER DEVELOPER (NAVY II) AGGREGATE | 55 | 55 | 55 | 55 | 55 | 55 | 55 | 55 | 55 | 55 | 55 | 55 | Y | South | PD | 55 | Group name: COSO_0053CONV - Max to grid 162 MW.
NCPA_7_GP1UN1 | NCNB | NCPA GEO PLANT 1 UNIT 1 | 38.85 | 38.85 | 38.85 | 38.85 | 38.85 | 38.85 | 38.85 | 38.85 | 38.85 | 38.85 | 38.85 | 38.85 | Y | North | FC
NCPA_7_GP1UN2 | NCNB | NCPA GEO PLANT 1 UNIT 2 | 39.94 | 39.94 | 39.94 | 39.94 | 39.94 | 39.94 | 39.94 | 39.94 | 39.94 | 39.94 | 39.94 | 39.94 | Y | North | FC
NCPA_7_GP2UN3 | NCNB | NCPA GEO PLANT 2 UNIT 3 | 0 | 0 | 0 | 0 | 0 | 0 | 0 | 0 | 0 | 0 | 0 | 0 | Y | North | FC
NCPA_7_GP2UN4 | NCNB | NCPA GEO PLANT 2 UNIT 4 | 52.73 | 52.73 | 52.73 | 52.73 | 52.73 | 52.73 | 52.73 | 52.73 | 52.73 | 52.73 | 52.73 | 52.73 | Y | North | FC
NEENCH_6_SOLAR | Big Creek-Ventura | Alpine Solar | 0.1 | 0.1 | 0.1 | 0.19 | 1 | 16.7 | 32.77 | 8.09 | 17.66 | 0.1 | 0.1 | 0.1 | N | South | FC
NEWARK_1_QF | Bay Area | NEWARK 1 QF | 0.03 | 0.03 | 0.03 | 0.03 | 0.03 | 0.03 | 0.03 | 0.03 | 0.03 | 0.03 | 0.03 | 0.02 | N | North | FC
NHOGAN_6_UNITS | CAISO System | NEW HOGAN PH AGGREGATE | 0.39 | 0.11 | 0.93 | 0.53 | 1.32 | 1.6 | 1.72 | 1.24 | 1.1 | 0.02 | 0.22 | 0.32 | N | North | FC
NOAKS_2_PESBT1 | Big Creek-Ventura | Placerita BESS | 80 | 80 | 80 | 80 | 80 | 80 | 80 | 80 | 80 | 80 | 80 | 80 | Y | South | FC
NORCNV_1_NCVBT1 | Stockton | North Central Valley | 132 | 132 | 132 | 132 | 132 | 132 | 132 | 132 | 132 | 132 | 132 | 132 | Y | North | ID | 100% | Q1109 - Waiting for Vierra Loop-in and possibly other
NORORC_2_NOSBX2 | CAISO System | Northern Orchard Solar |  |  |  |  | 92 | 92 | 92 | 92 | 92 | 92 | 92 | 92 | Y | North | ID | 92 | Q946, Q1259 - Hybrid 150 MW solar EO with 92 MW battery FC - Max at POI 150 MW. Waiting for Midway 230 kV BAAH conversion and possibly other.
NOVATO_6_LNDFL | NCNB | Redwood Renewable Energy | 3.35 | 3.63 | 3.22 | 3.06 | 3.02 | 2.14 | 1.78 | 1.7 | 1.84 | 1.52 | 2.03 | 2.07 | N | North | FC
NWCSTL_7_UNIT 1 | Sierra | NEWCASTLE HYDRO | 1.32 | 3.83 | 3.83 | 2.49 | 0.64 | 0.68 | 0.08 | 0.53 | 0 | 0.52 | 0 | 1.31 | N | North | FC
NZWIND_2_WDSTR5 | CAISO System | Windstream 6111 | 0.53 | 1.28 | 1.43 | 2.31 | 2.6 | 2.37 | 2.36 | 2.18 | 1.34 | 0.72 | 0.42 | 0.41 | N | South | FC
NZWIND_6_CALWND | CAISO System | Wind Resource I | 0.76 | 1.83 | 2.04 | 3.29 | 3.71 | 3.38 | 3.37 | 3.11 | 1.91 | 1.02 | 0.59 | 0.58 | N | South | FC
NZWIND_6_WDSTR | CAISO System | Windstream 39 | 0.4 | 0.97 | 1.09 | 1.76 | 1.98 | 1.8 | 1.8 | 1.66 | 1.02 | 0.55 | 0.32 | 0.31 | N | South | FC
NZWIND_6_WDSTR2 | CAISO System | Windstream 6040 | 0.48 | 1.16 | 1.3 | 2.09 | 2.36 | 2.15 | 2.14 | 1.98 | 1.21 | 0.65 | 0.38 | 0.37 | N | South | FC
NZWIND_6_WDSTR3 | CAISO System | Windstream 6041 | 0.5 | 1.22 | 1.36 | 2.2 | 2.48 | 2.25 | 2.25 | 2.07 | 1.27 | 0.68 | 0.4 | 0.39 | N | South | FC
NZWIND_6_WDSTR4 | CAISO System | Windstream 6042 | 0.5 | 1.2 | 1.34 | 2.16 | 2.44 | 2.22 | 2.21 | 2.04 | 1.25 | 0.67 | 0.39 | 0.38 | N | South | FC
OAK C_1_EBMUD | Bay Area | MWWTP PGS 1 - ENGINES | 1.96 | 1.58 | 1.38 | 1.57 | 1.95 | 1.52 | 1.33 | 1.57 | 1.77 | 1.78 | 1.69 | 2 | N | North | FC
OAK C_7_UNIT 1 | Bay Area | OAKLAND STATION C GT UNIT 1 | 55 | 55 | 55 | 55 | 55 | 55 | 55 | 55 | 55 | 55 | 55 | 55 | Y | North | FC
OAK C_7_UNIT 3 | Bay Area | OAKLAND STATION C GT UNIT 3 | 55 | 55 | 55 | 55 | 55 | 55 | 55 | 55 | 55 | 55 | 55 | 55 | Y | North | FC
OAK L_1_GTG1 | Bay Area | MWWTP PGS 2 - Turbine | 0 | 0 | 0 | 0 | 0 | 0 | 0 | 0 | 0 | 0 | 0 | 0 | N | North | EO
OAKWD_6_QF | CAISO System | Oak Creek | 2.34 | 5.65 | 6.33 | 10.2 | 11.5 | 10.47 | 10.43 | 9.64 | 5.92 | 3.17 | 1.84 | 1.8 | N | South | FC
OAKWD_6_ZEPHWD | CAISO System | Zephyr Park | 0.29 | 0.71 | 0.8 | 1.28 | 1.44 | 1.32 | 1.31 | 1.21 | 0.74 | 0.4 | 0.23 | 0.23 | N | South | FC
OASIS_6_GBDSR4 | Big Creek-Ventura | Green Beanworks D | 0.1 | 0.1 | 0.1 | 0.1 | 0.1 | 1.28 | 2.02 | 0.61 | 1.17 | 0.1 | 0.1 | 0.1 | N | South | FC
OASIS_6_SOLAR1 | Big Creek-Ventura | Morgan Lancaster I | 0 | 0 | 0 | 0 | 0 | 0 | 0 | 0 | 0 | 0 | 0 | 0 | N | South | EO
OASIS_6_SOLAR2 | Big Creek-Ventura | Oasis Solar | 0.1 | 0.1 | 0.1 | 0.1 | 0.64 | 8.5 | 13.46 | 4.06 | 7.79 | 0.1 | 0.1 | 0.1 | N | South | FC
OASIS_6_SOLAR3 | Big Creek-Ventura | Soccer Center | 0 | 0 | 0 | 0 | 0 | 0 | 0 | 0 | 0 | 0 | 0 | 0 | N | South | EO
OBERON_5_O1BBX2 | CAISO System | Oberon 1 BESS | 125 | 125 | 125 | 125 | 125 | 125 | 125 | 125 | 125 | 125 | 125 | 125 | Y | South | ID | 100% | Q1642 - Group name: OBERON_1642_1 - Max to grid 250 MW. Waiting for ELM. Co-located with OBERON_5_O1SSX2 and OBERON_5_O1SSR3
OBERON_5_O1SSR3 | CAISO System | Oberon 1B Solar | 0.1 | 0.1 | 0.1 | 0.48 | 3.22 | 42.52 | 50 | 20.3 | 38.96 | 0.18 | 0.1 | 0.1 | N | South | ID | 50 | Q1642 - Group name: OBERON_1642_1 - Max to grid 250 MW. Max 50 MW NQC. Waiting for ELM. Co-located with OBERON_5_O1BBX2 and OBERON_5_O1SSX2
OBERON_5_O1SSX2 | CAISO System | Oberon 1A Solar | 0.1 | 0.1 | 0.1 | 0.71 | 4.83 | 63.79 | 75 | 30.45 | 58.43 | 0.26 | 0.1 | 0.1 | N | South | ID | 75 | Q1642 - Group name: OBERON_1642_1 - Max to grid 250 MW. Max 75 MW NQC. Waiting for ELM. Co-located with OBERON_5_O1BBX2, OBERON_5_O1SSR3
OBERON_5_O2BBX2 | CAISO System | Oberon 2 BESS | 125 | 125 | 125 | 125 | 125 | 125 | 125 | 125 | 125 | 125 | 125 | 125 | Y | South | ID | 100% | Q1642 - Group name: OBERON_1642_2 - Max to grid 250 MW. Waiting for ELM. Co-located with OBERON_5_O2SSR4 and OBERON_5_O2SSR5
OBERON_5_O2SSR4 | CAISO System | Oberon 2A Solar | 0.1 | 0.1 | 0.1 | 0.6 | 4.02 | 53.15 | 62.5 | 25.37 | 48.69 | 0.22 | 0.1 | 0.1 | N | South | ID | 62.5 | Q1642 - Group name: OBERON_1642_2 - Max to grid 250 MW. Max 62.5 MW NQC. Waiting for ELM. Co-located with OBERON_5_O2BBX2 and OBERON_5_O2SSR5
OBERON_5_O2SSR5 | CAISO System | Oberon 2B Solar | 0.1 | 0.1 | 0.1 | 0.6 | 4.02 | 53.15 | 62.5 | 25.37 | 48.69 | 0.22 | 0.1 | 0.1 | N | South | ID | 62.5 | Q1642 - Group name: OBERON_1642_2 - Max to grid 250 MW. Max 62.5 MW NQC. Waiting for ELM. Co-located with OBERON_5_O2SSR4 and OBERON_5_O2BBX2
OCTILO_5_WIND | San Diego-IV | Ocotillo Wind Energy Facility | 22.26 | 53.74 | 60.2 | 96.95 | 109.32 | 99.57 | 99.22 | 91.63 | 56.27 | 30.14 | 17.49 | 17.14 | N | South | FC
OGROVE_6_PL1X2 | San Diego-IV | Orange Grove Energy Center | 96 | 96 | 96 | 96 | 96 | 96 | 96 | 96 | 96 | 96 | 96 | 96 | Y | South | FC
OILFLD_7_QFUNTS | CAISO System | Nacimiento Hydroelectric Plant | 0.79 | 0.96 | 1.15 | 1.33 | 0.95 | 1.18 | 0.84 | 1.23 | 1.2 | 0.87 | 0.07 | 0 | N | North | FC
OLDRIV_6_BIOGAS | Kern | Bidart Old River 1 | 1.8 | 1.81 | 1.84 | 1.74 | 1.82 | 1.76 | 1.77 | 1.75 | 1.77 | 1.78 | 1.77 | 1.68 | N | North | FC
OLDRIV_6_CESDBM | Kern | Ces Dairy Biogas | 0.95 | 0.97 | 0.97 | 0.93 | 0.95 | 0.91 | 0.93 | 0.93 | 0.95 | 0.96 | 0.96 | 0.97 | N | North | FC
OLDRIV_6_LKVBM1 | Kern | Lakeview Dairy Biogas | 0.97 | 0.96 | 0.96 | 0.95 | 0.94 | 0.95 | 0.94 | 0.95 | 0.96 | 0.96 | 0.98 | 0.97 | N | North | FC
OLDRV1_6_SOLAR | Kern | Old River One | 0.1 | 0.1 | 0.1 | 0.27 | 1.05 | 7.66 | 11.98 | 4.02 | 8.01 | 0.13 | 0.1 | 0.1 | N | North | FC
OLINDA_2_COYCRK | LA Basin | MWD Coyote Creek Hydroelectric Recovery | 0 | 0 | 0 | 0 | 0 | 0 | 0 | 0 | 0.8 | 0 | 0 | 0 | Y | South | FC
OLINDA_2_LNDFL2 | LA Basin | Brea Power II | 26.18 | 26.3 | 26.12 | 24.73 | 26.1 | 24.96 | 24.96 | 25.15 | 25.15 | 25.37 | 25.78 | 25.92 | N | South | FC
OLINDA_7_BLKSND | LA Basin | BlackSand Generating Facility | 0 | 0 | 0 | 0 | 0 | 0 | 0 | 0 | 0 | 0 | 0 | 0 | N | South | FC
OLIVEP_1_SOLAR | CAISO System | White River Solar | 0.1 | 0.1 | 0.1 | 0.27 | 1.05 | 7.66 | 11.98 | 4.02 | 8.01 | 0.13 | 0.1 | 0.1 | N | North | FC
OLIVEP_1_SOLAR2 | CAISO System | White River West | 0.1 | 0.1 | 0.1 | 0.26 | 1.04 | 7.57 | 11.83 | 3.97 | 7.91 | 0.13 | 0.1 | 0.1 | N | North | FC
OLSEN_2_UNIT | CAISO System | OLSEN POWER PARTNERS | 1.58 | 0.67 | 1.89 | 2.47 | 3.42 | 1.85 | 0.2 | 0 | 0 | 0.11 | 0.08 | 0.48 | N | North | FC
OMAR_2_UNIT 1 | Big Creek-Ventura | KERN RIVER COGENERATION CO. UNIT 1 | 75 | 75 | 75 | 75 | 74.67 | 73.67 | 73 | 72.67 | 73.67 | 74.33 | 75 | 75 | Y | South | FC
OMAR_2_UNIT 2 | Big Creek-Ventura | KERN RIVER COGENERATION CO. UNIT 2 | 75 | 75 | 75 | 75 | 74.67 | 73.67 | 73.33 | 73 | 73.67 | 74.67 | 75 | 75 | Y | South | FC
OMAR_2_UNIT 3 | Big Creek-Ventura | KERN RIVER COGENERATION CO. UNIT 3 | 75 | 75 | 75 | 75 | 73.67 | 73.67 | 73.33 | 73 | 73.67 | 75 | 75 | 75 | Y | South | FC
OMAR_2_UNIT 4 | Big Creek-Ventura | KERN RIVER COGENERATION CO. UNIT 4 | 75 | 75 | 75 | 75 | 74 | 73.33 | 73.67 | 73.67 | 74.33 | 75 | 75 | 75 | Y | South | FC
ONLLPP_6_UNITS | Fresno | O'NEILL PUMP-GEN (AGGREGATE) | 0 | 0.16 | 0.07 | 0.08 | 12.32 | 1.57 | 1.44 | 0.55 | 0.03 | 1 | 0.13 | 0 | N | North | FC
ORLND_6_HIGHLI | CAISO System | High Line Canal Hydro | 0 | 0 | 0 | 0.04 | 0.03 | 0 | 0 | 0 | 0 | 0 | 0 | 0 | N | North | FC
ORLND_6_SOLAR1 | CAISO System | Enerparc California 2 | 0.1 | 0.1 | 0.1 | 0.1 | 0.11 | 0.85 | 1.09 | 0.4 | 0.71 | 0.1 | 0.1 | 0.1 | N | North | FC
ORMOND_7_UNIT 1 | Big Creek-Ventura | ORMOND BEACH GEN STA. UNIT 1 | 741.27 | 741.27 | 741.27 | 741.27 | 741.27 | 741.27 | 741.27 | 741.27 | 741.27 | 741.27 | 741.27 | 741.27 | Y | South | FC
ORMOND_7_UNIT 2 | Big Creek-Ventura | ORMOND BEACH GEN STA. UNIT 2 | 750 | 750 | 750 | 750 | 750 | 750 | 750 | 750 | 750 | 750 | 750 | 750 | Y | South | FC
OROLOM_1_SOLAR1 | Fresno | Oro Loma Solar 1 | 0 | 0 | 0 | 0 | 0 | 0 | 0 | 0 | 0 | 0 | 0 | 0 | N | North | EO
OROLOM_1_SOLAR2 | Fresno | Oro Loma Solar 2 | 0 | 0 | 0 | 0 | 0 | 0 | 0 | 0 | 0 | 0 | 0 | 0 | N | North | EO
OROVIL_6_UNIT | Sierra | Oroville Cogeneration, LP | 7.5 | 7.5 | 7.5 | 7.5 | 7.5 | 7.5 | 7.5 | 7.5 | 7.5 | 7.5 | 7.5 | 7.5 | Y | North | FC
ORTGA_6_ME1SL1 | Fresno | Merced 1 | 0.1 | 0.1 | 0.1 | 0.1 | 0.21 | 1.7 | 2.19 | 0.8 | 1.43 | 0.1 | 0.1 | 0.1 | N | North | FC
OSO_6_NSPIN | Big Creek-Ventura | OSO_6_NSPIN | 18 | 18 | 18 | 18 | 18 | 18 | 18 | 18 | 18 | 18 | 18 | 18 | Y | South | FC
OTAY_6_PL1X2 | San Diego-IV | Chula Vista Energy Center, LLC | 37.2 | 37.2 | 37.2 | 37.2 | 37.2 | 37.2 | 37.2 | 37.2 | 37.2 | 37.2 | 37.2 | 37.2 | Y | South | PD | 37.2 | 2.8 MW expansion is EO
OTMESA_2_PL1X3 | San Diego-IV | OTAY MESA ENERGY CENTER | 603.6 | 603.6 | 603.6 | 603.6 | 603.6 | 603.6 | 603.6 | 603.6 | 603.6 | 603.6 | 603.6 | 603.6 | Y | South | FC
OXBOW_6_DRUM | Sierra | OXBOW HYDRO | 1.43 | 1.19 | 1.02 | 1.39 | 0.82 | 0.78 | 2.85 | 3.28 | 2.76 | 0.02 | 0.87 | 1.51 | N | North | FC
OXMTN_6_LNDFIL | Bay Area | Ox Mountain Landfill Generating Plant | 10.62 | 10.58 | 10.62 | 10.61 | 10.62 | 10.38 | 10.61 | 10.52 | 10.58 | 10.1 | 10.62 | 10.62 | N | North | FC
PACLUM_6_UNIT | Humboldt | Humboldt Redwood | 12.92 | 11.36 | 10.5 | 15.13 | 15.92 | 16.24 | 13.53 | 10.96 | 14.44 | 15.74 | 13.04 | 13.55 | N | North | FC
PADUA_2_ONTARO | LA Basin | ONTARIO/SIERRA HYDRO PSP | 0.52 | 0.59 | 0.46 | 0.74 | 0.81 | 0.74 | 0.74 | 0.63 | 0.51 | 0.48 | 0.44 | 0.46 | N | South | FC
PADUA_2_SOLAR1 | LA Basin | Kona Solar - Rancho DC #1 | 0 | 0 | 0 | 0 | 0 | 0 | 0 | 0 | 0 | 0 | 0 | 0 | N | South | EO
PADUA_6_MWDSDM | LA Basin | San Dimas Hydroelectric Recovery Plant | 2.4 | 2.4 | 3.6 | 2.4 | 6 | 0.8 | 0.8 | 0.8 | 1.6 | 8 | 6.4 | 4.8 | Y | South | FC
PADUA_6_QF | LA Basin | PADUA QFS | 0.18 | 0.24 | 0.26 | 0.37 | 0.37 | 0.38 | 0.41 | 0.39 | 0.41 | 0.38 | 0.35 | 0.27 | N | South | FC
PADUA_7_SDIMAS | LA Basin | San Dimas Wash Hydro | 0 | 0 | 0 | 0 | 1.05 | 1.05 | 1.05 | 1.05 | 1.05 | 0 | 0 | 0 | Y | South | FC
PAIGES_6_SOLAR | Fresno | Paige Solar | 0 | 0 | 0 | 0 | 0 | 0 | 0 | 0 | 0 | 0 | 0 | 0 | N | North | EO
PALA_6_PGCBT1 | San Diego-IV | Pala Gomez Creek BESS | 0 | 0 | 0 | 0 | 0 | 0 | 0 | 0 | 0 | 0 | 0 | 0 | Y | South | EO
PALOMR_2_PL1X3 | San Diego-IV | Palomar Energy Center | 588.21 | 588.21 | 588.21 | 588.21 | 588.21 | 588.21 | 588.21 | 588.21 | 588.21 | 588.21 | 588.21 | 588.21 | Y | South | FC
PALSEL_6_PLSBT1 | Stockton | Paulsell Solar Energy Center BESS | 15 | 15 | 15 | 15 | 15 | 15 | 15 | 15 | 15 | 15 | 15 | 15 | Y | North | ID | 100% | Q1350 - Waiting for Vierra Loop-in. Co-located with Paulsell Solar Energy Center PV PALSEL_6_PLSSR1. Limit Max 20 MW at POI.
PALSEL_6_PLSSR1 | Stockton | Paulsell Solar Energy Center PV | 0.03 | 0.03 | 0.03 | 0.08 | 0.43 | 3.47 | 4.46 | 3.03 | 2.91 | 0.02 | 0.03 | 0.03 | Y | North | ID | 30.58% | Q1350 - Waiting for Vierra Loop-in. PD to 30.58 percent. Co-located with Paulsell Solar Energy Center BESS PALSEL_6_PLSBT1. Limit Max 20 MW at POI.
PANERO_2_MWPWD1 | LA Basin | Mesa Wind Project | 2.52 | 6.08 | 6.81 | 10.98 | 12.38 | 11.27 | 11.23 | 10.37 | 6.37 | 3.41 | 1.98 | 1.94 | N | South | FC
PARDEB_6_UNITS | CAISO System | Pardee Power House | 19.5 | 18.1 | 8.9 | 19.5 | 24.5 | 27.94 | 18.5 | 19.98 | 18.38 | 17.7 | 16.62 | 19.7 | Y | North | FC
PARDSE_6_PESBT1 | San Diego-IV | Paradise Energy Storage | 9.75 | 9.75 | 9.75 | 9.75 | 9.75 | 9.75 | 9.75 | 9.75 | 9.75 | 9.75 | 9.75 | 9.75 | Y | South | FC
PBLOSM_2_SOLAR | CAISO System | PearBlossom | 0.1 | 0.1 | 0.1 | 0.1 | 0.31 | 4.04 | 6.39 | 1.93 | 3.7 | 0.1 | 0.1 | 0.1 | N | South | FC
PEABDY_2_LNDFIL | CAISO System | G2 Energy Hay Road Power Plant | 1.53 | 1.49 | 1.5 | 1.46 | 1.46 | 1.34 | 1.39 | 1.5 | 1.5 | 1.51 | 1.52 | 1.52 | N | North | FC
PEABDY_2_LNDFL1 | CAISO System | Potrero Hills Energy Producers | 7.19 | 7.5 | 7.47 | 7.16 | 6.79 | 7.28 | 7.54 | 7.53 | 7.51 | 7.33 | 7.36 | 7.18 | N | North | FC
PEARBL_2_NSPIN | CAISO System | PEARBL_2_NSPIN | 21 | 21 | 21 | 46 | 46 | 46 | 46 | 46 | 46 | 46 | 46 | 46 | Y | South | FC
PEASE_1_TBEBT1 | Sierra | Tierra Buena Energy Storage | 5 | 5 | 5 | 5 | 5 | 5 | 5 | 5 | 5 | 5 | 5 | 5 | Y | North | PD | 5
PEORIA_1_SOLAR | Stockton | Sonora 1 | 0.1 | 0.1 | 0.1 | 0.1 | 0.1 | 0.57 | 0.9 | 0.3 | 0.6 | 0.1 | 0.1 | 0.1 | N | North | FC
PERGRN_2_PRSBT1 | San Diego-IV | Peregrine Storage |  |  |  |  | 100 | 100 | 100 | 100 | 100 | 100 | 100 | 100 | Y | South | PD | 100 | 200 MW - 400 MWh - battery with 100 MW FC and 100 MW EO.
PGCC_1_PDRP02 | Bay Area | PGCC_1_PDRP02 |  |  | 0.34 | 0.8 | 0 | 0 | 0 | 0 | 0 | 0 | 0 | 0 | Y | North | FC
PGCC_1_PDRP04 | Bay Area | PGCC_1_PDRP04 |  |  |  |  | 0.1 | 0.2 | 0.5 | 0.5 | 0.5 | 0.2 | 0 | 0 | Y | North | FC
PGCC_1_PDRP100 | Bay Area | PGCC_1_PDRP100 | JUL: 0.11; AUG: 0; SEP: 0.15; OCT: 0; NOV: 0; DEC: 0 | Y | North | FC
PGCC_1_PDRP16 | Bay Area | PGCC_1_PDRP16 |  |  |  |  | 0.1 | 0 | 0 | 0.33 | 0 | 0.16 | 0 | 0 | Y | North | FC
PGCC_1_PDRP17 | Bay Area | PGCC_1_PDRP17 |  | 0.52 | 0 | 0.69 | 0.5 | 0 | 0 | 0 | 0.14 | 0.24 | 0 | 0 | Y | North | FC
PGCC_1_PDRP18 | Bay Area | PGCC_1_PDRP18 | 0.13 | 0 | 0.91 | 0.1 | 0.43 | 0 | 0.42 | 0.13 | 0.13 | 0.17 | 0 | 0 | Y | North | FC
PGCC_1_PDRP19 | Bay Area | PGCC_1_PDRP19 | 0.51 | 0.27 | 0.15 | 0.17 | 0 | 0.32 | 0 | 0 | 0.16 | 0.92 | 0 | 0 | Y | North | FC
PGCC_1_PDRP20 | Bay Area | PGCC_1_PDRP20 |  |  |  | 0.1 | 0 | 0.2 | 0.1 | 0.33 | 0.31 | 0 | 0 | 0 | Y | North | FC
PGCC_1_PDRP21 | Bay Area | PGCC_1_PDRP21 |  |  |  |  | 0.11 | 0 | 0 | 0.11 | 0.29 | 0.32 | 0 | 0 | Y | North | FC
PGCC_1_PDRP22 | Bay Area | PGCC_1_PDRP22 |  | 0.12 | 0 | 0 | 0.11 | 0.12 | 0.1 | 0.17 | 0 | 0 | 0 | 0 | Y | North | FC
PGCC_1_PDRP25 | Bay Area | PGCC_1_PDRP25 | 0.28 | 0.26 | 0 | 0 | 0.41 | 0.1 | 0 | 0.27 | 0 | 0.15 | 0 | 0 | Y | North | FC
PGCC_1_PDRP31 | Bay Area | PGCC_1_PDRP31 | 0.5 | 0.28 | 0.1 | 0 | 0 | 0.13 | 0.12 | 0.48 | 0.62 | 0 | 0 | 0 | Y | North | FC
PGCC_1_PDRP32 | Bay Area | PGCC_1_PDRP32 | 0.45 | 0 | 0 | 0 | 0 | 0.14 | 0 | 0 | 0.18 | 0.9 | 0 | 0 | Y | North | FC
PGCC_1_PDRP33 | Bay Area | PGCC_1_PDRP33 |  | 0.55 | 0 | 0 | 0.11 | 0.1 | 0.14 | 0.11 | 0 | 0.12 | 0 | 0 | Y | North | FC
PGCC_1_PDRP34 | Bay Area | PGCC_1_PDRP34 | JUL: 0.13; AUG: 0.11; SEP: 0.18; OCT: 0; NOV: 0; DEC: 0 | Y | North | FC
PGCC_1_PDRP35 | Bay Area | PGCC_1_PDRP35 | JUN: 0.56; JUL: 0.57; AUG: 0; SEP: 1.8; OCT: 5; NOV: 0; DEC: 0 | Y | North | FC
PGCC_1_PDRP41 | Bay Area | VLTS_PDR_PGCC_03 |  |  |  | 0.75 | 0.75 | 0.75 | 0.21 | 0.48 | 3.61 | 0 | 0 | 0 | Y | North | FC
PGCC_1_PDRP60 | Bay Area | VLTS_PDR_PGCC_D | JUL: 0.11; AUG: 0; SEP: 0; OCT: 0; NOV: 0; DEC: 0 | Y | North | FC
PGCC_1_PDRP98 | Bay Area | PGCC_1_PDRP98 | JUN: 0.46; JUL: 0; AUG: 0; SEP: 0; OCT: 0.51; NOV: 0; DEC: 0 | Y | North | FC
PGCC_1_PDRP99 | Bay Area | PGCC_1_PDRP99 | AUG: 0.26; SEP: 0.87; OCT: 0.42; NOV: 0; DEC: 0 | Y | North | FC
PGEB_2_PDRP05 | Bay Area | PGEB_2_PDRP05 | 0.62 | 0.62 | 0.68 | 1.31 | 1.93 | 2.66 | 2.59 | 2.25 | 2.13 | 1.3 | 0 | 0 | Y | North | FC
PGEB_2_PDRP100 | Bay Area | PGEB_2_PDRP100 |  |  | 0.27 | 0.85 | 0.78 | 0.7 | 0.57 | 0 | 0 | 0 | 0 | 0 | Y | North | FC
PGEB_2_PDRP101 | Bay Area | PGEB_2_PDRP101 |  |  |  | 0.53 | 0 | 0.12 | 0 | 0.24 | 0.18 | 0 | 0 | 0 | Y | North | FC
PGEB_2_PDRP102 | Bay Area | PGEB_2_PDRP102 | 0.17 | 0 | 0.12 | 0.6 | 0 | 0 | 0 | 0.27 | 0 | 0 | 0 | 0 | Y | North | FC
PGEB_2_PDRP104 | Bay Area | PGEB_2_PDRP104 |  |  |  | 0.8 | 0 | 0 | 0.12 | 0.23 | 0.14 | 0 | 0 | 0 | Y | North | FC
PGEB_2_PDRP105 | Bay Area | PGEB_2_PDRP105 |  |  | 0.23 | 0 | 0 | 0.45 | 0 | 0 | 0.43 | 0.29 | 0 | 0 | Y | North | FC
PGEB_2_PDRP107 | Bay Area | VLTS_PDR_PGEB_02 | JUL: 0.11; AUG: 0; SEP: 0; OCT: 0; NOV: 0; DEC: 0 | Y | North | FC
PGEB_2_PDRP57 | Bay Area | PGEB_2_PDRP57 | JUL: 0.39; AUG: 0.73; SEP: 0.85; OCT: 0.51; NOV: 0; DEC: 0 | Y | North | FC
PGEB_2_PDRP58 | Bay Area | PGEB_2_PDRP58 | JUL: 0.56; AUG: 0; SEP: 0; OCT: 0; NOV: 0; DEC: 0 | Y | North | FC
PGEB_2_PDRP60 | Bay Area | PGEB_2_PDRP60 |  |  |  |  | 0.54 | 0 | 0 | 0 | 0 | 0.5 | 0 | 0 | Y | North | FC
PGEB_2_PDRP61 | Bay Area | PGEB_2_PDRP61 |  |  | 0.86 | 0 | 0.5 | 0 | 0.58 | 0.51 | 0 | 0 | 0 | 0 | Y | North | FC
PGEB_2_PDRP62 | Bay Area | PGEB_2_PDRP62 |  |  |  |  | 0.1 | 0 | 0 | 0 | 0.57 | 0.15 | 0 | 0 | Y | North | FC
PGEB_2_PDRP63 | Bay Area | PGEB_2_PDRP63 |  |  | 0.6 | 0.16 | 0 | 0.19 | 0.17 | 0.14 | 0 | 0.1 | 0 | 0 | Y | North | FC
PGEB_2_PDRP64 | Bay Area | PGEB_2_PDRP64 | 0.1 | 0 | 0 | 0 | 0 | 0.32 | 0 | 0 | 0.17 | 0.14 | 0 | 0 | Y | North | FC
PGEB_2_PDRP66 | Bay Area | PGEB_2_PDRP66 |  |  |  |  | 0.28 | 0.16 | 0 | 0.22 | 0 | 0 | 0 | 0 | Y | North | FC
PGEB_2_PDRP67 | Bay Area | PGEB_2_PDRP67 | AUG: 0.63; SEP: 0; OCT: 0; NOV: 0; DEC: 0 | Y | North | FC
PGEB_2_PDRP68 | Bay Area | PGEB_2_PDRP68 |  |  |  | 0.22 | 0 | 0 | 0 | 0.57 | 0 | 0 | 0 | 0 | Y | North | FC
PGEB_2_PDRP69 | Bay Area | PGEB_2_PDRP69 |  | 0.21 | 0 | 0 | 0 | 0 | 0 | 0 | 0 | 0 | 0 | 0 | Y | North | FC
PGEB_2_PDRP70 | Bay Area | PGEB_2_PDRP70 |  |  |  |  | 0.15 | 0.58 | 0.13 | 0.55 | 0 | 0 | 0 | 0 | Y | North | FC
PGEB_2_PDRP71 | Bay Area | PGEB_2_PDRP71 |  | 0.16 | 0.15 | 0.15 | 0 | 0 | 0.11 | 0.74 | 0.14 | 0 | 0 | 0 | Y | North | FC
PGEB_2_PDRP73 | Bay Area | PGEB_2_PDRP73 |  | 0.11 | 0 | 0 | 0 | 0 | 0 | 0 | 0 | 0 | 0 | 0 | Y | North | FC
PGEB_2_PDRP74 | Bay Area | PGEB_2_PDRP74 | JUN: 0.16; JUL: 0; AUG: 0; SEP: 0.13; OCT: 0.63; NOV: 0; DEC: 0 | Y | North | FC
PGEB_2_PDRP76 | Bay Area | PGEB_2_PDRP76 | AUG: 0.19; SEP: 0.13; OCT: 0; NOV: 0; DEC: 0 | Y | North | FC
PGEB_2_PDRP77 | Bay Area | PGEB_2_PDRP77 | 0.22 | 0.18 | 0 | 0 | 0 | 0 | 0.2 | 0.99 | 0.24 | 0.18 | 0 | 0 | Y | North | FC
PGEB_2_PDRP78 | Bay Area | PGEB_2_PDRP78 | JUN: 0.22; JUL: 0.21; AUG: 0; SEP: 0; OCT: 0; NOV: 0; DEC: 0 | Y | North | FC
PGEB_2_PDRP79 | Bay Area | PGEB_2_PDRP79 | 0.21 | 0 | 0 | 0 | 0.1 | 0 | 0 | 0 | 0.99 | 0.15 | 0 | 0 | Y | North | FC
PGEB_2_PDRP80 | Bay Area | PGEB_2_PDRP80 |  | 0.16 | 0 | 0.22 | 0.52 | 0.12 | 0.56 | 0 | 0.18 | 0.54 | 0 | 0 | Y | North | FC
PGEB_2_PDRP81 | Bay Area | PGEB_2_PDRP81 | 0.2 | 0.31 | 0 | 0 | 0 | 0.71 | 0.59 | 0.57 | 0.99 | 0.26 | 0 | 0 | Y | North | FC
PGEB_2_PDRP82 | Bay Area | PGEB_2_PDRP82 | 0.2 | 0 | 0 | 0 | 0.12 | 0 | 0.6 | 0.64 | 0 | 0 | 0 | 0 | Y | North | FC
PGEB_2_PDRP83 | Bay Area | PGEB_2_PDRP83 |  |  |  | 0.1 | 0 | 0 | 0.17 | 0 | 0.39 | 0 | 0 | 0 | Y | North | FC
PGEB_2_PDRP84 | Bay Area | PGEB_2_PDRP84 | JUL: 0.17; AUG: 0; SEP: 0; OCT: 0; NOV: 0; DEC: 0 | Y | North | FC
PGEB_2_PDRP93 | Bay Area | VLTS_PDR_PGEB_1 |  |  |  | 0.53 | 0.53 | 0.53 | 0.11 | 0.11 | 0.11 | 0 | 0 | 0 | Y | North | FC
PGEB_2_PDRP95 | Bay Area | PGEB_2_PDRP95 |  |  | 0.22 | 0 | 0.41 | 0 | 0 | 0.59 | 0.58 | 0 | 0 | 0 | Y | North | FC
PGEB_2_PDRP96 | Bay Area | PGEB_2_PDRP96 |  |  |  |  | 0.23 | 0 | 0 | 0 | 0 | 0.13 | 0 | 0 | Y | North | FC
PGEB_2_PDRP97 | Bay Area | PGEB_2_PDRP97 |  |  |  | 0.94 | 0 | 0.12 | 0 | 0 | 0 | 0 | 0 | 0 | Y | North | FC
PGEB_2_PDRP98 | Bay Area | PGEB_2_PDRP98 |  | 0.16 | 0.12 | 0.14 | 0.19 | 0 | 0 | 0.12 | 0 | 0 | 0 | 0 | Y | North | FC
PGF1_2_PDRP03 | Fresno | PGF1_2_PDRP03 | 0.43 | 0.43 | 0.48 | 0.92 | 1.36 | 1.88 | 1.87 | 1.59 | 1.56 | 0.78 | 0 | 0 | Y | North | FC
PGF1_2_PDRP04 | Fresno | PGF1_2_PDRP04 | 1.8 | 1.51 | 1.2 | 2.6 | 3.09 | 3.3 | 0.2 | 0.9 | 1 | 0.1 | 0 | 0 | Y | North | FC
PGF1_2_PDRP109 | Fresno | PGF1_2_PDRP109 | 0.13 | 0.15 | 0.11 | 0.12 | 0.15 | 0.23 | 0 | 0 | 0 | 0 | 0 | 0 | Y | North | FC
PGF1_2_PDRP11 | Fresno | PGF1_2_PDRP11 | JUL: 4; AUG: 4; SEP: 4; OCT: 0; NOV: 0; DEC: 0 | Y | North | FC
PGF1_2_PDRP110 | Fresno | PGF1_2_PDRP110 |  | 0.31 | 0.14 | 0.12 | 0.27 | 0 | 0 | 0.1 | 0.13 | 0 | 0 | 0 | Y | North | FC
PGF1_2_PDRP111 | Fresno | VLTS_PDR_PGF1_03 |  |  |  | 1.07 | 1.07 | 1.07 | 1.6 | 0 | 0 | 0 | 0 | 0 | Y | North | FC
PGF1_2_PDRP116 | Fresno | VLTS_PDR_PGF1_04 |  |  |  | 0.21 | 0.21 | 0.21 | 0.21 | 0.53 | 0.32 | 0 | 0 | 0 | Y | North | FC
PGF1_2_PDRP120 | Fresno | VLTS_PDR_PGF1_D | JUL: 0.11; AUG: 0; SEP: 0; OCT: 0; NOV: 0; DEC: 0 | Y | North | FC
PGF1_2_PDRP16 | Fresno | PGF1_2_PDRP16 | JUL: 0.7; AUG: 0.6; SEP: 0.6; OCT: 0; NOV: 0; DEC: 0 | Y | North | FC
PGF1_2_PDRP59 | Fresno | PGF1_2_PDRP59 | JUL: 0.23; AUG: 0.51; SEP: 0.54; OCT: 0.49; NOV: 0; DEC: 0 | Y | North | FC
PGF1_2_PDRP60 | Fresno | PGF1_2_PDRP60 | JUN: 0.17; JUL: 0.17; AUG: 0; SEP: 0; OCT: 0; NOV: 0; DEC: 0 | Y | North | FC
PGF1_2_PDRP61 | Fresno | PGF1_2_PDRP61 |  |  |  |  | 0.11 | 0 | 0 | 0 | 0.34 | 0.13 | 0 | 0 | Y | North | FC
PGF1_2_PDRP62 | Fresno | PGF1_2_PDRP62 | 0.12 | 0 | 0 | 0 | 0 | 0.54 | 0 | 0.85 | 0 | 0.65 | 0 | 0 | Y | North | FC
PGF1_2_PDRP63 | Fresno | PGF1_2_PDRP63 |  |  |  |  | 0.52 | 0.12 | 0 | 0.52 | 1.28 | 0.54 | 0 | 0 | Y | North | FC
PGF1_2_PDRP64 | Fresno | PGF1_2_PDRP64 |  |  | 0.15 | 0 | 0 | 0.46 | 0 | 0 | 0 | 0 | 0 | 0 | Y | North | FC
PGF1_2_PDRP65 | Fresno | PGF1_2_PDRP65 | JUL: 0.1; AUG: 0.62; SEP: 0.16; OCT: 0; NOV: 0; DEC: 0 | Y | North | FC
PGF1_2_PDRP66 | Fresno | PGF1_2_PDRP66 | JUN: 0.12; JUL: 0.56; AUG: 0; SEP: 0; OCT: 0; NOV: 0; DEC: 0 | Y | North | FC
PGF1_2_PDRP68 | Fresno | PGF1_2_PDRP68 |  | 0.52 | 0 | 0 | 0 | 0.44 | 0 | 0.11 | 0.11 | 0.17 | 0 | 0 | Y | North | FC
PGF1_2_PDRP69 | Fresno | PGF1_2_PDRP69 |  |  |  | 0.2 | 0.23 | 0 | 0.54 | 0 | 0.11 | 0.1 | 0 | 0 | Y | North | FC
PGF1_2_PDRP70 | Fresno | PGF1_2_PDRP70 |  |  |  |  | 0.77 | 0 | 0 | 0 | 0 | 0.28 | 0 | 0 | Y | North | FC
PGF1_2_PDRP71 | Fresno | PGF1_2_PDRP71 | 0.1 | 0 | 0 | 0.51 | 0 | 0 | 0.31 | 0.28 | 0 | 0.17 | 0 | 0 | Y | North | FC
PGF1_2_PDRP72 | Fresno | PGF1_2_PDRP72 |  |  | 0.13 | 0.77 | 0 | 0.11 | 0.25 | 0 | 0.21 | 0 | 0 | 0 | Y | North | FC
PGF1_2_PDRP73 | Fresno | PGF1_2_PDRP73 |  |  |  |  | 0.6 | 0 | 0.2 | 0.67 | 0 | 0 | 0 | 0 | Y | North | FC
PGF1_2_PDRP74 | Fresno | PGF1_2_PDRP74 |  |  |  | 0.19 | 0.14 | 0.55 | 0.45 | 0.13 | 0.14 | 0 | 0 | 0 | Y | North | FC
PGF1_2_PDRP75 | Fresno | PGF1_2_PDRP75 |  | 0.11 | 0 | 0 | 0 | 0 | 0.53 | 0.56 | 0.15 | 0 | 0 | 0 | Y | North | FC
PGF1_2_PDRP76 | Fresno | PGF1_2_PDRP76 |  |  |  | 0.11 | 0.1 | 0.31 | 0.51 | 0.37 | 0 | 0.46 | 0 | 0 | Y | North | FC
PGF1_2_PDRP77 | Fresno | PGF1_2_PDRP77 |  |  |  |  | 0.53 | 0.56 | 0.29 | 0.63 | 0.3 | 0 | 0 | 0 | Y | North | FC
PGF1_2_PDRP78 | Fresno | PGF1_2_PDRP78 |  | 0.29 | 0 | 0.16 | 0 | 0 | 0 | 0 | 0.49 | 0 | 0 | 0 | Y | North | FC
PGF1_2_PDRP79 | Fresno | PGF1_2_PDRP79 |  |  | 0.1 | 0 | 0.11 | 0.41 | 0 | 0 | 0.28 | 0 | 0 | 0 | Y | North | FC
PGF1_2_PDRP81 | Fresno | PGF1_2_PDRP81 |  | 0.2 | 0 | 0 | 0 | 0 | 0.56 | 0.41 | 0 | 0.17 | 0 | 0 | Y | North | FC
PGF1_2_PDRP82 | Fresno | PGF1_2_PDRP82 | JUN: 0.14; JUL: 0.13; AUG: 0.19; SEP: 0.1; OCT: 0; NOV: 0; DEC: 0 | Y | North | FC
PGF1_2_PDRP83 | Fresno | PGF1_2_PDRP83 |  | 0.5 | 0 | 0 | 0.54 | 0 | 0 | 0 | 0 | 0.67 | 0 | 0 | Y | North | FC
PGF1_2_PDRP84 | Fresno | PGF1_2_PDRP84 | JUL: 0.59; AUG: 0.67; SEP: 0; OCT: 0.11; NOV: 0; DEC: 0 | Y | North | FC
PGF1_2_PDRP85 | Fresno | PGF1_2_PDRP85 |  |  |  | 0.47 | 0.39 | 0 | 0.11 | 0 | 0.29 | 0.28 | 0 | 0 | Y | North | FC
PGF1_2_PDRP86 | Fresno | PGF1_2_PDRP86 | JUN: 0.31; JUL: 0.62; AUG: 0.58; SEP: 0.36; OCT: 0.11; NOV: 0; DEC: 0 | Y | North | FC
PGF1_2_PDRP87 | Fresno | PGF1_2_PDRP87 |  |  | 0.5 | 0 | 0 | 0.55 | 0 | 0.29 | 0.99 | 0.15 | 0 | 0 | Y | North | FC
PGF1_2_PDRP88 | Fresno | PGF1_2_PDRP88 | 0.4 | 0 | 0 | 0 | 0.3 | 0.71 | 0 | 0 | 0 | 0 | 0 | 0 | Y | North | FC
PGF1_2_PDRP89 | Fresno | PGF1_2_PDRP89 | 0.5 | 0 | 0.11 | 0.11 | 0 | 0.13 | 0.22 | 0.13 | 0 | 0.16 | 0 | 0 | Y | North | FC
PGF1_2_PDRP91 | Fresno | PGF1_2_PDRP91 | 0.49 | 0 | 0.44 | 0 | 0.12 | 0 | 0 | 0 | 0 | 0 | 0 | 0 | Y | North | FC
PGF1_2_PDRP93 | Fresno | PGF1_2_PDRP93 | 0.27 | 0 | 0 | 0 | 0 | 0 | 0 | 0.82 | 0 | 0 | 0 | 0 | Y | North | FC
PGF1_2_PDRP94 | Fresno | PGF1_2_PDRP94 | 0.25 | 0 | 0 | 0 | 0 | 0 | 0.58 | 0 | 0.99 | 0 | 0 | 0 | Y | North | FC
PGF1_2_PDRP95 | Fresno | PGF1_2_PDRP95 |  | 0.1 | 0 | 0 | 0.13 | 0.17 | 0.42 | 0 | 0.44 | 0.1 | 0 | 0 | Y | North | FC
PGF1_2_PDRP96 | Fresno | PGF1_2_PDRP96 |  |  |  | 0.11 | 0 | 0 | 0 | 0.16 | 0.13 | 0 | 0 | 0 | Y | North | FC
PGF1_2_PDRP97 | Fresno | PGF1_2_PDRP97 | JUN: 0.41; JUL: 0.6; AUG: 0.63; SEP: 0; OCT: 0; NOV: 0; DEC: 0 | Y | North | FC
PGFG_1_PDRP05 | NCNB | PGFG_1_PDRP05 | 0.17 | 0.17 | 0.18 | 0.36 | 0.52 | 0.72 | 0.81 | 0.69 | 0.67 | 0.39 | 0 | 0 | Y | North | FC
PGFG_1_PDRP13 | NCNB | PGFG_1_PDRP13 | JUL: 2; AUG: 2; SEP: 2; OCT: 0; NOV: 0; DEC: 0 | Y | North | FC
PGFG_1_PDRP19 | NCNB | PGFG_1_PDRP19 |  | 0.12 | 0 | 0 | 0.44 | 0.3 | 0 | 0 | 0 | 0 | 0 | 0 | Y | North | FC
PGFG_1_PDRP20 | NCNB | PGFG_1_PDRP20 |  |  |  | 0.23 | 0 | 0 | 0.11 | 0.26 | 0 | 0.25 | 0 | 0 | Y | North | FC
PGFG_1_PDRP21 | NCNB | PGFG_1_PDRP21 | 0.15 | 0 | 0.14 | 0.1 | 0.13 | 0.14 | 0.1 | 0.12 | 0 | 0 | 0 | 0 | Y | North | FC
PGFG_1_PDRP22 | NCNB | PGFG_1_PDRP22 |  |  |  |  | 0.16 | 0 | 0 | 0 | 0 | 0.11 | 0 | 0 | Y | North | FC
PGFG_1_PDRP23 | NCNB | PGFG_1_PDRP23 | JUL: 0.37; AUG: 0; SEP: 0.25; OCT: 0; NOV: 0; DEC: 0 | Y | North | FC
PGFG_1_PDRP24 | NCNB | PGFG_1_PDRP24 | JUN: 0.27; JUL: 0.11; AUG: 0.29; SEP: 0.12; OCT: 0; NOV: 0; DEC: 0 | Y | North | FC
PGFG_1_PDRP25 | NCNB | PGFG_1_PDRP25 |  |  |  |  | 0.96 | 0.14 | 0 | 0 | 0.11 | 0.18 | 0 | 0 | Y | North | FC
PGFG_1_PDRP32 | NCNB | PGFG_1_PDRP32 | AUG: 0.12; SEP: 0; OCT: 0; NOV: 0; DEC: 0 | Y | North | FC
PGFG_1_PDRP33 | NCNB | PGFG_1_PDRP33 | JUL: 0.17; AUG: 0.19; SEP: 0.36; OCT: 0; NOV: 0; DEC: 0 | Y | North | FC
PGFG_1_PDRP36 | NCNB | PGFG_1_PDRP36 | AUG: 0.12; SEP: 0.14; OCT: 0.1; NOV: 0; DEC: 0 | Y | North | FC
PGFG_1_PDRP77 | NCNB | VLTS_PDR_PGFG_01 | JUL: 0.11; AUG: 0; SEP: 0; OCT: 0; NOV: 0; DEC: 0 | Y | North | FC
PGHB_6_PDRP02 | Humboldt | PGHB_6_PDRP02 | 0.22 | 0.22 | 0.24 | 0.46 | 0.68 | 0.94 | 1.05 | 1.05 | 1.05 | 0.64 | 0 | 0 | Y | North | FC
PGHB_6_PDRP10 | Humboldt | PGHB_6_PDRP10 |  | 0.17 | 0 | 0 | 0 | 0 | 0 | 0 | 0 | 0.1 | 0 | 0 | Y | North | FC
PGHB_6_PDRP11 | Humboldt | PGHB_6_PDRP11 | JUN: 0.14; JUL: 0.11; AUG: 0.17; SEP: 0.18; OCT: 0; NOV: 0; DEC: 0 | Y | North | FC
PGHB_6_PDRP12 | Humboldt | PGHB_6_PDRP12 | 0.28 | 0.1 | 0 | 0 | 0 | 0 | 0 | 0 | 0 | 0.31 | 0 | 0 | Y | North | FC
PGKN_2_PDRP02 | Kern | PGKN_2_PDRP02 | 0.12 | 0.12 | 0.14 | 0.26 | 0.39 | 0.54 | 0.6 | 0.4 | 0.39 | 0.18 | 0 | 0 | Y | North | FC
PGKN_2_PDRP24 | Kern | PGKN_2_PDRP24 |  |  |  |  | 0.54 | 0.14 | 0 | 0.13 | 0.72 | 0 | 0 | 0 | Y | North | FC
PGKN_2_PDRP25 | Kern | PGKN_2_PDRP25 | JUL: 0.1; AUG: 0.1; SEP: 0.68; OCT: 0; NOV: 0; DEC: 0 | Y | North | FC
PGKN_2_PDRP33 | Kern | PGKN_2_PDRP33 |  |  |  | 0.12 | 0 | 0 | 0.15 | 0 | 0 | 0.21 | 0 | 0 | Y | North | FC
PGKN_2_PDRP34 | Kern | PGKN_2_PDRP34 | 0.12 | 0 | 0 | 0 | 0 | 0.47 | 0.1 | 0 | 0 | 0.13 | 0 | 0 | Y | North | FC
PGKN_2_PDRP35 | Kern | PGKN_2_PDRP35 |  |  |  |  | 0.11 | 0.12 | 0.22 | 0 | 0 | 0 | 0 | 0 | Y | North | FC
PGKN_2_PDRP36 | Kern | PGKN_2_PDRP36 | JUN: 0.46; JUL: 0; AUG: 0; SEP: 0; OCT: 0.24; NOV: 0; DEC: 0 | Y | North | FC
PGKN_2_PDRP37 | Kern | PGKN_2_PDRP37 | AUG: 0.64; SEP: 0; OCT: 0; NOV: 0; DEC: 0 | Y | North | FC
PGKN_2_PDRP38 | Kern | PGKN_2_PDRP38 |  |  |  |  | 0.18 | 0.19 | 0.56 | 0.13 | 0 | 0 | 0 | 0 | Y | North | FC
PGKN_2_PDRP40 | Kern | PGKN_2_PDRP40 | AUG: 0.42; SEP: 0.13; OCT: 0; NOV: 0; DEC: 0 | Y | North | FC
PGKN_2_PDRP41 | Kern | PGKN_2_PDRP41 | JUN: 0.13; JUL: 0; AUG: 0; SEP: 0.28; OCT: 0.45; NOV: 0; DEC: 0 | Y | North | FC
PGKN_2_PDRP42 | Kern | PGKN_2_PDRP42 | JUL: 0.53; AUG: 0; SEP: 0.65; OCT: 0; NOV: 0; DEC: 0 | Y | North | FC
PGKN_2_PDRP43 | Kern | PGKN_2_PDRP43 |  |  | 0.11 | 0.1 | 0.1 | 0 | 0.12 | 0.42 | 0 | 0 | 0 | 0 | Y | North | FC
PGKN_2_PDRP44 | Kern | PGKN_2_PDRP44 |  | 0.14 | 0 | 0 | 0 | 0.15 | 0 | 0.67 | 0 | 0.11 | 0 | 0 | Y | North | FC
PGKN_2_PDRP51 | Kern | PGKN_2_PDRP51 | AUG: 0.2; SEP: 0.21; OCT: 0.18; NOV: 0; DEC: 0 | Y | North | FC
PGKN_2_PDRP59 | Kern | VLTS_PDR_PGKN_D | JUL: 0.11; AUG: 0; SEP: 0; OCT: 0; NOV: 0; DEC: 0 | Y | North | FC
PGNB_2_PDRP02 | NCNB | PGNB_2_PDRP02 | 0.14 | 0.14 | 0.16 | 0.31 | 0.45 | 0.63 | 0.7 | 0.59 | 0.57 | 0.42 | 0 | 0 | Y | North | FC
PGNB_2_PDRP101 | NCNB | VLTS_PDR_PGNB_D | JUL: 0.11; AUG: 0; SEP: 0; OCT: 0; NOV: 0; DEC: 0 | Y | North | FC
PGNB_2_PDRP19 | NCNB | PGNB_2_PDRP19 | 0.14 | 0 | 0 | 0 | 0 | 0 | 0 | 0.21 | 0 | 0 | 0 | 0 | Y | North | FC
PGNB_2_PDRP20 | NCNB | PGNB_2_PDRP20 | JUL: 0.35; AUG: 0; SEP: 0; OCT: 0; NOV: 0; DEC: 0 | Y | North | FC
PGNB_2_PDRP21 | NCNB | PGNB_2_PDRP21 | JUL: 0.1; AUG: 0.1; SEP: 0; OCT: 0; NOV: 0; DEC: 0 | Y | North | FC
PGNB_2_PDRP22 | NCNB | PGNB_2_PDRP22 | AUG: 0.24; SEP: 0; OCT: 0; NOV: 0; DEC: 0 | Y | North | FC
PGNB_2_PDRP25 | NCNB | PGNB_2_PDRP25 |  | 0.11 | 0 | 0.1 | 0.12 | 0.1 | 0 | 0 | 0 | 0 | 0 | 0 | Y | North | FC
PGNB_2_PDRP27 | NCNB | PGNB_2_PDRP27 |  |  |  | 0.12 | 0 | 0.12 | 0.17 | 0 | 0 | 0 | 0 | 0 | Y | North | FC
PGNB_2_PDRP30 | NCNB | PGNB_2_PDRP30 |  |  | 0.14 | 0 | 0.12 | 0 | 0 | 0.16 | 0 | 0 | 0 | 0 | Y | North | FC
PGNB_2_PDRP32 | NCNB | PGNB_2_PDRP32 | JUN: 0.27; JUL: 0; AUG: 0; SEP: 0; OCT: 0; NOV: 0; DEC: 0 | Y | North | FC
PGNB_2_PDRP33 | NCNB | PGNB_2_PDRP33 | JUN: 0.15; JUL: 0; AUG: 0; SEP: 0.19; OCT: 0.17; NOV: 0; DEC: 0 | Y | North | FC
PGNB_2_PDRP34 | NCNB | PGNB_2_PDRP34 | JUL: 0.11; AUG: 0; SEP: 0.12; OCT: 0; NOV: 0; DEC: 0 | Y | North | FC
PGNB_2_PDRP35 | NCNB | PGNB_2_PDRP35 | OCT: 0.18; NOV: 0; DEC: 0 | Y | North | FC
PGNB_2_PDRP36 | NCNB | PGNB_2_PDRP36 |  |  |  |  | 0.48 | 0 | 0 | 0 | 0 | 0.11 | 0 | 0 | Y | North | FC
PGNB_2_PDRP37 | NCNB | PGNB_2_PDRP37 | AUG: 0.11; SEP: 0.13; OCT: 0; NOV: 0; DEC: 0 | Y | North | FC
PGNB_2_PDRP42 | NCNB | PGNB_2_PDRP42 | SEP: 0.37; OCT: 0; NOV: 0; DEC: 0 | Y | North | FC
PGNC_1_PDRP01 | NCNB | PGNC_1_PDRP01 |  |  | 0.9 | 0.58 | 0 | 0 | 0 | 0 | 0 | 0 | 0 | 0 | Y | North | FC
PGNC_1_PDRP04 | NCNB | PGNC_1_PDRP04 |  |  |  |  | 0.1 | 0.1 | 0.5 | 0.48 | 0.48 | 0.15 | 0 | 0 | Y | North | FC
PGNC_1_PDRP09 | NCNB | PGNC_1_PDRP09 | SEP: 0.13; OCT: 0.11; NOV: 0; DEC: 0 | Y | North | FC
PGNC_1_PDRP14 | NCNB | PGNC_1_PDRP14 | SEP: 0.14; OCT: 0; NOV: 0; DEC: 0 | Y | North | FC
PGNC_1_PDRP15 | NCNB | PGNC_1_PDRP15 | AUG: 0.14; SEP: 0; OCT: 0; NOV: 0; DEC: 0 | Y | North | FC
PGNC_1_PDRP17 | NCNB | PGNC_1_PDRP17 | AUG: 0.13; SEP: 0; OCT: 0; NOV: 0; DEC: 0 | Y | North | FC
PGNC_1_PDRP18 | NCNB | PGNC_1_PDRP18 |  |  | 0.52 | 0 | 0 | 0 | 0 | 0 | 0 | 0 | 0 | 0 | Y | North | FC
PGNC_1_PDRP20 | NCNB | PGNC_1_PDRP20 | AUG: 0.11; SEP: 0; OCT: 0; NOV: 0; DEC: 0 | Y | North | FC
PGNC_1_PDRP21 | NCNB | PGNC_1_PDRP21 | JUN: 0.14; JUL: 0.14; AUG: 0; SEP: 0; OCT: 0; NOV: 0; DEC: 0 | Y | North | FC
PGNC_1_PDRP26 | NCNB | PGNC_1_PDRP26 | OCT: 0.12; NOV: 0; DEC: 0 | Y | North | FC
PGNP_2_PDRP02 | CAISO System | PGNP_2_PDRP02 |  |  | 1 | 0.4 | 0 | 0 | 0 | 0 | 0 | 0 | 0 | 0 | Y | North | FC
PGNP_2_PDRP08 | CAISO System | PGNP_2_PDRP08 |  |  |  |  | 0.7 | 1.4 | 0.31 | 2.02 | 2.01 | 0.45 | 0 | 0 | Y | North | FC
PGNP_2_PDRP30 | CAISO System | PGNP_2_PDRP30 | 0.29 | 0.27 | 0.11 | 0 | 0 | 0 | 0 | 0.99 | 0 | 0.18 | 0 | 0 | Y | North | FC
PGNP_2_PDRP31 | CAISO System | PGNP_2_PDRP31 | 0.12 | 0 | 0 | 0.75 | 0.1 | 0.1 | 0.19 | 0.13 | 0.14 | 0 | 0 | 0 | Y | North | FC
PGNP_2_PDRP34 | CAISO System | PGNP_2_PDRP34 |  | 0.2 | 0 | 0.12 | 0.96 | 0.42 | 0.59 | 0.91 | 0.28 | 0 | 0 | 0 | Y | North | FC
PGNP_2_PDRP39 | CAISO System | VLTS_PDR_PGNP_02 |  |  |  | 2.13 | 2.13 | 2.13 | 2.67 | 0.53 | 0.11 | 0 | 0 | 0 | Y | North | FC
PGNP_2_PDRP40 | CAISO System | PGNP_2_PDRP40 | JUN: 0.3; JUL: 0.23; AUG: 0.47; SEP: 0.72; OCT: 0; NOV: 0; DEC: 0 | Y | North | FC
PGNP_2_PDRP41 | CAISO System | PGNP_2_PDRP41 | 0.5 | 0.13 | 0 | 0.12 | 0.68 | 0.21 | 0.13 | 0.12 | 0.56 | 0.14 | 0 | 0 | Y | North | FC
PGNP_2_PDRP42 | CAISO System | PGNP_2_PDRP42 |  |  | 0.1 | 0.1 | 0.14 | 0.53 | 0.12 | 0 | 0 | 0 | 0 | 0 | Y | North | FC
PGNP_2_PDRP43 | CAISO System | PGNP_2_PDRP43 | 0.13 | 0.15 | 0.12 | 0.13 | 0.23 | 0 | 0.17 | 0.18 | 0.15 | 0 | 0 | 0 | Y | North | FC
PGNP_2_PDRP44 | CAISO System | PGNP_2_PDRP44 | 0.1 | 0 | 0.12 | 0 | 0.1 | 0.14 | 0 | 0.83 | 0.16 | 0.36 | 0 | 0 | Y | North | FC
PGNP_2_PDRP46 | CAISO System | PGNP_2_PDRP46 |  |  | 0.76 | 0.15 | 0 | 0.11 | 0.29 | 0 | 0.1 | 0.19 | 0 | 0 | Y | North | FC
PGNP_2_PDRP47 | CAISO System | PGNP_2_PDRP47 |  | 0.33 | 0 | 0.22 | 0 | 0.54 | 0.51 | 0 | 0.99 | 0.46 | 0 | 0 | Y | North | FC
PGNP_2_PDRP48 | CAISO System | PGNP_2_PDRP48 |  |  |  |  | 0.14 | 0.41 | 0.12 | 0 | 0.15 | 0.1 | 0 | 0 | Y | North | FC
PGNP_2_PDRP49 | CAISO System | PGNP_2_PDRP49 |  |  |  |  | 0.44 | 0.11 | 0 | 0 | 0 | 0 | 0 | 0 | Y | North | FC
PGNP_2_PDRP50 | CAISO System | PGNP_2_PDRP50 | JUL: 0.42; AUG: 0.42; SEP: 0; OCT: 0.1; NOV: 0; DEC: 0 | Y | North | FC
PGNP_2_PDRP56 | CAISO System | PGNP_2_PDRP56 | JUL: 0.19; AUG: 0.38; SEP: 0.39; OCT: 0.25; NOV: 0; DEC: 0 | Y | North | FC
PGNP_2_PDRP60 | CAISO System | VLTS_PDR_PGNP_D | JUL: 0.11; AUG: 0; SEP: 0; OCT: 0; NOV: 0; DEC: 0 | Y | North | FC
PGP2_2_PDRP05 | Bay Area | PGP2_2_PDRP05 | JUL: 3.11; AUG: 3.05; SEP: 2.92; OCT: 0; NOV: 0; DEC: 0 | Y | North | FC
PGP2_2_PDRP07 | Bay Area | PGP2_2_PDRP07 | 0.25 | 0.25 | 0.27 | 0.52 | 0.77 | 1.06 | 1.19 | 1.19 | 1.19 | 0.4 | 0 | 0 | Y | North | FC
PGP2_2_PDRP33 | Bay Area | PGP2_2_PDRP33 | JUL: 0.19; AUG: 0.35; SEP: 0.48; OCT: 0.32; NOV: 0; DEC: 0 | Y | North | FC
PGP2_2_PDRP35 | Bay Area | PGP2_2_PDRP35 | JUL: 0.56; AUG: 0; SEP: 0.32; OCT: 0; NOV: 0; DEC: 0 | Y | North | FC
PGP2_2_PDRP38 | Bay Area | PGP2_2_PDRP38 | AUG: 0.56; SEP: 0.16; OCT: 0; NOV: 0; DEC: 0 | Y | North | FC
PGP2_2_PDRP42 | Bay Area | PGP2_2_PDRP42 | 0.14 | 0 | 0 | 0 | 0 | 0.32 | 0 | 0.2 | 0.99 | 0 | 0 | 0 | Y | North | FC
PGP2_2_PDRP43 | Bay Area | PGP2_2_PDRP43 | SEP: 0.25; OCT: 0; NOV: 0; DEC: 0 | Y | North | FC
PGP2_2_PDRP44 | Bay Area | PGP2_2_PDRP44 |  |  |  |  | 0.23 | 0.11 | 0.33 | 0.26 | 0 | 0 | 0 | 0 | Y | North | FC
PGP2_2_PDRP47 | Bay Area | PGP2_2_PDRP47 |  | 0.13 | 0 | 0.1 | 0.12 | 0 | 0 | 0 | 0 | 0.52 | 0 | 0 | Y | North | FC
PGP2_2_PDRP53 | Bay Area | PGP2_2_PDRP53 | AUG: 0.16; SEP: 0; OCT: 0; NOV: 0; DEC: 0 | Y | North | FC
PGP2_2_PDRP54 | Bay Area | PGP2_2_PDRP54 | 0.16 | 0.12 | 0 | 0 | 0 | 0 | 0 | 0.1 | 0 | 0 | 0 | 0 | Y | North | FC
PGP2_2_PDRP55 | Bay Area | PGP2_2_PDRP55 |  |  |  | 0.15 | 0.31 | 0.24 | 0 | 0 | 0.15 | 0 | 0 | 0 | Y | North | FC
PGP2_2_PDRP56 | Bay Area | PGP2_2_PDRP56 | AUG: 0.13; SEP: 0.12; OCT: 0; NOV: 0; DEC: 0 | Y | North | FC
PGP2_2_PDRP58 | Bay Area | PGP2_2_PDRP58 |  |  |  | 0.11 | 0.11 | 0.11 | 0.32 | 0.64 | 1.26 | 0 | 0 | 0 | Y | North | FC
PGP2_2_PDRP60 | Bay Area | PGP2_2_PDRP60 |  |  | 0.2 | 0.14 | 0 | 0 | 0.21 | 0 | 0.12 | 0 | 0 | 0 | Y | North | FC
PGP2_2_PDRP61 | Bay Area | PGP2_2_PDRP61 |  |  |  | 0.34 | 0 | 0.73 | 0.22 | 0 | 0 | 0.13 | 0 | 0 | Y | North | FC
PGP2_2_PDRP62 | Bay Area | PGP2_2_PDRP62 |  |  |  | 0.18 | 0 | 0 | 0 | 0 | 0 | 0.12 | 0 | 0 | Y | North | FC
PGP2_2_PDRP63 | Bay Area | PGP2_2_PDRP63 |  |  |  |  | 0.14 | 0.39 | 0 | 0 | 0 | 0.31 | 0 | 0 | Y | North | FC
PGP2_2_PDRP65 | Bay Area | PGP2_2_PDRP65 |  |  | 0.15 | 0 | 0.47 | 0.1 | 0 | 0 | 0 | 0 | 0 | 0 | Y | North | FC
PGP2_2_PDRP67 | Bay Area | PGP2_2_PDRP67 |  |  |  |  | 0.12 | 0 | 0.46 | 0.58 | 0 | 0.2 | 0 | 0 | Y | North | FC
PGP2_2_PDRP68 | Bay Area | PGP2_2_PDRP68 | JUN: 0.2; JUL: 0.1; AUG: 0; SEP: 0; OCT: 0; NOV: 0; DEC: 0 | Y | North | FC
PGP2_2_PDRP69 | Bay Area | PGEB_2_PDRP69 | AUG: 0.32; SEP: 0; OCT: 0; NOV: 0; DEC: 0 | Y | North | FC
PGSB_1_PDRP04 | Bay Area | PGSB_1_PDRP04 | 1.7 | 1.9 | 0.9 | 0.59 | 0.52 | 1.5 | 0 | 0 | 0 | 0.1 | 0 | 0 | Y | North | FC
PGSB_1_PDRP08 | Bay Area | PGSB_1_PDRP08 | JUL: 4; AUG: 4; SEP: 4; OCT: 0; NOV: 0; DEC: 0 | Y | North | FC
PGSB_1_PDRP101 | Bay Area | VLTS_PDR_PGSB_04 |  |  |  | 0.75 | 0.75 | 0.75 | 0.85 | 1.28 | 3.23 | 0 | 0 | 0 | Y | North | FC
PGSB_1_PDRP102 | Bay Area | PGSB_1_PDRP102 |  | 0.17 | 0.75 | 0 | 0 | 0.5 | 0 | 0 | 0.64 | 0 | 0 | 0 | Y | North | FC
PGSB_1_PDRP103 | Bay Area | PGSB_1_PDRP103 | 0.15 | 0 | 0 | 0 | 0 | 0 | 0 | 0 | 0 | 0 | 0 | 0 | Y | North | FC
PGSB_1_PDRP104 | Bay Area | PGSB_1_PDRP104 | JUN: 0.15; JUL: 0; AUG: 0; SEP: 0.62; OCT: 0; NOV: 0; DEC: 0 | Y | North | FC
PGSB_1_PDRP11 | Bay Area | PGSB_1_PDRP11 | 0.22 | 0.22 | 0.24 | 0.46 | 0.68 | 0.94 | 1.05 | 1.05 | 1.05 | 0.64 | 0 | 0 | Y | North | FC
PGSB_1_PDRP111 | Bay Area | VLTS_PDR_PGSB_05 |  |  |  | 0.32 | 0.32 | 0.32 | 0.11 | 0.27 | 0.14 | 0 | 0 | 0 | Y | North | FC
PGSB_1_PDRP56 | Bay Area | PGSB_1_PDRP56 | 0.14 | 0.14 | 0.16 | 0.31 | 0.45 | 0.63 | 0.53 | 0.37 | 0.27 | 0.11 | 0 | 0 | Y | North | FC
PGSB_1_PDRP58 | Bay Area | PGSB_1_PDRP58 | JUL: 0.17; AUG: 0.33; SEP: 0.43; OCT: 0.31; NOV: 0; DEC: 0 | Y | North | FC
PGSB_1_PDRP60 | Bay Area | PGSB_1_PDRP60 |  |  |  | 0.16 | 0 | 0.13 | 0.12 | 0.54 | 0.12 | 0 | 0 | 0 | Y | North | FC
PGSB_1_PDRP63 | Bay Area | PGSB_1_PDRP63 |  |  |  | 0.2 | 0.17 | 0.19 | 0.58 | 0.22 | 0 | 0.9 | 0 | 0 | Y | North | FC
PGSB_1_PDRP64 | Bay Area | PGSB_1_PDRP64 | 0.11 | 0 | 0 | 0 | 0 | 0 | 0 | 0.12 | 0 | 0.13 | 0 | 0 | Y | North | FC
PGSB_1_PDRP66 | Bay Area | PGSB_1_PDRP66 |  |  |  | 0.1 | 0.11 | 0.11 | 0.57 | 0 | 0.36 | 0 | 0 | 0 | Y | North | FC
PGSB_1_PDRP67 | Bay Area | PGSB_1_PDRP67 | 0.11 | 0 | 0.17 | 0.47 | 0 | 0 | 0.12 | 0.15 | 0.14 | 0 | 0 | 0 | Y | North | FC
PGSB_1_PDRP68 | Bay Area | PGSB_1_PDRP68 |  |  |  |  | 0.75 | 0 | 0 | 0.68 | 0.16 | 0 | 0 | 0 | Y | North | FC
PGSB_1_PDRP69 | Bay Area | PGSB_1_PDRP69 |  |  |  |  | 0.12 | 0 | 0 | 0 | 0.3 | 0.13 | 0 | 0 | Y | North | FC
PGSB_1_PDRP70 | Bay Area | PGSB_1_PDRP70 |  |  |  |  | 0.53 | 0 | 0 | 0.11 | 0.18 | 0 | 0 | 0 | Y | North | FC
PGSB_1_PDRP71 | Bay Area | PGSB_1_PDRP71 |  | 0.15 | 0 | 0 | 0.54 | 0 | 0.24 | 0 | 0 | 0.11 | 0 | 0 | Y | North | FC
PGSB_1_PDRP72 | Bay Area | PGSB_1_PDRP72 |  | 0.13 | 0.11 | 0 | 0.18 | 0 | 0.18 | 0 | 0 | 0 | 0 | 0 | Y | North | FC
PGSB_1_PDRP73 | Bay Area | PGSB_1_PDRP73 |  | 0.13 | 0.22 | 0 | 0 | 0 | 0 | 0.58 | 0.14 | 0 | 0 | 0 | Y | North | FC
PGSB_1_PDRP74 | Bay Area | PGSB_1_PDRP74 |  |  | 0.18 | 0 | 0 | 0 | 0.6 | 0 | 0 | 0 | 0 | 0 | Y | North | FC
PGSB_1_PDRP76 | Bay Area | PGSB_1_PDRP76 | SEP: 0.14; OCT: 0; NOV: 0; DEC: 0 | Y | North | FC
PGSB_1_PDRP77 | Bay Area | PGSB_1_PDRP77 |  |  |  |  | 0.44 | 0.58 | 0.55 | 0.26 | 0.12 | 0.14 | 0 | 0 | Y | North | FC
PGSB_1_PDRP78 | Bay Area | PGSB_1_PDRP78 | JUN: 0.1; JUL: 0.55; AUG: 0; SEP: 0; OCT: 0; NOV: 0; DEC: 0 | Y | North | FC
PGSB_1_PDRP83 | Bay Area | PGSB_1_PDRP83 |  |  |  | 0.23 | 0.5 | 0.56 | 0.15 | 0.37 | 0 | 0.91 | 0 | 0 | Y | North | FC
PGSB_1_PDRP89 | Bay Area | PGSB_1_PDRP89 |  |  | 0.1 | 0.1 | 0.12 | 0.12 | 0.11 | 0.12 | 0 | 0 | 0 | 0 | Y | North | FC
PGSB_1_PDRP90 | Bay Area | PGSB_1_PDRP90 |  |  |  |  | 0.96 | 0.1 | 0 | 0.67 | 0 | 0 | 0 | 0 | Y | North | FC
PGSB_1_PDRP91 | Bay Area | PGSB_1_PDRP91 |  |  |  | 0.14 | 0 | 0.61 | 0 | 0.11 | 0.57 | 0.31 | 0 | 0 | Y | North | FC
PGSB_1_PDRP92 | Bay Area | PGSB_1_PDRP92 | 0.14 | 0 | 0 | 0 | 0 | 0.17 | 0 | 0 | 0 | 0 | 0 | 0 | Y | North | FC
PGSB_1_PDRP93 | Bay Area | PGSB_1_PDRP93 | 0.18 | 0 | 0 | 0 | 0 | 0 | 0 | 0.56 | 0.14 | 0.2 | 0 | 0 | Y | North | FC
PGSB_1_PDRP94 | Bay Area | PGSB_1_PDRP94 |  |  |  | 0.32 | 0 | 0 | 0 | 0.19 | 0 | 0 | 0 | 0 | Y | North | FC
PGSB_1_PDRP95 | Bay Area | PGSB_1_PDRP95 |  |  |  | 0.37 | 0 | 0.18 | 0.19 | 0.15 | 0.1 | 0.1 | 0 | 0 | Y | North | FC
PGSF_2_PDRP04 | Bay Area | PGSF_2_PDRP04 | 0.1 | 0.1 | 0.1 | 0.11 | 0.16 | 0.22 | 0.25 | 0.25 | 0.25 | 0.15 | 0 | 0 | Y | North | FC
PGSF_2_PDRP100 | Bay Area | VLTS_PDR_PGSF_D | JUL: 0.11; AUG: 0; SEP: 0; OCT: 0; NOV: 0; DEC: 0 | Y | North | FC
PGSF_2_PDRP33 | Bay Area | PGSF_2_PDRP33 | 0.1 | 0 | 0 | 0 | 0.1 | 0 | 0 | 0.11 | 0 | 0.11 | 0 | 0 | Y | North | FC
PGSF_2_PDRP34 | Bay Area | PGSF_2_PDRP34 | JUN: 0.18; JUL: 0; AUG: 0; SEP: 0; OCT: 0; NOV: 0; DEC: 0 | Y | North | FC
PGSF_2_PDRP35 | Bay Area | PGSF_2_PDRP35 | JUN: 0.21; JUL: 0; AUG: 0.18; SEP: 0; OCT: 0; NOV: 0; DEC: 0 | Y | North | FC
PGSF_2_PDRP36 | Bay Area | PGSF_2_PDRP36 | 0.27 | 0 | 0 | 0.12 | 0 | 0.1 | 0 | 0.31 | 0 | 0 | 0 | 0 | Y | North | FC
PGSF_2_PDRP37 | Bay Area | PGSF_2_PDRP37 | JUL: 0.16; AUG: 0.2; SEP: 0.19; OCT: 0; NOV: 0; DEC: 0 | Y | North | FC
PGSF_2_PDRP38 | Bay Area | PGSF_2_PDRP38 | JUN: 0.13; JUL: 0; AUG: 0; SEP: 0; OCT: 0.12; NOV: 0; DEC: 0 | Y | North | FC
PGSF_2_PDRP39 | Bay Area | PGSF_2_PDRP39 | JUL: 0.1; AUG: 0; SEP: 0.27; OCT: 0; NOV: 0; DEC: 0 | Y | North | FC
PGSF_2_PDRP46 | Bay Area | PGSF_2_PDRP46 |  | 0.16 | 0 | 0.13 | 0.15 | 0.13 | 0.13 | 0 | 0.17 | 0 | 0 | 0 | Y | North | FC
PGSF_2_PDRP49 | Bay Area | VLTS_PDR_PGSF_1 |  |  |  | 0.11 | 0.11 | 0.11 | 0.21 | 0.53 | 0.3 | 0 | 0 | 0 | Y | North | FC
PGSF_2_PDRP50 | Bay Area | PGSF_2_PDRP50 |  |  |  |  | 0.11 | 0.18 | 0 | 0 | 0 | 0 | 0 | 0 | Y | North | FC
PGSF_2_PDRP51 | Bay Area | PGSF_2_PDRP51 | 0.1 | 0 | 0.13 | 0 | 0.14 | 0 | 0.12 | 0 | 0 | 0 | 0 | 0 | Y | North | FC
PGSF_2_PDRP52 | Bay Area | PGSF_2_PDRP52 | JUL: 0.16; AUG: 0; SEP: 0; OCT: 0.32; NOV: 0; DEC: 0 | Y | North | FC
PGSF_2_PDRP53 | Bay Area | PGSF_2_PDRP53 |  |  |  | 0.1 | 0.43 | 0 | 0 | 0 | 0 | 0.18 | 0 | 0 | Y | North | FC
PGSF_2_PDRP56 | Bay Area | PGSF_2_PDRP56 |  | 0.1 | 0.1 | 0.1 | 0.13 | 0 | 0 | 0.11 | 0.29 | 0 | 0 | 0 | Y | North | FC
PGSF_2_PDRP57 | Bay Area | PGSF_2_PDRP57 |  | 0.18 | 0.17 | 0 | 0 | 0 | 0.38 | 0.1 | 0.27 | 0.12 | 0 | 0 | Y | North | FC
PGSI_1_PDRP02 | Sierra | PGSI_1_PDRP02 | JUL: 4; AUG: 4; SEP: 4; OCT: 0; NOV: 0; DEC: 0 | Y | North | FC
PGSI_1_PDRP09 | Sierra | PGSI_1_PDRP09 | 0.14 | 0.14 | 0.16 | 0.31 | 0.45 | 0.63 | 0.54 | 0.41 | 0.36 | 0.23 | 0 | 0 | Y | North | FC
PGSI_1_PDRP10 | Sierra | PGSI_1_PDRP10 | 1.55 | 1.9 | 1 | 0.4 | 1.9 | 1.9 | 0.16 | 0.8 | 0.97 | 0.1 | 0 | 0 | Y | North | FC
PGSI_1_PDRP100 | Sierra | VLTS_PDR_PGSI_D | JUL: 0.11; AUG: 0; SEP: 0; OCT: 0; NOV: 0; DEC: 0 | Y | North | FC
PGSI_1_PDRP29 | Sierra | PGSI_1_PDRP29 | JUL: 0.16; AUG: 0.29; SEP: 0.34; OCT: 0.19; NOV: 0; DEC: 0 | Y | North | FC
PGSI_1_PDRP31 | Sierra | PGSI_1_PDRP31 | 0.68 | 0.31 | 0 | 0.12 | 0.36 | 0.6 | 0.54 | 0.48 | 0.99 | 0 | 0 | 0 | Y | North | FC
PGSI_1_PDRP33 | Sierra | PGSI_1_PDRP33 | JUN: 0.6; JUL: 0.15; AUG: 0.16; SEP: 0; OCT: 0; NOV: 0; DEC: 0 | Y | North | FC
PGSI_1_PDRP35 | Sierra | PGSI_1_PDRP35 | 0.26 | 0.23 | 0 | 0 | 0.5 | 0.17 | 0.11 | 0.15 | 0.11 | 0.1 | 0 | 0 | Y | North | FC
PGSI_1_PDRP36 | Sierra | PGSI_1_PDRP36 |  | 0.12 | 0 | 0 | 0.21 | 0.87 | 0 | 0.99 | 0.48 | 0.13 | 0 | 0 | Y | North | FC
PGSI_1_PDRP37 | Sierra | PGSI_1_PDRP37 | 0.11 | 0 | 0 | 0 | 0.11 | 0.16 | 0.2 | 0.27 | 0.45 | 0.58 | 0 | 0 | Y | North | FC
PGSI_1_PDRP40 | Sierra | PGSI_1_PDRP40 |  |  |  | 0.1 | 0 | 0.64 | 0.16 | 0.12 | 0.11 | 0 | 0 | 0 | Y | North | FC
PGSI_1_PDRP42 | Sierra | PGSI_1_PDRP42 |  | 0.14 | 0.13 | 0 | 0 | 0 | 0.25 | 0.53 | 0.12 | 0 | 0 | 0 | Y | North | FC
PGSI_1_PDRP43 | Sierra | PGSI_1_PDRP43 |  | 0.26 | 0.1 | 0 | 0 | 0.85 | 0.68 | 0.68 | 0 | 0.89 | 0 | 0 | Y | North | FC
PGSI_1_PDRP44 | Sierra | PGSI_1_PDRP44 |  | 0.15 | 0 | 0 | 0.3 | 0 | 0 | 0 | 0.22 | 0.11 | 0 | 0 | Y | North | FC
PGSI_1_PDRP45 | Sierra | PGSI_1_PDRP45 | 0.17 | 0 | 0.1 | 0.22 | 0.13 | 0.13 | 0.73 | 0.28 | 0 | 0.41 | 0 | 0 | Y | North | FC
PGSI_1_PDRP48 | Sierra | PGSI_1_PDRP48 |  |  |  | 0.2 | 0 | 0.15 | 0.1 | 0.11 | 0.56 | 0 | 0 | 0 | Y | North | FC
PGSI_1_PDRP49 | Sierra | PGSI_1_PDRP49 |  |  |  |  | 0.1 | 0.15 | 1.16 | 0.12 | 0.35 | 0.11 | 0 | 0 | Y | North | FC
PGSI_1_PDRP59 | Sierra | VLTS_PDR_PGSI_03 | JUN: 1.07; JUL: 0.21; AUG: 0.53; SEP: 0.3; OCT: 0; NOV: 0; DEC: 0 | Y | North | FC
PGST_2_PDRP03 | Stockton | PGST_2_PDRP03 | 0.62 | 0.62 | 0.34 | 0.8 | 2 | 2.2 | 2.2 | 2.07 | 2.07 | 2.1 | 0 | 0 | Y | North | FC
PGST_2_PDRP07 | Stockton | PGST_2_PDRP07 | JUL: 2; AUG: 2; SEP: 2; OCT: 0; NOV: 0; DEC: 0 | Y | North | FC
PGST_2_PDRP15 | Stockton | PGST_2_PDRP15 | AUG: 0.13; SEP: 0.13; OCT: 0.1; NOV: 0; DEC: 0 | Y | North | FC
PGST_2_PDRP16 | Stockton | PGST_2_PDRP16 |  | 0.11 | 0 | 0.1 | 0 | 0.99 | 0.7 | 0.18 | 0.32 | 0 | 0 | 0 | Y | North | FC
PGST_2_PDRP17 | Stockton | PGST_2_PDRP17 | 0.38 | 0 | 0 | 0.53 | 0 | 0 | 0 | 0.67 | 0.57 | 0.11 | 0 | 0 | Y | North | FC
PGST_2_PDRP30 | Stockton | PGST_2_PDRP30 |  | 0.39 | 0.13 | 0 | 0 | 0 | 0 | 0.68 | 0.15 | 0 | 0 | 0 | Y | North | FC
PGST_2_PDRP31 | Stockton | PGST_2_PDRP31 |  | 0.3 | 0 | 0 | 0.13 | 0.36 | 0.12 | 0 | 0.16 | 0.11 | 0 | 0 | Y | North | FC
PGST_2_PDRP32 | Stockton | PGST_2_PDRP32 | 0.64 | 0 | 0 | 0 | 0.12 | 0.18 | 0 | 0 | 0.99 | 0 | 0 | 0 | Y | North | FC
PGST_2_PDRP33 | Stockton | PGST_2_PDRP33 |  |  |  | 0.25 | 0.15 | 0 | 0 | 0.12 | 0.12 | 0.13 | 0 | 0 | Y | North | FC
PGST_2_PDRP34 | Stockton | PGST_2_PDRP34 | 0.29 | 0 | 0 | 0 | 0 | 0.16 | 0.22 | 0.1 | 0.11 | 0 | 0 | 0 | Y | North | FC
PGST_2_PDRP35 | Stockton | PGST_2_PDRP35 |  |  | 0.1 | 0 | 0.17 | 0 | 0.12 | 0.11 | 0.18 | 0.36 | 0 | 0 | Y | North | FC
PGST_2_PDRP36 | Stockton | PGST_2_PDRP36 | 0.11 | 0.3 | 0 | 0.18 | 0 | 0.41 | 0.29 | 0 | 0 | 0.37 | 0 | 0 | Y | North | FC
PGST_2_PDRP37 | Stockton | PGST_2_PDRP37 |  | 0.3 | 0 | 0 | 0.1 | 0.19 | 0.49 | 0.42 | 0 | 0.12 | 0 | 0 | Y | North | FC
PGST_2_PDRP38 | Stockton | PGST_2_PDRP38 |  |  | 0.19 | 0 | 0.44 | 0.13 | 0 | 0 | 0 | 0 | 0 | 0 | Y | North | FC
PGST_2_PDRP39 | Stockton | PGST_2_PDRP39 |  |  |  | 0.1 | 0 | 0.18 | 0.15 | 0.35 | 0 | 0 | 0 | 0 | Y | North | FC
PGST_2_PDRP40 | Stockton | VLTS_PDR_PGST_2 |  |  |  | 0.21 | 0.21 | 0.21 | 0.21 | 0.21 | 0.34 | 0 | 0 | 0 | Y | North | FC
PGZP_2_PDRP02 | CAISO System | PGZP_2_PDRP02 | 0.31 | 0.31 | 0.34 | 0.38 | 0.91 | 1.82 | 2.3 | 2.3 | 2.2 | 0.53 | 0 | 0 | Y | North | FC
PGZP_2_PDRP24 | CAISO System | PGZP_2_PDRP24 |  |  | 0.15 | 0 | 0.11 | 0 | 0 | 0 | 0.13 | 0.12 | 0 | 0 | Y | North | FC
PGZP_2_PDRP25 | CAISO System | PGZP_2_PDRP25 |  |  |  |  | 0.11 | 0 | 0.42 | 0 | 0 | 0 | 0 | 0 | Y | North | FC
PGZP_2_PDRP26 | CAISO System | PGZP_2_PDRP26 | 0.21 | 0 | 0 | 0 | 0.96 | 0 | 0 | 0 | 0 | 0.11 | 0 | 0 | Y | North | FC
PGZP_2_PDRP27 | CAISO System | PGZP_2_PDRP27 | JUL: 0.4; AUG: 0; SEP: 0.17; OCT: 0; NOV: 0; DEC: 0 | Y | North | FC
PGZP_2_PDRP28 | CAISO System | PGZP_2_PDRP28 |  | 0.57 | 0.25 | 0 | 0 | 0.14 | 0.14 | 0.12 | 0 | 0 | 0 | 0 | Y | North | FC
PGZP_2_PDRP29 | CAISO System | PGZP_2_PDRP29 |  |  |  |  | 0.3 | 0.11 | 0.11 | 0.3 | 0.99 | 0.17 | 0 | 0 | Y | North | FC
PGZP_2_PDRP30 | CAISO System | PGZP_2_PDRP30 | JUN: 0.11; JUL: 0; AUG: 0; SEP: 0.18; OCT: 0.1; NOV: 0; DEC: 0 | Y | North | FC
PGZP_2_PDRP31 | CAISO System | PGZP_2_PDRP31 |  | 0.25 | 0 | 0 | 0 | 0.14 | 0 | 0.68 | 0 | 0.16 | 0 | 0 | Y | North | FC
PGZP_2_PDRP32 | CAISO System | PGZP_2_PDRP32 | AUG: 0.1; SEP: 0; OCT: 0; NOV: 0; DEC: 0 | Y | North | FC
PGZP_2_PDRP33 | CAISO System | PGZP_2_PDRP33 | 0.54 | 0 | 0 | 0 | 0 | 0 | 0 | 0 | 0 | 0 | 0 | 0 | Y | North | FC
PGZP_2_PDRP34 | CAISO System | PGZP_2_PDRP34 | JUN: 0.38; JUL: 0.1; AUG: 0.18; SEP: 0.14; OCT: 0; NOV: 0; DEC: 0 | Y | North | FC
PGZP_2_PDRP35 | CAISO System | PGZP_2_PDRP35 | JUN: 0.51; JUL: 0.53; AUG: 0.51; SEP: 0.14; OCT: 0; NOV: 0; DEC: 0 | Y | North | FC
PGZP_2_PDRP36 | CAISO System | PGZP_2_PDRP36 |  |  |  | 0.1 | 0.1 | 0.21 | 0 | 0 | 0 | 0 | 0 | 0 | Y | North | FC
PGZP_2_PDRP37 | CAISO System | PGZP_2_PDRP37 |  |  | 0.1 | 0.37 | 0.15 | 0 | 0 | 0.12 | 0.11 | 0.56 | 0 | 0 | Y | North | FC
PGZP_2_PDRP40 | CAISO System | PGZP_2_PDRP40 | JUL: 0.37; AUG: 0; SEP: 0; OCT: 0; NOV: 0; DEC: 0 | Y | North | FC
PGZP_2_PDRP41 | CAISO System | PGZP_2_PDRP41 |  |  |  | 0.11 | 0.13 | 0 | 0 | 0 | 0 | 0.1 | 0 | 0 | Y | North | FC
PGZP_2_PDRP42 | CAISO System | PGZP_2_PDRP42 | 0.15 | 0 | 0 | 0.14 | 0 | 0.14 | 0 | 0 | 0.9 | 0 | 0 | 0 | Y | North | FC
PGZP_2_PDRP43 | CAISO System | PGZP_2_PDRP43 |  |  |  |  | 0.45 | 0 | 0 | 0 | 0 | 0 | 0 | 0 | Y | North | FC
PGZP_2_PDRP45 | CAISO System | VLTS_PDR_PGZP_1 | JUN: 1.07; JUL: 3.95; AUG: 3.95; SEP: 4.69; OCT: 0; NOV: 0; DEC: 0 | Y | North | FC
PGZP_2_PDRP50 | CAISO System | VLTS_PDR_PGZP_02 |  |  |  | 0.85 | 0.85 | 0.85 | 0.53 | 3.73 | 0.38 | 0 | 0 | 0 | Y | North | FC
PGZP_2_PDRP51 | CAISO System | PGZP_2_PDRP51 | SEP: 0.1; OCT: 0; NOV: 0; DEC: 0 | Y | North | FC
PGZP_2_PDRP61 | CAISO System | VLTS_PDR_PGZP_D | JUL: 0.11; AUG: 0; SEP: 0; OCT: 0; NOV: 0; DEC: 0 | Y | North | FC
PHOENX_1_UNIT | Stockton | PHOENIX PH | 0.17 | 0.12 | 0.82 | 0.95 | 0.43 | 0.55 | 1.24 | 1.18 | 0.96 | 0.54 | 0.19 | 0.02 | N | North | FC
PINFLT_7_UNITS | Fresno | PINE FLAT HYDRO AGGREGATE | 0 | 0 | 0 | 36.38 | 93.45 | 173.55 | 175.44 | 96.4 | 36.46 | 0 | 0 | 0 | Y | North | FC
PIOPIC_2_CTG1 | San Diego-IV | Pio Pico Unit 1 | 111.3 | 111.3 | 111.3 | 111.3 | 111.3 | 111.3 | 111.3 | 111.3 | 111.3 | 111.3 | 111.3 | 111.3 | Y | South | FC
PIOPIC_2_CTG2 | San Diego-IV | Pio Pico Unit 2 | 112.7 | 112.7 | 112.7 | 112.7 | 112.7 | 112.7 | 112.7 | 112.7 | 112.7 | 112.7 | 112.7 | 112.7 | Y | South | FC
PIOPIC_2_CTG3 | San Diego-IV | Pio Pico Unit 3 | 112 | 112 | 112 | 112 | 112 | 112 | 112 | 112 | 112 | 112 | 112 | 112 | Y | South | FC
PIT1_6_FRIVRA | CAISO System | Fall River Mills Project A | 0.1 | 0.1 | 0.1 | 0.1 | 0.1 | 0.57 | 0.9 | 0.3 | 0.6 | 0.1 | 0.1 | 0.1 | N | North | FC
PIT1_7_UNIT 1 | CAISO System | PIT PH 1 UNIT 1 | 21.2 | 18.4 | 19.74 | 18.08 | 22.22 | 16.88 | 15.6 | 15.6 | 9.2 | 14.4 | 14.4 | 15.68 | Y | North | FC
PIT1_7_UNIT 2 | CAISO System | PIT PH 1 UNIT 2 | 24.8 | 22.96 | 27.6 | 22.08 | 29.2 | 17.6 | 16.42 | 16.58 | 24.88 | 9.6 | 29.54 | 28.52 | Y | North | FC
PIT3_7_PL1X3 | CAISO System | PIT PH 3 UNITS 1, 2 & 3 AGGREGATE | 64.8 | 38.78 | 32.6 | 37.38 | 50.6 | 46 | 52.4 | 49 | 49.2 | 28 | 29.6 | 40.8 | Y | North | FC
PIT4_7_PL1X2 | CAISO System | PIT PH 4 UNITS 1 & 2 AGGREGATE | 54.4 | 42.8 | 40.6 | 44.8 | 41.4 | 55.2 | 61.4 | 60.4 | 57.2 | 28.4 | 41 | 45.8 | Y | North | FC
PIT5_7_PL1X2 | CAISO System | PIT PH 5 UNITS 1 & 2 AGGREGATE | 47.4 | 26.4 | 39.6 | 32 | 32 | 39.2 | 42.4 | 38.8 | 34.4 | 29.6 | 34.2 | 32.4 | Y | North | FC
PIT5_7_PL3X4 | CAISO System | PIT PH 5 UNITS 3 & 4 AGGREGATE | 47 | 45.6 | 26.6 | 36.44 | 39.66 | 35.8 | 49.8 | 51.32 | 51.96 | 51.68 | 40 | 44 | Y | North | FC
PIT5_7_QFUNTS | CAISO System | GRASSHOPPER FLAT HYDRO | 0.4 | 0.25 | 0.19 | 0.41 | 0.37 | 0.13 | 0.01 | 0 | 0 | 0.01 | 0.05 | 0.04 | N | North | FC
PIT6_7_UNIT 1 | CAISO System | PIT PH 6 UNIT 1 | 37.82 | 37.16 | 37.98 | 38.02 | 38.4 | 32.92 | 37.82 | 37.74 | 38.18 | 37.84 | 37.06 | 38.12 | Y | North | FC
PIT6_7_UNIT 2 | CAISO System | PIT PH 6 UNIT 2 | 37.82 | 37.16 | 37.98 | 38.02 | 38.4 | 32.92 | 37.82 | 37.74 | 38.18 | 37.9 | 37.13 | 38.18 | Y | North | FC
PIT7_7_UNIT 1 | CAISO System | PIT PH 7 UNIT 1 | 53.38 | 51.96 | 52.42 | 52.14 | 52.36 | 52.62 | 52.8 | 53.4 | 53.76 | 53.36 | 52.64 | 53.92 | Y | North | FC
PIT7_7_UNIT 2 | CAISO System | PIT PH 7 UNIT 2 | 54.18 | 51.94 | 51.76 | 52.26 | 52.5 | 51.76 | 50.56 | 53.48 | 53.76 | 53.36 | 54.16 | 54.08 | Y | North | FC
PIUTE_6_GNBSR1 | Big Creek-Ventura | Green Beanworks B | 0.1 | 0.1 | 0.1 | 0.1 | 0.1 | 1.28 | 2.02 | 0.61 | 1.17 | 0.1 | 0.1 | 0.1 | N | South | FC
PLACVL_1_CHILIB | Sierra | Chili Bar Powerhouse | 3 | 2.8 | 3.5 | 4.28 | 4.18 | 2.6 | 2.32 | 1.78 | 2.35 | 0.8 | 0.83 | 2.55 | N | North | FC
PLACVL_1_RCKCRE | Sierra | Rock Creek Hydro | 0.13 | 0.04 | 0.1 | 0.2 | 0.02 | 0 | 0 | 0 | 0 | 0 | 0.01 | 0.04 | N | North | FC
PLAINV_6_BSOLAR | Big Creek-Ventura | Western Antelope Blue Sky Ranch A | 0 | 0 | 0 | 0 | 0 | 0 | 0 | 0 | 0 | 0 | 0 | 0 | N | South | EO
PLAINV_6_DSOLAR | Big Creek-Ventura | Western Antelope Dry Ranch | 0.1 | 0.1 | 0.1 | 0.1 | 0.32 | 4.25 | 6.73 | 2.03 | 3.9 | 0.1 | 0.1 | 0.1 | N | South | FC
PLAINV_6_NLRSR1 | Big Creek-Ventura | North Lancaster Ranch | 0 | 0 | 0 | 0 | 0 | 0 | 0 | 0 | 0 | 0 | 0 | 0 | N | South | EO
PLAINV_6_SOLAR3 | Big Creek-Ventura | Sierra Solar Greenworks LLC | 0 | 0 | 0 | 0 | 0 | 0 | 0 | 0 | 0 | 0 | 0 | 0 | N | South | EO
PLAINV_6_SOLARC | Big Creek-Ventura | Central Antelope Dry Ranch C | 0 | 0 | 0 | 0 | 0 | 0 | 0 | 0 | 0 | 0 | 0 | 0 | N | South | EO
PLMSSR_6_HISIER | CAISO System | High Sierra Cogeneration Aggregate | 6 | 6 | 6 | 6 | 6 | 6 | 6 | 6 | 6 | 6 | 6 | 6 | Y | North | FC
PLSNTG_7_LNCLND | Sierra | Lincoln Landfill Power Plant | 3.76 | 3.82 | 3.83 | 3.88 | 4.02 | 4.05 | 3.97 | 3.55 | 3.28 | 3.79 | 3.56 | 3.71 | N | North | FC
PMDLET_6_SOLAR1 | Big Creek-Ventura | SEPV Palmdale East, LLC | 0.1 | 0.1 | 0.1 | 0.1 | 0.32 | 4.25 | 6.73 | 2.03 | 3.9 | 0.1 | 0.1 | 0.1 | N | South | FC
PMPJCK_1_RB2SLR | CAISO System | Rio Bravo Solar 2 | 0.1 | 0.1 | 0.1 | 0.27 | 1.41 | 11.34 | 14.59 | 5.34 | 9.5 | 0.1 | 0.1 | 0.1 | N | North | FC
PMPJCK_1_SOLAR1 | CAISO System | Pumpjack Solar I | 0.1 | 0.1 | 0.1 | 0.27 | 1.41 | 11.34 | 14.59 | 5.34 | 9.5 | 0.1 | 0.1 | 0.1 | N | North | FC
PMPJCK_1_SOLAR2 | CAISO System | Rio Bravo Solar 1 | 0.1 | 0.1 | 0.1 | 0.27 | 1.41 | 11.34 | 14.59 | 5.34 | 9.5 | 0.1 | 0.1 | 0.1 | N | North | FC
PNCHEG_2_PL1X4 | CAISO System | PANOCHE ENERGY CENTER (Aggregated) | 417 | 416 | 415 | 417 | 416 | 412 | 408 | 410 | 414 | 417 | 417 | 417 | Y | North | ID | 100% | Q1484 - 401 MW with FCDS priority. The rest C11 waiting for Dos Amigos-Panoche Reconductor and possibly other.
PNCHPP_1_PL1X2 | Fresno | Midway Peaking Aggregate | 119.91 | 119.91 | 119.91 | 119.91 | 119.91 | 119.91 | 119.91 | 119.91 | 119.91 | 119.91 | 119.91 | 119.91 | Y | North | FC
PNCHVS_2_SOLAR | CAISO System | Panoche Valley Solar | 0.1 | 0.1 | 0.1 | 1.91 | 9.84 | 79.39 | 102.15 | 37.41 | 66.52 | 0.53 | 0.1 | 0.1 | N | North | FC
PNOCHE_1_PL1X2 | Fresno | Panoche Peaker | 49.97 | 49.97 | 49.97 | 49.97 | 49.97 | 49.97 | 49.97 | 49.97 | 49.97 | 49.97 | 49.97 | 49.97 | Y | North | FC
PNOCHE_1_UNITA1 | Fresno | CalPeak Power Panoche Unit 1 | 52.01 | 52.01 | 52.01 | 52.01 | 52.01 | 52.01 | 52.01 | 52.01 | 52.01 | 52.01 | 52.01 | 52.01 | Y | North | PD | 52.01
POEPH_7_UNIT 1 | Sierra | POE HYDRO UNIT 1 | 52.08 | 38.64 | 42.56 | 43.2 | 40.32 | 31.84 | 24.32 | 37.04 | 38 | 32.88 | 39.92 | 15.52 | Y | North | FC
POEPH_7_UNIT 2 | Sierra | POE HYDRO UNIT 2 | 42.64 | 49.6 | 42.64 | 47 | 38.48 | 27.44 | 24.4 | 43.54 | 42.64 | 22.32 | 20.32 | 21.28 | Y | North | FC
POLRIS_2_ASEBT1 | Big Creek-Ventura | Antelope Solar 2 Estrella BESS | 28 | 28 | 28 | 28 | 28 | 28 | 28 | 28 | 28 | 28 | 28 | 28 | Y | South | ID | 100% | Q1208 - Group name: ANTELOPE_1208 - Max to grid 650 MW, Waiting for Tehachapi CRAS. Co-located with POLRIS_2_ASESR1.
POLRIS_2_ASESR1 | Big Creek-Ventura | Antelope Solar 2 Estrella | 0.1 | 0.1 | 0.1 | 0.27 | 1.8 | 23.81 | 37.69 | 11.37 | 21.81 | 0.1 | 0.1 | 0.1 | N | South | ID | 100% | Q1208 - Group name: ANTELOPE_1208 - Max to grid 650 MW, Waiting for Tehachapi CRAS. Co-located with POLRIS_2_ASEBT1.
POLRIS_2_ASRBT1 | Big Creek-Ventura | Antelope Solar 2 Raceway BESS | 80 | 80 | 80 | 80 | 80 | 80 | 80 | 80 | 80 | 80 | 80 | 80 | Y | South | ID | 100% | Q1208 - Group name ANTELOPE_1208 - Max to grid 650 MW, Waiting for Tehachapi CRAS. Co-located with POLRIS_2_ASRSR1.
POLRIS_2_ASRSR1 | Big Creek-Ventura | Antelope Solar 2 Raceway | 0.1 | 0.1 | 0.1 | 0.6 | 4.02 | 53.15 | 84.12 | 25.37 | 48.69 | 0.22 | 0.1 | 0.1 | N | South | ID | 100% | Q1208 - Group name ANTELOPE_1208 - Max to grid 650 MW, Waiting for Tehachapi CRAS. Co-located with POLRIS_2_ASRBT1.
POTTER_7_VECINO | NCNB | Vecino Vineyards LLC | 0 | 0 | 0 | 0 | 0 | 0 | 0 | 0 | 0 | 0 | 0 | 0 | N | North | FC
PRCTVY_1_MIGBT1 | San Diego-IV | Miguel BESS | 0 | 0 | 0 | 0 | 0 | 0 | 0 | 0 | 0 | 0 | 0 | 0 | N | South | EO
PRIMM_2_SOLAR1 | CAISO System | Silver State South | 0.1 | 0.1 | 0.1 | 0.73 | 3.8 | 50 | 50 | 30.66 | 50 | 0.39 | 0.1 | 0.1 | N | South | PD | 50 | Q467, Q502 - 200 MW battery part of (250 MW solar and 200 MW battery - Max to POI 250 MW). Co-located with PRIMM_2_SSSBT1.
PRIMM_2_SSSBT1 | CAISO System | Silver State South Solar Project Storage |  |  |  |  | 200 | 200 | 200 | 200 | 200 | 200 | 200 | 200 | Y | South | ID | 100% | Q467, Q502 - 200 MW battery part of - 250 MW solar and 200 MW battery - Max to POI 250 MW. Co-located with PRIMM_2_SOLAR1. Waiting for Lugo-Victorville CRAS.
PROXSR_2_PROSR1 | CAISO System | Proxima Solar | 0.01 | 0.01 | 0 | 0.08 | 0.41 | 3.34 | 4.3 | 1.57 | 2.8 | 0.02 | 0.01 | 0.01 | N | North | PD | 8.45% | Group name: PROXIMA_1244_2 - Max to grid 150 MW. Co-located with PROXSR_2_PS2BT3.
PROXSR_2_PS1BT1 | CAISO System | Proxima Solar BESS 1A | 40 | 40 | 40 | 40 | 40 | 40 | 40 | 40 | 40 | 40 | 40 | 40 | Y | North | FC |  | Group name: PROXIMA_1244_3 - Max to grid 40 MW.
PROXSR_2_PS1BT2 | CAISO System | Proxima Solar BESS 1B | 32 | 32 | 32 | 32 | 32 | 32 | 32 | 32 | 32 | 32 | 32 | 32 | Y | North | FC |  | Group name: PROXIMA_1244_1 - Max to grid 70 MW. Co-located with PROXSR_2_PS1SR2.
PROXSR_2_PS1SR2 | CAISO System | Proxima Solar 1B | 0.1 | 0.1 | 0.01 | 0.95 | 4.9 | 38 | 38 | 18.63 | 33.14 | 0.26 | 0.1 | 0.1 | N | North | PD | 38 | Group name: PROXIMA_1244_1 - Max to grid 70 MW. Max 38 MW NQC. Co-located with PROXSR_2_PS1BT2.
PROXSR_2_PS2BT3 | CAISO System | Proxima Solar BESS 2 | 90 | 90 | 90 | 90 | 90 | 90 | 90 | 90 | 90 | 90 | 90 | 90 | Y | North | FC |  | Group name: PROXIMA_1244_2 - Max to grid 150 MW. Co-located with PROXSR_2_PROSR1.
PSWEET_1_STCRUZ | CAISO System | Santa Cruz Energy LLC | 0 | 0 | 0 | 0 | 0 | 0 | 0 | 0 | 0 | 0 | 0 | 0 | Y | North | EO
PUTHCR_1_PCNSB1 | CAISO System | Putah Creek Solar Farm North | 3 | 3 | 3 | 3 | 3 | 3 | 3 | 3 | 3 | 3 | 3 | 3 | Y | North | FC |  | Hybrid - PV 3.00 MW and ESS 3.00 MW with Max output 3.00 MW.
PUTHCR_1_SOLAR1 | CAISO System | Putah Creek Solar Farm | 0.1 | 0.1 | 0.1 | 0.1 | 0.1 | 0.76 | 1.19 | 0.4 | 0.79 | 0.1 | 0.1 | 0.1 | N | North | FC
PWEST_1_UNIT | LA Basin | PACIFIC WEST 1 WIND GENERATION | 0.18 | 0.43 | 0.48 | 0.77 | 0.87 | 0.79 | 0.79 | 0.73 | 0.45 | 0.24 | 0.14 | 0.14 | N | South | FC
RATSKE_2_NROSR1 | CAISO System | North Rosamond Solar | 0.1 | 0.1 | 0.1 | 0.71 | 4.83 | 63.79 | 100.94 | 30.45 | 58.43 | 0.26 | 0.1 | 0.1 | N | South | FC
RATSKE_2_RBSSB1 | CAISO System | Rabbitbrush Solar 1 | 7.6 | 7.6 | 7.6 | 7.79 | 9.43 | 33.01 | 47.88 | 19.68 | 30.87 | 7.61 | 7.6 | 7.6 | Y | South | ID | 100% | Q1215 - Waiting for Whirlwind transformer CRAS
RATSKE_2_RBSSB2 | CAISO System | Rabbitbrush Solar 2 | 5.1 | 5.1 | 5.1 | 5.19 | 6.29 | 22.01 | 31.92 | 13.12 | 20.58 | 5.1 | 5.1 | 5.1 | Y | South | ID | 100% | Q1215 - Waiting for Whirlwind transformer CRAS
RATSKE_2_WAVBT1 | CAISO System | Willy 9 Antelope Valley Complex |  |  |  | 126 | 126 | 126 | 126 | 126 | 126 | 126 | 126 | 126 | Y | South | ID | 100% | Q1215-Q1319 combined - Waiting for Whirlwind CRAS
RCKCRK_7_UNIT 1 | Sierra | ROCK CREEK HYDRO UNIT 1 | 39.24 | 22.4 | 25.88 | 37.64 | 23.6 | 35.76 | 25.3 | 27.96 | 29.96 | 24.4 | 25.02 | 23.6 | Y | North | FC
RCKCRK_7_UNIT 2 | Sierra | ROCK CREEK HYDRO UNIT 2 | 25.76 | 23.92 | 23.92 | 10.8 | 9.44 | 19.6 | 20 | 33.38 | 44.52 | 30.88 | 16.92 | 24 | Y | North | FC
RDWAY_1_CREST | CAISO System | CREST Contracts | 0 | 0 | 0 | 0 | 0 | 0 | 0 | 0 | 0 | 0 | 0 | 0 | N | South | EO
RDWAY_1_SCKSR1 | CAISO System | Sheep Creek | 0 | 0 | 0 | 0 | 0 | 0 | 0 | 0 | 0 | 0 | 0 | 0 | N | South | EO
RDWAY_1_WA2SR3 | CAISO System | Watts II | 0 | 0 | 0 | 0 | 0 | 0 | 0 | 0 | 0 | 0 | 0 | 0 | N | South | EO
RECTOR_2_CREST | Big Creek-Ventura | Rector Aggregate Solar Resources | 0 | 0 | 0 | 0 | 0 | 0 | 0 | 0 | 0 | 0 | 0 | 0 | N | South | EO
RECTOR_2_IVANPV | Big Creek-Ventura | Ivanhoe Tulare PV | 0 | 0 | 0 | 0 | 0 | 0 | 0 | 0 | 0 | 0 | 0 | 0 | N | South | EO
RECTOR_2_KAWEAH | Big Creek-Ventura | KAWEAH PH 2 & 3 PSP AGGREGATE | 0 | 0.18 | 0.61 | 0.62 | 0.49 | 0.5 | 0.06 | 0.04 | 0 | 0 | 0.16 | 0.15 | N | South | FC
RECTOR_2_KAWH 1 | Big Creek-Ventura | KAWEAH PH 1 UNIT 1 | 0 | 0 | 0 | 0 | 0 | 0.1 | 0.04 | 0.03 | 0 | 0 | 0 | 0 | N | South | FC
RECTOR_2_QF | Big Creek-Ventura | Kaweah Unit 1 | 0 | 0 | 0 | 0 | 0 | 8.4 | 6.74 | 0 | 0 | 0 | 0 | 1.2 | Y | South | FC
RECTOR_2_TFDBM1 | Big Creek-Ventura | Two Fiets Dairy Digester | 0 | 0 | 0 | 0 | 0 | 0 | 0 | 0 | 0 | 0 | 0 | 0 | N | South | EO
RECTOR_7_TULARE | Big Creek-Ventura | MM Tulare | 0 | 0 | 0 | 0 | 0 | 0 | 0 | 0 | 0 | 0 | 0 | 0 | N | South | EO
REDBLF_6_UNIT | CAISO System | RED BLUFF PEAKER PLANT | 44 | 44 | 44 | 44 | 44 | 44 | 44 | 44 | 44 | 44 | 44 | 44 | Y | North | FC
REDMAN_2_SOLAR | Big Creek-Ventura | Lancaster East Avenue F | 0.1 | 0.1 | 0.1 | 0.1 | 0.12 | 1.59 | 2.52 | 0.76 | 1.46 | 0.1 | 0.1 | 0.1 | N | South | FC
REDMAN_6_AVSSR1 | Big Creek-Ventura | Antelope Valley Solar | 0.1 | 0.1 | 0.1 | 0.1 | 0.1 | 1.28 | 2.02 | 0.61 | 1.17 | 0.1 | 0.1 | 0.1 | N | South | FC
REEDLY_6_SOLAR | Fresno | Terzian | 0 | 0 | 0 | 0 | 0 | 0 | 0 | 0 | 0 | 0 | 0 | 0 | N | North | EO
RENWD_1_QF | LA Basin | Renwind re-powering project | 0.84 | 2.03 | 2.27 | 3.66 | 4.13 | 3.76 | 3.74 | 3.46 | 2.12 | 1.14 | 0.66 | 0.65 | N | South | FC
REXFRD_2_RSFBX2 | Big Creek-Ventura | Rexford Solar Farm BESS |  |  | 240 | 240 | 240 | 240 | 240 | 240 | 240 | 240 | 240 | 240 | Y | South | ID | 100% | Q1516 - 240 MWs battery co-located with 300 MW solar - Max at POI 300 MWs - REDFORD_1516 - both FCDS - Waiting for Pardee-Sylmar line rating increase and maybe other.
REXFRD_2_RSFSX2 | Big Creek-Ventura | Rexford Solar Farm |  |  | 0.1 | 1.43 | 9.65 | 60 | 60 | 60 | 60 | 0.53 | 0.1 | 0.1 | N | South | ID | 60 | Q1516 - 300 MWs solar co-located with 240 MW battery - Max at POI 300 MWs -REDFORD_1516 - both FCDS - Waiting for Pardee-Sylmar line rating increase and maybe other.
RICHMN_1_CHVSR2 | Bay Area | Chevron 8.5 | 0.1 | 0.1 | 0.1 | 0.12 | 0.6 | 4.82 | 6.2 | 2.27 | 4.04 | 0.1 | 0.1 | 0.1 | N | North | ID | 100% | PGEWD1157 - 16DGD Waiting for Moraga-Castro Valley 230 kV Line Capacity Increase and possibly other
RICHMN_1_SOLAR | Bay Area | Chevron 2 | 0.1 | 0.1 | 0.1 | 0.1 | 0.14 | 1.13 | 1.46 | 0.53 | 0.95 | 0.1 | 0.1 | 0.1 | N | North | ID | 100% | PGEWD1122 - 16DGD Waiting for Moraga-Castro Valley 230 kV Line Capacity Increase and possibly other
RICHMN_7_BAYENV | Bay Area | BAY ENVIRONMENTAL (NOVE POWER) | 0.36 | 0.37 | 0.18 | 0.18 | 0.18 | 0.17 | 0.15 | 0.18 | 0.07 | 0.15 | 0.18 | 0 | N | North | FC
RIOBRV_6_UNIT 1 | CAISO System | RIO BRAVO HYDRO | 0.25 | 0.32 | 0.43 | 2.7 | 2.62 | 3.52 | 2.8 | 1.9 | 1.45 | 1.14 | 1.66 | 1.1 | N | North | FC
RIOOSO_1_QF | Sierra | SMALL QF AGGREGATION - GRASS VALLEY | 0.02 | 0.04 | 0.05 | 0.12 | 0.27 | 0.29 | 0.3 | 0.28 | 0.25 | 0.1 | 0.03 | 0.03 | N | North | FC
RNDMTN_2_SLSPHY1 | CAISO System | Silver Springs | 0.2 | 0.19 | 0.17 | 0.22 | 0.2 | 0.17 | 0.16 | 0.16 | 0.15 | 0.15 | 0.14 | 0.14 | N | North | FC
RNDSBG_1_HZASR1 | CAISO System | Hazel A | 0.1 | 0.1 | 0.1 | 0.1 | 0.1 | 1.27 | 2.01 | 0.61 | 1.16 | 0.1 | 0.1 | 0.1 | N | South | FC
ROLLIN_6_UNIT | Sierra | ROLLINS HYDRO | 7.78 | 5.81 | 5.23 | 5.34 | 7.56 | 5.64 | 6.46 | 6.2 | 4.88 | 4.76 | 3.28 | 6.6 | Y | North | FC
ROMOLA_5_MPBBT1 | LA Basin | Menifee Power Bank | 230 | 230 | 230 | 230 | 230 | 230 | 230 | 230 | 230 | 230 | 230 | 230 | Y | South | FC
ROMOLA_5_MPBBT2 | LA Basin | Menifee Power Bank 2 | 230 | 230 | 230 | 230 | 230 | 230 | 230 | 230 | 230 | 230 | 230 | 230 | Y | South | FC
ROMOLA_5_MPBBT3 | LA Basin | Menifee Power Bank 3 | 50 | 50 | 50 | 50 | 50 | 50 | 50 | 50 | 50 | 50 | 50 | 50 | Y | South | FC
ROMOLA_5_MPBBT4 | LA Basin | Menifee Power Bank 4 | 110 | 110 | 110 | 110 | 110 | 110 | 110 | 110 | 110 | 110 | 110 | 110 | Y | South | ID | 100% | Q1645 - Waiting for Colorado River C-RAS.
ROMOLA_5_MPBBT5 | LA Basin | Menifee Power Bank 5 | AUG: 60; SEP: 60; OCT: 60; NOV: 60; DEC: 60 | Y | South | FC
ROSMDW_2_WIND1 | CAISO System | Pacific Wind - Phase 1 | 11.76 | 28.39 | 31.8 | 51.22 | 57.76 | 52.61 | 52.42 | 48.41 | 29.73 | 15.92 | 9.24 | 9.05 | N | South | FC
ROSMND_6_SOLAR | Big Creek-Ventura | Lancaster B | 0.1 | 0.1 | 0.1 | 0.1 | 0.1 | 1.28 | 2.02 | 0.61 | 1.17 | 0.1 | 0.1 | 0.1 | N | South | FC
RSMNDS_2_CSRBT1 | CAISO System | Cyclone Solar Rosamond South I BESS 1 | OCT: 15; NOV: 15; DEC: 15 | Y | South | ID | 100% | Q1327 - Group name CYCLONE_1327 Max to gird 40 MWs - 4 resource IDs. 15 MW 60 MWhs battery FC co-located with 30 MW solar FC RSMNDS_2_CSRSR1 - Waiting for Whirldwind CRAS and Techachapi CRAS.
RSMNDS_2_CSRBT2 | CAISO System | Cyclone Solar Rosamond South I BESS 3 | OCT: 10; NOV: 10; DEC: 10 | Y | South | ID | 100% | Q1327 - Group name CYCLONE_1327 Max to gird 40 MWs - 4 resource IDs. 10 MW 40 MWhs battery FC co-located with 10 MW solar FC RSMNDS_2_CSRSR2 - Waiting for Whirldwind CRAS and Techachapi CRAS.
RSMNDS_2_CSRSR1 | CAISO System | Cyclone Solar | OCT: 0.05; NOV: 0.1; DEC: 0.1 | N | South | ID | 11.25 | Q1327 - Group name CYCLONE_1327 Max to gird 40 MWs - 4 resource IDs. 30 MW solar FC - At CPUC - hourly FC - limited to PD to 11.25 MW due to Max at POI - co-located with 15 MW 60 MWhs battery FC FC RSMNDS_2_CSRBT1 - Waiting for Whirldwind CRAS and Techachapi CRAS.
RSMSLR_6_SOLAR1 | Big Creek-Ventura | Rosamond One | 0.1 | 0.1 | 0.1 | 0.1 | 0.3 | 5.06 | 9.93 | 2.45 | 5.35 | 0.1 | 0.1 | 0.1 | N | South | FC
RSMSLR_6_SOLAR2 | Big Creek-Ventura | Rosamond Two | 0.1 | 0.1 | 0.1 | 0.1 | 0.64 | 8.5 | 13.46 | 4.06 | 7.79 | 0.1 | 0.1 | 0.1 | N | South | FC
RTEDDY_2_RWSBT1 | CAISO System | Rosamond West Solar Central BESS A1 | 30 | 30 | 30 | 30 | 30 | 30 | 30 | 30 | 30 | 30 | 30 | 30 | Y | South | FC |  | Group name: ROSAMOND_WEST_506 - Max to grid 299.6 MW.
RTEDDY_2_RWSBT2 | CAISO System | Rosamond West Solar Central BESS A2 | 30 | 30 | 30 | 30 | 30 | 30 | 30 | 30 | 30 | 30 | 30 | 30 | Y | South | FC |  | Group name: ROSAMOND_WEST_506 - Max to grid 299.6 MW.
RTEDDY_2_RWSBT3 | CAISO System | Rosamond West Solar Central BESS A3 | 45 | 45 | 45 | 45 | 45 | 45 | 45 | 45 | 45 | 45 | 45 | 45 | Y | South | FC |  | Group name: ROSAMOND_WEST_506 - Max to grid 299.6 MW.
RTEDDY_2_RWSBT4 | CAISO System | Rosamond West Solar Central BESS B | 30 | 30 | 30 | 30 | 30 | 30 | 30 | 30 | 30 | 30 | 30 | 30 | Y | South | FC |  | Group name: ROSAMOND_WEST_506 - Max to grid 299.6 MW.
RTEDDY_2_RWSBT5 | CAISO System | Rosamond West Solar Central BESS C | 12 | 12 | 12 | 12 | 12 | 12 | 12 | 12 | 12 | 12 | 12 | 12 | Y | South | FC |  | Group name: ROSAMOND_WEST_506 - Max to grid 299.6 MW.
RTEDDY_2_SC1SR3 | CAISO System | Rosamond West Solar Clean | 0.1 | 0.1 | 0.1 | 0.19 | 1.29 | 17.01 | 26.92 | 8.12 | 15.58 | 0.1 | 0.1 | 0.1 | N | South | FC |  | Group name: ROSAMOND_WEST_506 - Max to grid 299.6 MW.
RTEDDY_2_SEBSR3 | CAISO System | Rosamond West Solar East Bay 3 | 0.1 | 0.1 | 0.1 | 0.27 | 1.8 | 23.81 | 37.69 | 11.37 | 21.81 | 0.1 | 0.1 | 0.1 | N | South | FC |  | Group name: ROSAMOND_WEST_506 - Max to grid 299.6 MW.
RTEDDY_2_SEBSR4 | CAISO System | Rosamond West Solar East Bay 4 | 0.1 | 0.1 | 0.1 | 0.27 | 1.8 | 23.81 | 37.69 | 11.37 | 21.81 | 0.1 | 0.1 | 0.1 | N | South | FC |  | Group name: ROSAMOND_WEST_506 - Max to grid 299.6 MW.
RTEDDY_2_SOLAR1 | CAISO System | Rosamond West Solar 1 | 0.1 | 0.1 | 0.1 | 0.26 | 1.74 | 22.96 | 36.34 | 10.96 | 21.04 | 0.1 | 0.1 | 0.1 | N | South | FC
RTEDDY_2_SOLAR2 | CAISO System | Rosamond West Solar 2 | 0.1 | 0.1 | 0.1 | 0.26 | 1.74 | 22.96 | 36.34 | 10.96 | 21.04 | 0.1 | 0.1 | 0.1 | N | South | FC
RTEDDY_2_SPASR4 | CAISO System | Rosamond West Solar Palo Alto | 0.1 | 0.1 | 0.1 | 0.12 | 0.84 | 11.06 | 17.5 | 5.28 | 10.13 | 0.1 | 0.1 | 0.1 | N | South | FC |  | Group name: ROSAMOND_WEST_506 - Max to grid 299.6 MW.
RTEDDY_2_SRXSR4 | CAISO System | Rosamond West Solar Rosie X | 0.1 | 0.1 | 0.1 | 0.1 | 0.44 | 5.78 | 9.15 | 2.76 | 5.3 | 0.1 | 0.1 | 0.1 | N | South | FC |  | Group name: ROSAMOND_WEST_506 - Max to grid 299.6 MW.
RTREE_2_WIND1 | CAISO System | Rising Tree 1 | 6.65 | 16.06 | 17.99 | 28.98 | 32.67 | 29.76 | 29.65 | 27.39 | 16.82 | 9.01 | 5.23 | 5.12 | N | South | FC
RTREE_2_WIND2 | CAISO System | Rising Tree 2 | 1.66 | 4.02 | 4.5 | 7.24 | 8.17 | 7.44 | 7.41 | 6.85 | 4.2 | 2.25 | 1.31 | 1.28 | N | South | FC
RTREE_2_WIND3 | CAISO System | Rising Tree 3 | 8.32 | 20.08 | 22.49 | 36.22 | 40.84 | 37.2 | 37.07 | 34.23 | 21.02 | 11.26 | 6.54 | 6.4 | N | South | FC
RUSCTY_2_UNITS | Bay Area | Russell City Energy Center | 615.18 | 615.18 | 615.18 | 612.7 | 607.7 | 598 | 593 | 593 | 595 | 606.1 | 615.18 | 615.18 | Y | North | FC
RUSSELL_2_SOLANO1 | Bay Area | Solano Renewables 1 | 13.05 | 19.53 | 40.75 | 80.78 | 106.09 | 98.13 | 98.76 | 69.88 | 56.59 | 25.14 | 9.26 | 12.71 | N | North | ID | 100% | Q108-Q1463-Repower(PREC0527) - 139.2 MWs with FC priority - Waiting for North Dublin - Cayatano 230 kV Reconductoring.
RVRVEW_1_UNITA1 | Bay Area | Riverview Energy Center (GP Antioch) | 47.6 | 47.6 | 47.6 | 47.6 | 47.6 | 47.6 | 47.6 | 47.6 | 47.6 | 47.6 | 47.6 | 47.6 | Y | North | FC
RVSIDE_2_RERCU3 | LA Basin | Riverside Energy Res. Ctr Unit 3 | 49 | 49 | 49 | 49 | 49 | 49 | 49 | 49 | 49 | 49 | 49 | 49 | Y | South | FC
RVSIDE_2_RERCU4 | LA Basin | Riverside Energy Res. Ctr Unit 4 | 49 | 49 | 49 | 49 | 49 | 49 | 49 | 49 | 49 | 49 | 49 | 49 | Y | South | FC
RVSIDE_6_RERCU1 | LA Basin | Riverside Energy Res. Ctr Unit 1 | 48.35 | 48.35 | 48.35 | 48.35 | 48.35 | 48.35 | 48.35 | 48.35 | 48.35 | 48.35 | 48.35 | 48.35 | Y | South | FC
RVSIDE_6_RERCU2 | LA Basin | Riverside Energy Res. Ctr Unit 2 | 48.5 | 48.5 | 48.5 | 48.5 | 48.5 | 48.5 | 48.5 | 48.5 | 48.5 | 48.5 | 48.5 | 48.5 | Y | South | FC
RVSIDE_6_SOLAR1 | LA Basin | Tequesquite Landfill Solar Project | 0.1 | 0.1 | 0.1 | 0.1 | 0.11 | 1.9 | 3.72 | 0.92 | 2.01 | 0.1 | 0.1 | 0.1 | N | South | FC
RVSIDE_6_SPRING | LA Basin | SPRINGS GENERATION PROJECT AGGREGATE | 36 | 36 | 36 | 36 | 36 | 36 | 36 | 36 | 36 | 36 | 36 | 36 | Y | South | FC
S_RITA_6_SOLAR1 | Fresno | Sun Harvest Solar | 0 | 0 | 0 | 0 | 0 | 0 | 0 | 0 | 0 | 0 | 0 | 0 | N | North | EO
SALIRV_2_UNIT | CAISO System | Salinas River Cogeneration | 23.66 | 22.78 | 23.05 | 21.75 | 18.26 | 18.97 | 18.87 | 18.45 | 18.9 | 18.28 | 20.68 | 20.44 | N | North | FC
SALTSP_7_UNITS | CAISO System | SALT SPRINGS HYDRO AGGREGATE | 24.92 | 4.72 | 15.6 | 0.4 | 17.46 | 16.93 | 19.08 | 30.46 | 16.76 | 4.24 | 3 | 20.7 | Y | North | FC
SANBRN_2_EESSB2 | CAISO System | Edsan 2 Edwards Sanborn E1B | 85.1 | 85.1 | 85.1 | 89.46 | 96.76 | 141.75 | 154.62 | 122.14 | 143.74 | 87.76 | 85.1 | 85.1 | Y | South | ID | 100% | Q1424 - Waiting for the Windhub and Tehachapi CRAS. Co-located with Solar - 130 MW solar with 85 MW battery limited to 166 MW at POI.
SANBRN_2_ES1BT3 | CAISO System | EdSan 1 Edwards 1 | 22.1 | 22.1 | 22.1 | 22.19 | 23.29 | 39.01 | 48.92 | 30.12 | 37.58 | 22.1 | 22.1 | 22.1 | Y | South | ID | 100% | Q1324 - Group name: EDSAN_1324_1424 - Max to grid 800 MW. Waiting for Tehachapi cRAS.
SANBRN_2_ES2SB3 | CAISO System | EdSan 2 Sanborn 3 | 18.1 | 18.1 | 18.1 | 18.16 | 19.06 | 32.03 | 40.21 | 24.7 | 30.86 | 18.1 | 18.1 | 18.1 | Y | South | ID | 100% | Q1324 - Group name: EDSAN_1324_1424 - Max to grid 800 MW. Waiting for Tehachapi cRAS.
SANBRN_2_ESABT1 | CAISO System | EdSan 1A | 50 | 50 | 50 | 50 | 50 | 50 | 50 | 50 | 50 | 50 | 50 | 50 | Y | South | ID | 100% | Q1324 - Group name: EDSAN_1324_1424 - Max to grid 800 MW. Waiting for Tehachapi cRAS
SANBRN_2_ESBBT1 | CAISO System | EdSan 1B | 100 | 100 | 100 | 100 | 100 | 100 | 100 | 100 | 100 | 100 | 100 | 100 | Y | South | ID | 100% | Q1324 - Group name: EDSAN_1324_1424 - Max to grid 800 MW. Waiting for Tehachapi cRAS
SANBRN_2_SS2BT3 | CAISO System | Sanborn Solar 2 SBESS 3 | 169 | 169 | 169 | 169 | 169 | 169 | 169 | 169 | 169 | 169 | 169 | 169 | Y | South | ID | 100% | Q1518 - Group name: SANBORN_SOLAR2_1518 - Max to grid 500 MW. Waiting for Windhub CRAS, Tehachapi CRAS and possibly other.
SANBRN_2_SS2BT4 | CAISO System | Sanborn Solar 2 SBESS 4 | 47 | 47 | 47 | 47 | 47 | 47 | 47 | 47 | 47 | 47 | 47 | 47 | Y | South | ID | 100% | Q1518 - Group name: SANBORN_SOLAR2_1518 - Max to grid 500 MW. Waiting for Windhub CRAS, Tehachapi CRAS and possibly other.
SANBRN_2_SS2SB4 | CAISO System | Sanborn Solar 2 Edwards Sanborn S4 | 4.6 | 4.6 | 4.6 | 4.67 | 5.66 | 19.81 | 28.73 | 11.81 | 18.52 | 4.6 | 4.6 | 4.6 | Y | South | ID | 100% | Q1518 - Group name SANBORN_SOLAR2_1518 - Max to grid 500 MW. Hybrid 36 MW max to grid - 36 MW solar and 4.5 MW or 18 MWh BESS - CPUC monthly approved QCs are 4.6, 4.6, 4.6, 4.67, 5.66, 19.81, 28.73, 11.81, 18.52, 4.6, 4.6, 4.6 - Waiting for Windhub CRAS, Tehachapi CRAS and possibly other.
SANDLT_2_SUNITS | CAISO System | Mojave Solar | 0.1 | 0.1 | 0.1 | 9.43 | 24.88 | 120.05 | 147.26 | 78.56 | 124.26 | 5.85 | 0.1 | 0.1 | N | South | FC
SANDRN_2_SS1SR1 | CAISO System | Sandrini Sol 1 | 0.1 | 0.1 | 0.1 | 1.36 | 7.03 | 56.7 | 72.97 | 26.72 | 47.51 | 0.38 | 0.1 | 0.1 | N | North | FC |  | Q1397 - 100 MW solar EO part of 100 MW EO solar with 92 MW battery FC - Max at POI 100 MW. For 2025 temporarily using deliverability from the battery component.
SANDRN_2_SS2SR2 | CAISO System | Sandrini Sol 2 | 0.1 | 0.1 | 0.1 | 2.72 | 14.06 | 113.41 | 145.93 | 53.44 | 95.03 | 0.75 | 0.1 | 0.1 | N | North | FC
SANITR_6_UNITS | LA Basin | LACSD CARSON WATER POLLUTION AGGREGATE | 3.16 | 3.07 | 3.26 | 3.21 | 3.02 | 3.24 | 3.13 | 3.2 | 3.11 | 3.13 | 3.29 | 3.17 | N | South | FC
SANLOB_1_LNDFIL | CAISO System | Cold Canyon | 0 | 0 | 0 | 0 | 0 | 0 | 0 | 0 | 0 | 0 | 0 | 0 | N | North | EO
SANLOB_1_OSFBM1 | CAISO System | Old Santa Fe Road | 0 | 0 | 0 | 0 | 0 | 0 | 0 | 0 | 0 | 0 | 0 | 0 | Y | North | EO
SANTFG_7_UNITS | NCNB | GEYSERS CALISTOGA AGGREGATE | 72 | 72 | 72 | 72 | 72 | 72 | 72 | 72 | 72 | 72 | 72 | 72 | Y | North | FC
SANTGO_2_LNDFL1 | LA Basin | Bowerman Power | 18.81 | 18.94 | 17.82 | 18.82 | 18.71 | 19.54 | 18.25 | 18.62 | 18.57 | 17.86 | 19.31 | 19.6 | N | South | FC
SANTGO_2_MABBT1 | LA Basin | Millikan Avenue BESS | 2 | 2 | 2 | 2 | 2 | 2 | 2 | 2 | 2 | 2 | 2 | 2 | Y | South | FC
SANWD_1_QF | LA Basin | San Gorgonio Farms Wind Farm | 2.6 | 6.29 | 7.04 | 11.34 | 12.79 | 11.65 | 11.61 | 10.72 | 6.58 | 3.53 | 2.05 | 2.01 | N | South | FC
SAUGUS_2_SPESBT1 | Big Creek-Ventura | Santa Paula Energy Storage | 15 | 15 | 15 | 15 | 15 | 15 | 15 | 15 | 15 | 15 | 15 | 15 | Y | South | FC
SAUGUS_6_CREST | Big Creek-Ventura | East Portal Hydro | 0 | 0 | 0 | 0 | 0 | 0 | 0 | 0 | 0 | 0 | 0 | 0 | N | South | EO
SAUGUS_6_MWDFTH | Big Creek-Ventura | Foothill Hydroelectric Recovery Plant | 2.4 | 3 | 4.4 | 5.2 | 6 | 6.6 | 7 | 7 | 7 | 6.8 | 6.8 | 7 | Y | South | FC
SAUGUS_6_QF | Big Creek-Ventura | SAUGUS QFS | 0.03 | 0.14 | 0.07 | 0.3 | 0.39 | 0.38 | 0.4 | 0.76 | 1 | 1 | 1 | 0.97 | N | South | FC
SAUGUS_7_CHIQCN | Big Creek-Ventura | Chiquita Canyon Landfill Fac | 4.91 | 4.93 | 5.25 | 5.36 | 5.7 | 5.4 | 5.02 | 5.06 | 4.78 | 5.32 | 5.46 | 5.43 | N | South | FC
SBERDO_2_PSP3 | LA Basin | Mountainview Gen Sta. Unit 3 | 555 | 555 | 555 | 555 | 555 | 555 | 555 | 555 | 555 | 555 | 555 | 555 | Y | South | FC
SBERDO_2_PSP4 | LA Basin | Mountainview Gen Sta. Unit 4 | 555 | 555 | 555 | 555 | 555 | 555 | 555 | 555 | 555 | 555 | 555 | 555 | Y | South | FC
SBERDO_2_SNTANA | LA Basin | SANTA ANA PSP | 0 | 0.11 | 0.29 | 0.34 | 0.26 | 0 | 0.04 | 0.17 | 0 | 0 | 0 | 0 | N | South | FC
SBERDO_6_MILLCK | LA Basin | MILL CREEK PSP | 0.91 | 1.31 | 1.13 | 1.56 | 1.42 | 0.98 | 1.16 | 0.73 | 0.81 | 0.9 | 1.04 | 0.97 | N | South | FC
SCARLT_2_SS2BT1 | Fresno | Scarlet Solar 2 BESS | 150 | 150 | 150 | 150 | 150 | 150 | 150 | 150 | 150 | 150 | 150 | 150 | Y | North | ID | 100% | Q1135 - Group name SCARLET_1135_3 - Max to grid 200 MW - 150 MW battery co-located with 200 MW solar - Waiting for Bellota-Warnerville 230 kV reconductoring, Reconductor Panoche-Padre Flat 230 kV, QC8RAS-08 RAS and possibly other - Max to grid 400 MW
SCARLT_2_SS2SR1 | Fresno | Scarlet Solar 2 PV |  | 0.1 | 0.1 | 2.72 | 14.06 | 50 | 50 | 50 | 50 | 0.75 | 0.1 | 0.1 | N | North | ID | 50 | Q1135 - Group name SCARLET_1135_3 - Max to grid 200 MW - 200 MW solar co-located with 150 MW solar - Waiting for Bellota-Warnerville 230 kV reconductoring, Reconductor Panoche-Padre Flat 230 kV, QC8RAS-08 RAS and possibly other - Max to grid 400 MW - Normal FC
SCARLT_2_SSABT1 | Fresno | Scarlet Solar CA 1A | 10 | 10 | 10 | 10 | 10 | 10 | 10 | 10 | 10 | 10 | 10 | 10 | Y | North | ID | 100% | Q1135 - Group name: SCARLET_1135_1 - Max to grid 100 MW. C8 - Waiting for Bellota-Warnerville 230 kV reconductoring, Reconductor Panoche-Padre Flat 230 kV, QC8RAS-08 RAS and possibly other. - Max to grid 400 MW
SCARLT_2_SSASR1 | Fresno | Scarlet Solar CA 1A PV | 0.1 | 0.1 | 0.01 | 1.36 | 7.03 | 56.7 | 72.97 | 26.72 | 47.51 | 0.38 | 0.1 | 0.1 | N | North | ID | 100% | Q1135 - Group name: SCARLET_1135_1 - Max to grid 100 MW. C8 - Waiting for Bellota-Warnerville 230 kV reconductoring, Reconductor Panoche-Padre Flat 230 kV, QC8RAS-08 RAS and possibly other. - Max to grid 400 MW
SCARLT_2_SSBBT1 | Fresno | Scarlet Solar CA 1B | 30 | 30 | 30 | 30 | 30 | 30 | 30 | 30 | 30 | 30 | 30 | 30 | Y | North | ID | 100% | Q1135 - Group name: SCARLET_1135_2 - Max to grid 100 MW. C8 - Waiting for Bellota-Warnerville 230 kV reconductoring, Reconductor Panoche-Padre Flat 230 kV, QC8RAS-08 RAS and possibly other. - Max to grid 400 MW
SCARLT_2_SSBSR1 | Fresno | Scarlet Solar CA 1B PV | 0.1 | 0.1 | 0.01 | 1.36 | 7.03 | 56.7 | 70 | 26.72 | 47.51 | 0.38 | 0.1 | 0.1 | N | North | ID | 70 | Q1135 - Group name: SCARLET_1135_2 - Max to grid 100 MW. Max 70 MW NQC. C8 - Waiting for Bellota-Warnerville 230 kV reconductoring, Reconductor Panoche-Padre Flat 230 kV, QC8RAS-08 RAS and possibly other. - Max to grid 400 MW
SCEC_1_PDRP05 | LA Basin | SCEC_1_PDRP05 | 0.36 | 0.36 | 0.4 | 0.77 | 1.13 | 1.56 | 1.55 | 1.33 | 1.27 | 0.91 | 0 | 0 | Y | South | FC
SCEC_1_PDRP106 | LA Basin | SCEC_1_PDRP106 |  | 0.25 | 0 | 0.13 | 0.59 | 0.62 | 0 | 0.25 | 0.42 | 0.14 | 0 | 0 | Y | South | FC
SCEC_1_PDRP107 | LA Basin | SCEC_1_PDRP107 | 0.2 | 0 | 0 | 0 | 0.63 | 0.31 | 0.1 | 0.57 | 1.16 | 0.55 | 0 | 0 | Y | South | FC
SCEC_1_PDRP108 | LA Basin | SCEC_1_PDRP108 |  |  |  | 0.11 | 0.53 | 0.49 | 0.56 | 0.5 | 0.67 | 0 | 0 | 0 | Y | South | FC
SCEC_1_PDRP109 | LA Basin | SCEC_1_PDRP109 | JUN: 1.49; JUL: 0.5; AUG: 0; SEP: 0; OCT: 0; NOV: 0; DEC: 0 | Y | South | FC
SCEC_1_PDRP110 | LA Basin | SCEC_1_PDRP110 |  |  |  | 0.11 | 0.78 | 0.56 | 0.23 | 1.83 | 0.27 | 0 | 0 | 0 | Y | South | FC
SCEC_1_PDRP111 | LA Basin | SCEC_1_PDRP111 | 0.55 | 0.57 | 0.14 | 0.67 | 0.51 | 0.6 | 0.55 | 0 | 0.22 | 0.51 | 0 | 0 | Y | South | FC
SCEC_1_PDRP113 | LA Basin | SCEC_1_PDRP113 |  | 0.29 | 0 | 0.11 | 0 | 0.41 | 0.1 | 0 | 0.74 | 0.77 | 0 | 0 | Y | South | FC
SCEC_1_PDRP114 | LA Basin | SCEC_1_PDRP114 |  |  |  |  | 0.11 | 0.58 | 0 | 0 | 0.5 | 0.13 | 0 | 0 | Y | South | FC
SCEC_1_PDRP115 | LA Basin | SCEC_1_PDRP115 |  |  |  |  | 0.13 | 0.21 | 0.55 | 0.53 | 0 | 0.27 | 0 | 0 | Y | South | FC
SCEC_1_PDRP116 | LA Basin | SCEC_1_PDRP116 |  |  |  | 0.53 | 0.53 | 0 | 0 | 0.15 | 0 | 0 | 0 | 0 | Y | South | FC
SCEC_1_PDRP117 | LA Basin | SCEC_1_PDRP117 |  |  |  | 0.11 | 0 | 0 | 0.34 | 0 | 0 | 0.62 | 0 | 0 | Y | South | FC
SCEC_1_PDRP118 | LA Basin | SCEC_1_PDRP118 | 0.55 | 0 | 0.33 | 0.53 | 0.22 | 0.57 | 0.57 | 0.58 | 0 | 0 | 0 | 0 | Y | South | FC
SCEC_1_PDRP119 | LA Basin | SCEC_1_PDRP119 |  |  |  | 0.41 | 0.13 | 0.11 | 0.55 | 0.48 | 0.12 | 0.11 | 0 | 0 | Y | South | FC
SCEC_1_PDRP120 | LA Basin | SCEC_1_PDRP120 | 0.27 | 0 | 0 | 0 | 0.35 | 0.21 | 0.87 | 0 | 0.17 | 0.45 | 0 | 0 | Y | South | FC
SCEC_1_PDRP121 | LA Basin | SCEC_1_PDRP121 | JUN: 3.41; JUL: 0.58; AUG: 1.93; SEP: 1.34; OCT: 0.44; NOV: 0; DEC: 0 | Y | South | FC
SCEC_1_PDRP122 | LA Basin | SCEC_1_PDRP122 |  |  | 0.37 | 0 | 0.8 | 0 | 0 | 0.62 | 0 | 0 | 0 | 0 | Y | South | FC
SCEC_1_PDRP125 | LA Basin | SCEC_1_PDRP125 | JUN: 0.72; JUL: 0.51; AUG: 0.16; SEP: 0.59; OCT: 0.77; NOV: 0; DEC: 0 | Y | South | FC
SCEC_1_PDRP126 | LA Basin | SCEC_1_PDRP126 | 0.59 | 0 | 0.18 | 0.46 | 0 | 0.11 | 0.55 | 0.52 | 0.57 | 0 | 0 | 0 | Y | South | FC
SCEC_1_PDRP127 | LA Basin | SCEC_1_PDRP127 |  | 0.29 | 0 | 0 | 0 | 0.33 | 0 | 0.42 | 0.62 | 0.1 | 0 | 0 | Y | South | FC
SCEC_1_PDRP128 | LA Basin | SCEC_1_PDRP128 |  | 0.14 | 0.12 | 0 | 0.11 | 0 | 0.73 | 0.89 | 0.49 | 0 | 0 | 0 | Y | South | FC
SCEC_1_PDRP129 | LA Basin | SCEC_1_PDRP129 | 0.28 | 0 | 0.13 | 0 | 0.51 | 0.11 | 0.17 | 0 | 0 | 0 | 0 | 0 | Y | South | FC
SCEC_1_PDRP130 | LA Basin | SCEC_1_PDRP130 | 0.15 | 0.35 | 0.11 | 0.15 | 0.11 | 0.1 | 0.57 | 0 | 0 | 0.99 | 0 | 0 | Y | South | FC
SCEC_1_PDRP131 | LA Basin | SCEC_1_PDRP131 |  |  |  |  | 0.41 | 0 | 0 | 0.11 | 0.99 | 0.16 | 0 | 0 | Y | South | FC
SCEC_1_PDRP132 | LA Basin | SCEC_1_PDRP132 |  | 0.3 | 0.4 | 0.54 | 0.14 | 0 | 0.56 | 0 | 0.61 | 0.55 | 0 | 0 | Y | South | FC
SCEC_1_PDRP133 | LA Basin | SCEC_1_PDRP133 |  | 0.14 | 0.12 | 0 | 0.11 | 0.67 | 0.14 | 0 | 0.71 | 0.11 | 0 | 0 | Y | South | FC
SCEC_1_PDRP134 | LA Basin | SCEC_1_PDRP134 |  | 0.25 | 0 | 0 | 0 | 0 | 0 | 0 | 0.31 | 0 | 0 | 0 | Y | South | FC
SCEC_1_PDRP135 | LA Basin | SCEC_1_PDRP135 | 0.32 | 0.29 | 0.14 | 0 | 0.11 | 0.76 | 0.71 | 0.33 | 0.99 | 0.43 | 0 | 0 | Y | South | FC
SCEC_1_PDRP136 | LA Basin | SCEC_1_PDRP136 |  |  | 0.32 | 0.2 | 0 | 0.1 | 0.43 | 0 | 0.43 | 0.49 | 0 | 0 | Y | South | FC
SCEC_1_PDRP137 | LA Basin | SCEC_1_PDRP137 |  |  |  |  | 0.3 | 0.43 | 0.33 | 0.56 | 0.18 | 0.41 | 0 | 0 | Y | South | FC
SCEC_1_PDRP138 | LA Basin | SCEC_1_PDRP138 |  |  | 0.19 | 0 | 0.86 | 0.55 | 0.51 | 0 | 0 | 0 | 0 | 0 | Y | South | FC
SCEC_1_PDRP139 | LA Basin | SCEC_1_PDRP139 |  |  | 0.66 | 0 | 0.44 | 0.63 | 0 | 0.16 | 0 | 0.4 | 0 | 0 | Y | South | FC
SCEC_1_PDRP140 | LA Basin | SCEC_1_PDRP140 | 0.59 | 0 | 0 | 0.42 | 0 | 0.69 | 0 | 0.78 | 0.56 | 0 | 0 | 0 | Y | South | FC
SCEC_1_PDRP141 | LA Basin | SCEC_1_PDRP141 |  | 0.15 | 0 | 0 | 0 | 0.14 | 0.31 | 0.66 | 0.55 | 0.57 | 0 | 0 | Y | South | FC
SCEC_1_PDRP142 | LA Basin | SCEC_1_PDRP142 |  | 0.18 | 0.29 | 0.95 | 0.25 | 0.11 | 0.42 | 0.56 | 0.5 | 0.42 | 0 | 0 | Y | South | FC
SCEC_1_PDRP143 | LA Basin | SCEC_1_PDRP143 |  | 0.58 | 0.14 | 0.63 | 0.48 | 0.35 | 0.32 | 0.61 | 0.63 | 0 | 0 | 0 | Y | South | FC
SCEC_1_PDRP144 | LA Basin | SCEC_1_PDRP144 |  | 0.25 | 0 | 0.82 | 0.15 | 0 | 0 | 0.8 | 0.11 | 0.14 | 0 | 0 | Y | South | FC
SCEC_1_PDRP145 | LA Basin | SCEC_1_PDRP145 | 0.34 | 0 | 0.38 | 0 | 0.41 | 0 | 0 | 0 | 0.43 | 0 | 0 | 0 | Y | South | FC
SCEC_1_PDRP146 | LA Basin | SCEC_1_PDRP146 |  | 0.15 | 0 | 0.39 | 0.26 | 0.7 | 0.61 | 0.7 | 0 | 0 | 0 | 0 | Y | South | FC
SCEC_1_PDRP147 | LA Basin | SCEC_1_PDRP147 |  | 0.19 | 0.12 | 0.57 | 0 | 0 | 0.54 | 0 | 0.19 | 0 | 0 | 0 | Y | South | FC
SCEC_1_PDRP148 | LA Basin | SCEC_1_PDRP148 | 0.57 | 0 | 0.94 | 0.26 | 0.44 | 0.4 | 0.6 | 0.4 | 0 | 0.54 | 0 | 0 | Y | South | FC
SCEC_1_PDRP150 | LA Basin | SCEC_1_PDRP150 | 0.55 | 0.29 | 0 | 0 | 0.51 | 0.23 | 0.4 | 0 | 0.41 | 0 | 0 | 0 | Y | South | FC
SCEC_1_PDRP151 | LA Basin | SCEC_1_PDRP151 |  |  |  | 0.36 | 0 | 0 | 0.86 | 0.11 | 0 | 0.16 | 0 | 0 | Y | South | FC
SCEC_1_PDRP152 | LA Basin | SCEC_1_PDRP152 |  | 0.73 | 0 | 0 | 0.47 | 0.56 | 0 | 0 | 0 | 0 | 0 | 0 | Y | South | FC
SCEC_1_PDRP153 | LA Basin | SCEC_1_PDRP153 |  | 0.29 | 0 | 0 | 0 | 0.55 | 0 | 0.13 | 0 | 0 | 0 | 0 | Y | South | FC
SCEC_1_PDRP154 | LA Basin | SCEC_1_PDRP154 |  |  |  | 0.51 | 0.42 | 0.23 | 0.42 | 0.32 | 0.57 | 0.64 | 0 | 0 | Y | South | FC
SCEC_1_PDRP155 | LA Basin | SCEC_1_PDRP155 |  |  | 0.25 | 0.49 | 0 | 0.18 | 0 | 0.53 | 0 | 0.37 | 0 | 0 | Y | South | FC
SCEC_1_PDRP156 | LA Basin | SCEC_1_PDRP156 |  |  |  | 0.46 | 0.37 | 0.63 | 0.41 | 0 | 0 | 0.99 | 0 | 0 | Y | South | FC
SCEC_1_PDRP157 | LA Basin | SCEC_1_PDRP157 |  |  |  | 0.32 | 0.98 | 0.38 | 0 | 0 | 0 | 0.16 | 0 | 0 | Y | South | FC
SCEC_1_PDRP158 | LA Basin | SCEC_1_PDRP158 |  |  | 0.17 | 0 | 0 | 0.11 | 0 | 0 | 0 | 0 | 0 | 0 | Y | South | FC
SCEC_1_PDRP159 | LA Basin | SCEC_1_PDRP159 | 0.22 | 0 | 0 | 0.37 | 0 | 0.15 | 0.1 | 0.63 | 0.17 | 0 | 0 | 0 | Y | South | FC
SCEC_1_PDRP160 | LA Basin | SCEC_1_PDRP160 |  |  |  |  | 0.56 | 0.27 | 0 | 0.17 | 0 | 0 | 0 | 0 | Y | South | FC
SCEC_1_PDRP161 | LA Basin | SCEC_1_PDRP161 |  |  | 0.11 | 0.35 | 1.01 | 1.52 | 0 | 0 | 0.13 | 0.56 | 0 | 0 | Y | South | FC
SCEC_1_PDRP162 | LA Basin | SCEC_1_PDRP162 |  | 0.19 | 0.25 | 0.4 | 2.53 | 0.61 | 0 | 0 | 1.09 | 0 | 0 | 0 | Y | South | FC
SCEC_1_PDRP163 | LA Basin | SCEC_1_PDRP163 |  |  |  |  | 1.01 | 0.47 | 0.8 | 0.93 | 0.36 | 0 | 0 | 0 | Y | South | FC
SCEC_1_PDRP178 | LA Basin | SCEC_1_PDRP178 |  | 0.11 | 0 | 0 | 0 | 0.49 | 0.36 | 0 | 0 | 0.62 | 0 | 0 | Y | South | FC
SCEC_1_PDRP179 | LA Basin | SCEC_1_PDRP179 |  | 0.29 | 0 | 0.23 | 0 | 0 | 0.42 | 0.15 | 0.99 | 0 | 0 | 0 | Y | South | FC
SCEC_1_PDRP181 | LA Basin | SCEC_1_PDRP181 |  |  | 0.74 | 0.8 | 0.16 | 0 | 0.57 | 0.4 | 0.21 | 0.99 | 0 | 0 | Y | South | FC
SCEC_1_PDRP190 | LA Basin | ESPN_SCEC_1_PDRP190 | 3.26 | 3.26 | 3.57 | 0 | 0 | 0 | 0 | 0 | 0 | 0 | 0 | 0 | Y | South | FC
SCEC_1_PDRP191 | LA Basin | ESPN_SCEC_1_PDRP191 |  |  |  | 7.7 | 5.59 | 3.48 | 3.88 | 3.75 | 0 | 0 | 0 | 0 | Y | South | FC
SCEC_1_PDRP193 | LA Basin | ESPN_SCEC_1_PDRP193 |  |  |  | 5.13 | 6.12 | 3.8 | 4.25 | 4.11 | 6.97 | 4.94 | 0 | 0 | Y | South | FC
SCEC_1_PDRP195 | LA Basin | VLTS_PDR_SCEC_D | JUL: 0.11; AUG: 0; SEP: 0; OCT: 0; NOV: 0; DEC: 0 | Y | South | FC
SCEC_1_PDRP31 | LA Basin | SCEC_1_PDRP31 |  |  |  |  | 1.9 | 4.47 | 4.6 | 4.31 | 4.31 | 3.5 | 0 | 0 | Y | South | FC
SCEC_1_PDRP42 | LA Basin | SCEC_1_PDRP42 | AUG: 5; SEP: 0; OCT: 0; NOV: 0; DEC: 0 | Y | South | FC
SCEC_1_PDRP99 | LA Basin | SCEC_1_PDRP99 | JUL: 0.2; AUG: 0.42; SEP: 0.48; OCT: 0.15; NOV: 0; DEC: 0 | Y | South | FC
SCEN_6_PDRP01 | Big Creek-Ventura | SCEN_6_PDRP01 | 0.26 | 0.26 | 0.28 | 0.54 | 0.79 | 1.1 | 1.03 | 0.72 | 0.51 | 0.28 | 0 | 0 | Y | South | FC
SCEN_6_PDRP02 | Big Creek-Ventura | SCEN_6_PDRP02 | 0.25 | 0.25 | 0.28 | 0.54 | 0.79 | 1.09 | 1.22 | 1.22 | 1.22 | 0.28 | 0 | 0 | Y | South | FC
SCEN_6_PDRP101 | Big Creek-Ventura | SCEN_6_PDRP101 |  |  |  | 0.6 | 0 | 0.1 | 0.24 | 0.28 | 0 | 0 | 0 | 0 | Y | South | FC
SCEN_6_PDRP104 | Big Creek-Ventura | ESPN_SCEN_6_PDRP104 |  |  |  | 0.19 | 1.11 | 0.68 | 0.77 | 0.74 | 0.57 | 0.11 | 0 | 0 | Y | South | FC
SCEN_6_PDRP105 | Big Creek-Ventura | SCEN_6_PDRP105 |  | 0.58 | 0 | 0 | 0 | 0 | 0.53 | 0 | 0 | 0 | 0 | 0 | Y | South | FC
SCEN_6_PDRP106 | Big Creek-Ventura | SCEN_6_PDRP106 |  | 0.15 | 0.38 | 0.95 | 0.11 | 0 | 0.22 | 0 | 0.54 | 0 | 0 | 0 | Y | South | FC
SCEN_6_PDRP109 | Big Creek-Ventura | VLTS_PDR_SCEN_D | JUL: 0.11; AUG: 0; SEP: 0; OCT: 0; NOV: 0; DEC: 0 | Y | South | FC
SCEN_6_PDRP56 | Big Creek-Ventura | SCEN_6_PDRP56 | JUL: 0.2; AUG: 0.51; SEP: 0.72; OCT: 0.93; NOV: 0; DEC: 0 | Y | South | FC
SCEN_6_PDRP58 | Big Creek-Ventura | SCEN_6_PDRP58 |  | 0.12 | 0 | 0.82 | 0.11 | 0 | 0.37 | 0.61 | 0 | 0 | 0 | 0 | Y | South | FC
SCEN_6_PDRP59 | Big Creek-Ventura | SCEN_6_PDRP59 |  |  |  |  | 1.03 | 0.66 | 0.6 | 0 | 0.22 | 0 | 0 | 0 | Y | South | FC
SCEN_6_PDRP60 | Big Creek-Ventura | SCEN_6_PDRP60 |  |  | 0.53 | 0 | 0 | 0.26 | 0 | 0 | 0.59 | 0.51 | 0 | 0 | Y | South | FC
SCEN_6_PDRP61 | Big Creek-Ventura | SCEN_6_PDRP61 |  |  |  |  | 0.5 | 0.57 | 0 | 0 | 0 | 0.5 | 0 | 0 | Y | South | FC
SCEN_6_PDRP62 | Big Creek-Ventura | SCEN_6_PDRP62 |  | 0.13 | 0 | 0.28 | 0.25 | 0.62 | 0.28 | 0.1 | 0.11 | 0 | 0 | 0 | Y | South | FC
SCEN_6_PDRP63 | Big Creek-Ventura | SCEN_6_PDRP63 |  | 0.12 | 0 | 0 | 0 | 0.18 | 0.56 | 0 | 0.38 | 0.45 | 0 | 0 | Y | South | FC
SCEN_6_PDRP64 | Big Creek-Ventura | SCEN_6_PDRP64 |  | 0.51 | 0 | 0 | 0 | 1.09 | 0.58 | 0 | 0.36 | 0.14 | 0 | 0 | Y | South | FC
SCEN_6_PDRP65 | Big Creek-Ventura | SCEN_6_PDRP65 |  |  | 0.11 | 0 | 0.51 | 0.54 | 0.22 | 0 | 0 | 0.5 | 0 | 0 | Y | South | FC
SCEN_6_PDRP66 | Big Creek-Ventura | SCEN_6_PDRP66 |  |  |  | 0.58 | 0.5 | 0.13 | 0.1 | 0.64 | 0 | 0.13 | 0 | 0 | Y | South | FC
SCEN_6_PDRP76 | Big Creek-Ventura | SCEN_6_PDRP76 |  |  | 0.12 | 0.27 | 0 | 0.73 | 0.49 | 0 | 0.55 | 0.1 | 0 | 0 | Y | South | FC
SCEN_6_PDRP80 | Big Creek-Ventura | SCEN_6_PDRP80 | 0.56 | 0 | 0 | 0 | 0 | 0.24 | 0 | 0.57 | 0 | 0 | 0 | 0 | Y | South | FC
SCEN_6_PDRP81 | Big Creek-Ventura | SCEN_6_PDRP81 | 0.56 | 0 | 0 | 0.15 | 0 | 0 | 0.44 | 0.22 | 0.5 | 0 | 0 | 0 | Y | South | FC
SCEN_6_PDRP84 | Big Creek-Ventura | SCEN_6_PDRP84 |  | 0.51 | 0 | 0.11 | 0 | 0.48 | 0 | 0.66 | 0 | 0.48 | 0 | 0 | Y | South | FC
SCEN_6_PDRP85 | Big Creek-Ventura | SCEN_6_PDRP85 |  |  |  |  | 0.5 | 0 | 0 | 0.44 | 0 | 0 | 0 | 0 | Y | South | FC
SCEN_6_PDRP86 | Big Creek-Ventura | SCEN_6_PDRP86 |  | 0.3 | 0.27 | 0 | 0 | 0 | 0.26 | 0.28 | 0 | 0 | 0 | 0 | Y | South | FC
SCEN_6_PDRP87 | Big Creek-Ventura | SCEN_6_PDRP87 | 0.28 | 0.29 | 0 | 0 | 0.14 | 0 | 0.55 | 0.11 | 0.59 | 0 | 0 | 0 | Y | South | FC
SCEN_6_PDRP88 | Big Creek-Ventura | SCEN_6_PDRP88 | 0.14 | 0 | 0 | 0 | 0.12 | 0.28 | 0.32 | 0 | 0 | 0.52 | 0 | 0 | Y | South | FC
SCEN_6_PDRP89 | Big Creek-Ventura | SCEN_6_PDRP89 |  | 0.13 | 0.16 | 0.11 | 0.11 | 0.22 | 0 | 0.23 | 0 | 0 | 0 | 0 | Y | South | FC
SCEN_6_PDRP91 | Big Creek-Ventura | SCEN_6_PDRP91 |  | 0.19 | 0 | 0 | 0 | 0.48 | 0 | 0.28 | 0.36 | 0.1 | 0 | 0 | Y | South | FC
SCEN_6_PDRP93 | Big Creek-Ventura | SCEN_6_PDRP93 | JUN: 0.52; JUL: 0.46; AUG: 0.14; SEP: 0.51; OCT: 0.16; NOV: 0; DEC: 0 | Y | South | FC
SCEN_6_PDRP94 | Big Creek-Ventura | SCEN_6_PDRP94 | 0.6 | 0 | 0 | 0.15 | 0 | 0.77 | 0 | 0.5 | 0.62 | 0.17 | 0 | 0 | Y | South | FC
SCEN_6_PDRP95 | Big Creek-Ventura | SCEN_6_PDRP95 |  |  | 0.21 | 0 | 0 | 0 | 0 | 0.51 | 0.58 | 0.58 | 0 | 0 | Y | South | FC
SCEN_6_PDRP96 | Big Creek-Ventura | SCEN_6_PDRP96 |  | 0.61 | 0 | 0 | 0.4 | 0 | 0.48 | 0.65 | 0.61 | 0 | 0 | 0 | Y | South | FC
SCEN_6_PDRP97 | Big Creek-Ventura | SCEN_6_PDRP97 |  |  |  | 0.12 | 0 | 0.99 | 0 | 0.64 | 0.52 | 0.56 | 0 | 0 | Y | South | FC
SCEN_6_PDRP98 | Big Creek-Ventura | SCEN_6_PDRP98 | 0.1 | 0 | 0 | 0.48 | 0 | 0 | 0 | 0.74 | 0.18 | 0.58 | 0 | 0 | Y | South | FC
SCEW_2_PDRP106 | LA Basin | SCEW_2_PDRP106 |  | 0.12 | 0 | 0.19 | 0.53 | 0.3 | 0.1 | 0.11 | 0 | 0 | 0 | 0 | Y | South | FC
SCEW_2_PDRP107 | LA Basin | SCEW_2_PDRP107 | 0.1 | 0 | 0.16 | 0.16 | 0.29 | 0.1 | 0.56 | 0.65 | 0 | 0 | 0 | 0 | Y | South | FC
SCEW_2_PDRP108 | LA Basin | SCEW_2_PDRP108 | 0.56 | 0 | 0.24 | 0.12 | 0.53 | 0.13 | 0.56 | 0 | 0.17 | 0 | 0 | 0 | Y | South | FC
SCEW_2_PDRP109 | LA Basin | SCEW_2_PDRP109 | 0.56 | 0.29 | 0.11 | 0.3 | 0.22 | 0 | 0.53 | 0.82 | 0 | 0.63 | 0 | 0 | Y | South | FC
SCEW_2_PDRP110 | LA Basin | SCEW_2_PDRP110 | 0.36 | 0.51 | 0 | 0.22 | 0.16 | 0.23 | 0.12 | 0.99 | 0.2 | 0 | 0 | 0 | Y | South | FC
SCEW_2_PDRP111 | LA Basin | SCEW_2_PDRP111 | 0.28 | 0.15 | 0.55 | 0.3 | 0.11 | 0.61 | 0 | 0.55 | 0.58 | 0 | 0 | 0 | Y | South | FC
SCEW_2_PDRP112 | LA Basin | SCEW_2_PDRP112 | 0.1 | 0 | 0.11 | 0 | 0.34 | 0.36 | 0.25 | 0 | 0.99 | 0.79 | 0 | 0 | Y | South | FC
SCEW_2_PDRP116 | LA Basin | SCEW_2_PDRP116 |  | 0.29 | 0.22 | 0.12 | 0.13 | 0.99 | 0.21 | 0.14 | 0.62 | 0.42 | 0 | 0 | Y | South | FC
SCEW_2_PDRP117 | LA Basin | SCEW_2_PDRP117 |  | 0.22 | 0.11 | 0.18 | 0.51 | 0.56 | 0.56 | 0.22 | 0.56 | 0 | 0 | 0 | Y | South | FC
SCEW_2_PDRP118 | LA Basin | SCEW_2_PDRP118 |  | 0.15 | 0.45 | 0 | 0.44 | 0.31 | 0.16 | 0.83 | 0 | 0.99 | 0 | 0 | Y | South | FC
SCEW_2_PDRP119 | LA Basin | SCEW_2_PDRP119 |  | 0.11 | 0.22 | 0.11 | 0.13 | 0.21 | 0 | 0.25 | 0.11 | 0 | 0 | 0 | Y | South | FC
SCEW_2_PDRP120 | LA Basin | SCEW_2_PDRP120 |  |  |  | 0.34 | 0.61 | 0.13 | 0.6 | 0 | 0.17 | 0.59 | 0 | 0 | Y | South | FC
SCEW_2_PDRP121 | LA Basin | SCEW_2_PDRP121 | 0.52 | 0 | 0 | 0.43 | 0.36 | 0.44 | 0 | 0.26 | 0.19 | 0 | 0 | 0 | Y | South | FC
SCEW_2_PDRP122 | LA Basin | SCEW_2_PDRP122 | 0.22 | 0 | 0 | 0 | 0.51 | 0.15 | 1.06 | 0.12 | 0.59 | 0.15 | 0 | 0 | Y | South | FC
SCEW_2_PDRP123 | LA Basin | SCEW_2_PDRP123 |  |  |  | 0.12 | 0.15 | 0 | 0.59 | 0 | 1.36 | 0.71 | 0 | 0 | Y | South | FC
SCEW_2_PDRP124 | LA Basin | SCEW_2_PDRP124 |  |  | 0.12 | 0 | 0.44 | 0.48 | 0 | 0.22 | 0.99 | 0 | 0 | 0 | Y | South | FC
SCEW_2_PDRP125 | LA Basin | SCEW_2_PDRP125 |  | 0.3 | 0 | 0.29 | 0.13 | 0.56 | 0.57 | 0.1 | 0.29 | 0 | 0 | 0 | Y | South | FC
SCEW_2_PDRP130 | LA Basin | SCEW_2_PDRP130 |  |  |  | 0.15 | 0.4 | 0.62 | 0 | 0.16 | 0.12 | 0 | 0 | 0 | Y | South | FC
SCEW_2_PDRP131 | LA Basin | SCEW_2_PDRP131 |  | 0.35 | 0.11 | 0.12 | 0.44 | 0.92 | 0.71 | 0.69 | 0 | 0.58 | 0 | 0 | Y | South | FC
SCEW_2_PDRP133 | LA Basin | SCEW_2_PDRP133 |  | 0.3 | 0 | 0.11 | 0 | 0.1 | 0.22 | 0.11 | 0 | 0 | 0 | 0 | Y | South | FC
SCEW_2_PDRP141 | LA Basin | SCEW_2_PDRP141 |  | 0.12 | 0 | 0 | 0 | 0 | 0.17 | 0.3 | 0.15 | 0 | 0 | 0 | Y | South | FC
SCEW_2_PDRP172 | LA Basin | SCEW_2_PDRP172 |  | 0.11 | 0.11 | 0.23 | 0.53 | 0.57 | 0 | 0 | 0.39 | 0.12 | 0 | 0 | Y | South | FC
SCEW_2_PDRP173 | LA Basin | SCEW_2_PDRP173 | 0.48 | 0.25 | 0.14 | 0 | 0.28 | 0.21 | 0 | 0.56 | 0.26 | 0.15 | 0 | 0 | Y | South | FC
SCEW_2_PDRP174 | LA Basin | SCEW_2_PDRP174 |  | 0.16 | 0.42 | 0.21 | 0.17 | 0 | 0.45 | 0.37 | 0.17 | 0.36 | 0 | 0 | Y | South | FC
SCEW_2_PDRP183 | LA Basin | ESPN_SCEW_2_PDRP183 |  |  |  | 0.53 | 1.09 | 0.68 | 0.77 | 0.74 | 1.81 | 0.11 | 0 | 0 | Y | South | FC
SCEW_2_PDRP186 | LA Basin | VLTS_PDR_SCEW_D | JUL: 0.11; AUG: 0; SEP: 0; OCT: 0; NOV: 0; DEC: 0 | Y | South | FC
SCEW_2_PDRP20 | LA Basin | SCEW_2_PDRP20 |  |  |  |  | 0.8 | 2.68 | 4.9 | 4.9 | 4.9 | 1.9 | 0 | 0 | Y | South | FC
SCEW_2_PDRP39 | LA Basin | SCEW_2_PDRP39 | 3.17 | 2.95 | 2.34 | 3.5 | 4.26 | 1 | 2.71 | 3.7 | 4.2 | 3.38 | 0 | 0 | Y | South | FC
SCEW_2_PDRP83 | LA Basin | SCEW_2_PDRP83 | JUL: 0.19; AUG: 0.6; SEP: 0.6; OCT: 1.2; NOV: 0; DEC: 0 | Y | South | FC
SCHD_1_PDRP04 | CAISO System | SCHD_1_PDRP04 |  |  | 0.4 | 0.5 | 0 | 0 | 0 | 0 | 0 | 0 | 0 | 0 | Y | South | FC
SCHD_1_PDRP12 | CAISO System | SCHD_1_PDRP12 |  |  |  |  | 0.1 | 0.1 | 1.3 | 1 | 0.21 | 0.9 | 0 | 0 | Y | South | FC
SCHD_1_PDRP40 | CAISO System | SCHD_1_PDRP40 | SEP: 0.1; OCT: 0.1; NOV: 0; DEC: 0 | Y | South | FC
SCHD_1_PDRP41 | CAISO System | SCHD_1_PDRP41 |  |  |  |  | 0.11 | 0.22 | 0.46 | 0 | 0.13 | 0.39 | 0 | 0 | Y | South | FC
SCHD_1_PDRP42 | CAISO System | SCHD_1_PDRP42 |  |  | 0.12 | 0 | 0.11 | 0.43 | 0.16 | 0 | 0.45 | 0 | 0 | 0 | Y | South | FC
SCHD_1_PDRP43 | CAISO System | SCHD_1_PDRP43 | JUN: 0.19; JUL: 0; AUG: 0.12; SEP: 0; OCT: 0.16; NOV: 0; DEC: 0 | Y | South | FC
SCHD_1_PDRP44 | CAISO System | SCHD_1_PDRP44 | 0.1 | 0 | 0.57 | 0.16 | 0 | 0 | 0 | 0.43 | 0.11 | 0.11 | 0 | 0 | Y | South | FC
SCHD_1_PDRP48 | CAISO System | SCHD_1_PDRP48 |  | 0.2 | 0 | 0 | 0.15 | 0 | 0.14 | 0.1 | 0 | 0 | 0 | 0 | Y | South | FC
SCHD_1_PDRP58 | CAISO System | ESPN_SCHD_1_PDRP58 | SEP: 0.41; OCT: 0.11; NOV: 0; DEC: 0 | Y | South | FC
SCHD_1_PDRP61 | CAISO System | SCHD_1_PDRP61 | JUN: 0.11; JUL: 0; AUG: 0.16; SEP: 0.23; OCT: 0; NOV: 0; DEC: 0 | Y | South | FC
SCHD_1_PDRP62 | CAISO System | SCHD_1_PDRP62 | 0.26 | 0.13 | 0 | 0 | 0.33 | 0.1 | 0.12 | 0.21 | 0.12 | 0.1 | 0 | 0 | Y | South | FC
SCHD_1_PDRP63 | CAISO System | SCHD_1_PDRP63 |  |  | 0.14 | 0.11 | 0 | 0.15 | 0.13 | 0.28 | 0 | 0 | 0 | 0 | Y | South | FC
SCHD_1_PDRP64 | CAISO System | SCHD_1_PDRP64 |  |  |  | 0.11 | 0.11 | 0.15 | 0.1 | 0.11 | 0.13 | 0.11 | 0 | 0 | Y | South | FC
SCHD_1_PDRP70 | CAISO System | VLTS_PDR_SCHD_D | JUL: 0.11; AUG: 0; SEP: 0; OCT: 0; NOV: 0; DEC: 0 | Y | South | FC
SCHLTE_1_PL1X3 | Stockton | Tracy Combined Cycle Power Plant | 336.04 | 336.04 | 336.04 | 336.04 | 336.04 | 336.04 | 336.04 | 336.04 | 336.04 | 336.04 | 336.04 | 336.04 | Y | North | FC
SCHNDR_1_FIVPTS | Fresno | Five Points Solar Station | 0.1 | 0.1 | 0.1 | 0.2 | 0.79 | 5.75 | 8.99 | 3.01 | 6.01 | 0.1 | 0.1 | 0.1 | N | North | FC
SCHNDR_1_WSTSDE | Fresno | Westside Solar Station | 0.1 | 0.1 | 0.1 | 0.2 | 0.79 | 5.75 | 8.99 | 3.01 | 6.01 | 0.1 | 0.1 | 0.1 | N | North | FC
SCLD_1_PDRP05 | CAISO System | SCLD_1_PDRP05 |  |  | 0.4 | 0.5 | 0 | 0 | 0 | 0 | 0 | 0 | 0 | 0 | Y | South | FC
SCLD_1_PDRP06 | CAISO System | SCLD_1_PDRP06 |  |  |  |  | 0.1 | 0.1 | 1.3 | 0.1 | 0.1 | 0 | 0 | 0 | Y | South | FC
SCLD_1_PDRP11 | CAISO System | SCLD_1_PDRP11 | SEP: 0.1; OCT: 0.15; NOV: 0; DEC: 0 | Y | South | FC
SCNW_6_PDRP07 | Big Creek-Ventura | SCNW_6_PDRP07 |  |  |  |  | 0.1 | 1.35 | 1.4 | 1.31 | 1.9 | 1.5 | 0 | 0 | Y | South | FC
SCNW_6_PDRP12 | Big Creek-Ventura | SCNW_6_PDRP12 | 1.19 | 1.53 | 1.25 | 0.96 | 0.54 | 0.89 | 2.14 | 0.2 | 0.2 | 2.07 | 0 | 0 | Y | South | FC
SCNW_6_PDRP39 | Big Creek-Ventura | SCNW_6_PDRP39 | OCT: 0.12; NOV: 0; DEC: 0 | Y | South | FC
SCNW_6_PDRP40 | Big Creek-Ventura | SCNW_6_PDRP40 | JUN: 0.14; JUL: 0.13; AUG: 0.16; SEP: 0.13; OCT: 0; NOV: 0; DEC: 0 | Y | South | FC
SCNW_6_PDRP41 | Big Creek-Ventura | SCNW_6_PDRP41 |  |  | 0.15 | 0 | 0 | 0 | 0 | 0.51 | 0 | 0.52 | 0 | 0 | Y | South | FC
SCNW_6_PDRP42 | Big Creek-Ventura | SCNW_6_PDRP42 | 0.15 | 0 | 0.11 | 0.11 | 0.16 | 0.26 | 0 | 0.19 | 0 | 0.12 | 0 | 0 | Y | South | FC
SCNW_6_PDRP43 | Big Creek-Ventura | SCNW_6_PDRP43 |  |  |  | 0.16 | 0 | 0.11 | 0 | 0.47 | 0 | 0 | 0 | 0 | Y | South | FC
SCNW_6_PDRP44 | Big Creek-Ventura | SCNW_6_PDRP44 | 0.17 | 0 | 0.11 | 0 | 0.14 | 0 | 0.51 | 0 | 0.32 | 0.28 | 0 | 0 | Y | South | FC
SCNW_6_PDRP45 | Big Creek-Ventura | SCNW_6_PDRP45 |  |  |  |  | 0.11 | 0 | 0.52 | 0 | 0.62 | 0 | 0 | 0 | Y | South | FC
SCNW_6_PDRP46 | Big Creek-Ventura | SCNW_6_PDRP46 |  |  | 0.14 | 0.14 | 0 | 0.11 | 0.19 | 0 | 0 | 0.23 | 0 | 0 | Y | South | FC
SCNW_6_PDRP47 | Big Creek-Ventura | SCNW_6_PDRP47 | 0.11 | 0 | 0 | 0 | 0.45 | 0.16 | 0 | 0 | 0 | 0.14 | 0 | 0 | Y | South | FC
SCNW_6_PDRP48 | Big Creek-Ventura | SCNW_6_PDRP48 |  | 0.2 | 0 | 0 | 0 | 0.6 | 0.13 | 0 | 0.21 | 0.13 | 0 | 0 | Y | South | FC
SCNW_6_PDRP49 | Big Creek-Ventura | SCNW_6_PDRP49 | 0.12 | 0.12 | 0.11 | 0.13 | 0.5 | 0.23 | 0 | 0 | 0.56 | 0 | 0 | 0 | Y | South | FC
SCNW_6_PDRP50 | Big Creek-Ventura | SCNW_6_PDRP50 |  | 0.12 | 0 | 0.15 | 0.18 | 0 | 0.28 | 0 | 0.25 | 0 | 0 | 0 | Y | South | FC
SCNW_6_PDRP51 | Big Creek-Ventura | SCNW_6_PDRP51 |  | 0.12 | 0.16 | 0.25 | 0.13 | 0.1 | 0 | 0 | 0 | 0 | 0 | 0 | Y | South | FC
SCNW_6_PDRP53 | Big Creek-Ventura | SCNW_6_PDRP53 | AUG: 0.12; SEP: 0; OCT: 0; NOV: 0; DEC: 0 | Y | South | FC
SCNW_6_PDRP54 | Big Creek-Ventura | SCNW_6_PDRP54 | JUN: 0.13; JUL: 0.15; AUG: 0; SEP: 0; OCT: 0; NOV: 0; DEC: 0 | Y | South | FC
SCNW_6_PDRP55 | Big Creek-Ventura | SCNW_6_PDRP55 | AUG: 0.26; SEP: 0; OCT: 0; NOV: 0; DEC: 0 | Y | South | FC
SCNW_6_PDRP56 | Big Creek-Ventura | SCNW_6_PDRP56 | AUG: 0.12; SEP: 0.22; OCT: 0.11; NOV: 0; DEC: 0 | Y | South | FC
SCNW_6_PDRP59 | Big Creek-Ventura | VLTS_PDR_SCNW_1 | JUL: 0.11; AUG: 0; SEP: 0; OCT: 0; NOV: 0; DEC: 0 | Y | South | FC
SCNW_6_PDRP62 | Big Creek-Ventura | SCNW_6_PDRP62 | AUG: 0.16; SEP: 0; OCT: 0; NOV: 0; DEC: 0 | Y | South | FC
SCNW_6_PDRP63 | Big Creek-Ventura | SCNW_6_PDRP63 | JUN: 0.55; JUL: 0.57; AUG: 0; SEP: 0.6; OCT: 0; NOV: 0; DEC: 0 | Y | South | FC
SCNW_6_PDRP65 | Big Creek-Ventura | SCNW_6_PDRP65 | JUN: 0.32; JUL: 0.32; AUG: 0; SEP: 0; OCT: 0; NOV: 0; DEC: 0 | Y | South | FC
SCNW_6_PDRP67 | Big Creek-Ventura | ESPN_SCNW_6_PDRP67 |  |  |  | 1.63 | 1.94 | 1.21 | 1.35 | 1.3 | 1.29 | 0 | 0 | 0 | Y | South | FC
SDG1_1_PDRP04 | San Diego-IV | SDG1_1_PDRP04 | 1.15 | 1.2 | 1.12 | 1.37 | 2.35 | 3 | 4.8 | 4.17 | 3.49 | 3.89 | 0 | 0 | Y | South | FC
SDG1_1_PDRP05 | San Diego-IV | SDG1_1_PDRP05 | 1.19 | 1.21 | 1.29 | 1.9 | 2.34 | 3.41 | 4.8 | 4.4 | 4 | 3.46 | 0 | 0 | Y | South | FC
SDG1_1_PDRP06 | San Diego-IV | SDG1_1_PDRP06 | AUG: 2.5; SEP: 0; OCT: 0; NOV: 0; DEC: 0 | Y | South | FC
SDG1_1_PDRP100 | San Diego-IV | SDG1_1_PDRP100 | 0.11 | 0 | 0.24 | 0.19 | 0.52 | 0.61 | 0 | 0.26 | 0.14 | 0.14 | 0 | 0 | Y | South | FC
SDG1_1_PDRP101 | San Diego-IV | SDG1_1_PDRP101 |  |  | 0.29 | 0 | 0 | 0.36 | 0.25 | 0 | 0.43 | 0.17 | 0 | 0 | Y | South | FC
SDG1_1_PDRP102 | San Diego-IV | SDG1_1_PDRP102 | 0.12 | 0.15 | 0.1 | 0.13 | 0.11 | 0.13 | 0 | 0 | 0.99 | 0.32 | 0 | 0 | Y | South | FC
SDG1_1_PDRP103 | San Diego-IV | SDG1_1_PDRP103 |  | 0.17 | 0 | 0.55 | 0.55 | 0.6 | 0.56 | 0.32 | 0.29 | 0.32 | 0 | 0 | Y | South | FC
SDG1_1_PDRP104 | San Diego-IV | SDG1_1_PDRP104 |  |  |  | 0.21 | 0.56 | 0.26 | 1.7 | 0 | 0.3 | 0 | 0 | 0 | Y | South | FC
SDG1_1_PDRP105 | San Diego-IV | SDG1_1_PDRP105 |  |  | 0.13 | 0.1 | 0.11 | 0.12 | 0.32 | 0.64 | 0.13 | 0 | 0 | 0 | Y | South | FC
SDG1_1_PDRP111 | San Diego-IV | SDG1_1_PDRP111 |  | 0.14 | 0.2 | 0.16 | 0 | 0.13 | 0.35 | 0 | 0.99 | 0 | 0 | 0 | Y | South | FC
SDG1_1_PDRP113 | San Diego-IV | SDG1_1_PDRP113 | 0.17 | 0.12 | 0.13 | 0.17 | 0.13 | 0.48 | 0 | 0.54 | 0.69 | 0.2 | 0 | 0 | Y | South | FC
SDG1_1_PDRP114 | San Diego-IV | SDG1_1_PDRP114 |  |  |  |  | 0.52 | 0.59 | 0.55 | 0.65 | 0 | 0.1 | 0 | 0 | Y | South | FC
SDG1_1_PDRP117 | San Diego-IV | SDG1_1_PDRP117 |  | 0.13 | 0.1 | 0.32 | 0.16 | 0.15 | 0.14 | 0.1 | 0.17 | 0.13 | 0 | 0 | Y | South | FC
SDG1_1_PDRP118 | San Diego-IV | SDG1_1_PDRP118 |  |  |  | 0.19 | 0.28 | 0.57 | 0.56 | 0.3 | 0.13 | 0 | 0 | 0 | Y | South | FC
SDG1_1_PDRP119 | San Diego-IV | SDG1_1_PDRP119 |  | 0.19 | 0.16 | 0.1 | 0.73 | 0.15 | 0.15 | 0.12 | 0.12 | 0 | 0 | 0 | Y | South | FC
SDG1_1_PDRP120 | San Diego-IV | SDG1_1_PDRP120 | JUN: 0.36; JUL: 0.52; AUG: 0; SEP: 0; OCT: 0.17; NOV: 0; DEC: 0 | Y | South | FC
SDG1_1_PDRP121 | San Diego-IV | SDG1_1_PDRP121 |  |  |  | 0.17 | 0.15 | 0.55 | 0.22 | 0.56 | 0.15 | 0.12 | 0 | 0 | Y | South | FC
SDG1_1_PDRP122 | San Diego-IV | SDG1_1_PDRP122 | JUN: 0.1; JUL: 0.12; AUG: 0.81; SEP: 0.13; OCT: 0; NOV: 0; DEC: 0 | Y | South | FC
SDG1_1_PDRP123 | San Diego-IV | SDG1_1_PDRP123 | JUN: 0.34; JUL: 0.18; AUG: 0.22; SEP: 0; OCT: 0; NOV: 0; DEC: 0 | Y | South | FC
SDG1_1_PDRP71 | San Diego-IV | SDG1_1_PDRP71 | AUG: 0.23; SEP: 0.54; OCT: 0.58; NOV: 0; DEC: 0 | Y | South | FC
SDG1_1_PDRP84 | San Diego-IV | SDG1_1_PDRP84 | 0.15 | 0 | 0.14 | 0.12 | 0.16 | 0.21 | 0.55 | 0.24 | 0.6 | 0.5 | 0 | 0 | Y | South | FC
SDG1_1_PDRP85 | San Diego-IV | SDG1_1_PDRP85 |  |  |  |  | 0.44 | 0.26 | 0.31 | 0.17 | 0.25 | 0 | 0 | 0 | Y | South | FC
SDG1_1_PDRP86 | San Diego-IV | SDG1_1_PDRP86 |  |  |  | 0.28 | 0.26 | 0.62 | 0.11 | 0 | 0.13 | 0 | 0 | 0 | Y | South | FC
SDG1_1_PDRP88 | San Diego-IV | SDG1_1_PDRP88 |  |  | 0.22 | 0 | 0.42 | 0.68 | 0.11 | 0.48 | 0 | 0 | 0 | 0 | Y | South | FC
SDG1_1_PDRP89 | San Diego-IV | SDG1_1_PDRP89 | JUN: 0.2; JUL: 0; AUG: 0.23; SEP: 0; OCT: 0.1; NOV: 0; DEC: 0 | Y | South | FC
SDG1_1_PDRP91 | San Diego-IV | SDG1_1_PDRP91 |  |  |  | 0.3 | 0 | 0 | 0.58 | 0 | 0.31 | 0 | 0 | 0 | Y | South | FC
SDG1_1_PDRP96 | San Diego-IV | SDG1_1_PDRP96 |  |  | 0.11 | 0.14 | 0.73 | 0.24 | 0 | 0.18 | 0.2 | 0.61 | 0 | 0 | Y | South | FC
SDG1_1_PDRP97 | San Diego-IV | SDG1_1_PDRP97 |  |  | 0.1 | 0.1 | 0.19 | 0.11 | 0 | 0 | 0.57 | 0 | 0 | 0 | Y | South | FC
SDG1_1_PDRP98 | San Diego-IV | SDG1_1_PDRP98 |  |  | 0.84 | 0.7 | 0.18 | 0.11 | 0.13 | 0.67 | 0.36 | 0.45 | 0 | 0 | Y | South | FC
SDG1_1_PDRP99 | San Diego-IV | SDG1_1_PDRP99 | 0.56 | 0.15 | 0.96 | 0 | 0.17 | 0.56 | 0 | 0 | 0 | 0.16 | 0 | 0 | Y | South | FC
SEARLS_1_TS3SR1 | CAISO System | Trona Solar III | 0 | 0 | 0 | 0 | 0 | 0 | 0 | 0 | 0 | 0 | 0 | 0 | N | South | EO
SEARLS_7_ARGUS | CAISO System | Argus Cogeneration | 2.96 | 4.09 | 3.42 | 3.16 | 2.23 | 2.88 | 2.6 | 2.63 | 1.88 | 2.15 | 1.95 | 2.09 | N | South | FC
SEAWND_2_AMWWD1 | LA Basin | Alta Mesa Wind | JUN: 18.57; JUL: 15.41; AUG: 13.08; SEP: 11.4; OCT: 9.66; NOV: 8.02; DEC: 8.47 | N | South | FC
SEGS_1_SR2SL2 | CAISO System | Sunray 2 | 0.1 | 0.1 | 0.1 | 0.1 | 0.64 | 8.5 | 13.46 | 4.06 | 7.79 | 0.1 | 0.1 | 0.1 | N | South | FC
SENTNL_2_CTG1 | LA Basin | Sentinel Unit 1 | 107.68 | 107.68 | 107.68 | 107.68 | 107.68 | 107.68 | 107.68 | 107.68 | 107.68 | 107.68 | 107.68 | 107.68 | Y | South | FC
SENTNL_2_CTG2 | LA Basin | Sentinel Unit 2 | 103.98 | 103.98 | 103.98 | 103.98 | 103.98 | 103.98 | 103.98 | 103.98 | 103.98 | 103.98 | 103.98 | 103.98 | Y | South | FC
SENTNL_2_CTG3 | LA Basin | Sentinel Unit 3 | 105.69 | 105.69 | 105.69 | 105.69 | 105.69 | 105.69 | 105.69 | 105.69 | 105.69 | 105.69 | 105.69 | 105.69 | Y | South | FC
SENTNL_2_CTG4 | LA Basin | Sentinel Unit 4 | 106.55 | 106.55 | 106.55 | 106.55 | 106.55 | 106.55 | 106.55 | 106.55 | 106.55 | 106.55 | 106.55 | 106.55 | Y | South | FC
SENTNL_2_CTG5 | LA Basin | Sentinel Unit 5 | 107.52 | 107.52 | 107.52 | 107.52 | 107.52 | 107.52 | 107.52 | 107.52 | 107.52 | 107.52 | 107.52 | 107.52 | Y | South | FC
SENTNL_2_CTG6 | LA Basin | Sentinel Unit 6 | 105 | 105 | 105 | 105 | 105 | 105 | 105 | 105 | 105 | 105 | 105 | 105 | Y | South | FC
SENTNL_2_CTG7 | LA Basin | Sentinel Unit 7 | 106.73 | 106.73 | 106.73 | 106.73 | 106.73 | 106.73 | 106.73 | 106.73 | 106.73 | 106.73 | 106.73 | 106.73 | Y | South | FC
SENTNL_2_CTG8 | LA Basin | Sentinel Unit 8 | 106.85 | 106.85 | 106.85 | 106.85 | 106.85 | 106.85 | 106.85 | 106.85 | 106.85 | 106.85 | 106.85 | 106.85 | Y | South | FC
SGREGY_6_SANGER | Fresno | Algonquin Power Sanger 2 | 48.08 | 48.08 | 48.08 | 48.08 | 48.08 | 48.08 | 48.08 | 48.08 | 48.08 | 48.08 | 48.08 | 48.08 | Y | North | FC
SHAFTR_1_HWYSR1 | CAISO System | Highway 43 | JUN: 0; JUL: 0; AUG: 0; SEP: 0; OCT: 0; NOV: 0; DEC: 0 | N | North | EO
SHELRF_1_UNITS | Bay Area | SHELL OIL REFINERY AGGREGATE | 54.8 | 53.32 | 53.32 | 50.65 | 39.12 | 49.52 | 75.13 | 74.86 | 73.72 | 44.97 | 53.32 | 53.32 | N | North | FC
SIERRA_1_UNITS | Kern | HIGH SIERRA LIMITED | 52.43 | 52.43 | 52.43 | 52.43 | 52.43 | 52.43 | 52.43 | 52.43 | 52.43 | 52.43 | 52.43 | 52.43 | Y | North | FC
SISPRG_2_DS3BT1 | CAISO System | Daggett Solar 3 a BESS | 61.5 | 61.5 | 61.5 | 61.5 | 61.5 | 61.5 | 61.16 | 61.5 | 61.5 | 61.5 | 61.5 | 61.5 | Y | South | ID | 100% | Q1314 - Group name DAGGETT_SOLAR3_1314_1 - Max to grid 123 MW. Waiting for Mojave RAS. Co-located with SISPRG_2_DS3SR1
SISPRG_2_DS3BT2 | CAISO System | Daggett Solar 3 b BESS | 59.9 | 59.9 | 59.9 | 59.9 | 59.9 | 59.9 | 59.9 | 59.9 | 59.9 | 59.9 | 59.9 | 59.9 | Y | South | ID | 100% | Q1314 - Group name: DAGGETT_SOLAR3_1314_2 - Max to grid 110 MW. Waiting for Mojave RAS. Co-located with SISPRG_2_DS3SR2
SISPRG_2_DS3BT3 | CAISO System | Daggett Solar 3 cd BESS | 12.5 | 12.5 | 12.5 | 12.5 | 12.5 | 12.5 | 12.5 | 12.5 | 12.5 | 12.5 | 12.5 | 12.5 | Y | South | ID | 100% | Q1314 - Group name: DAGGETT_SOLAR3_1314_3 - Max to grid 50 MW. Waiting for Mojave RAS. Co-located with SISPRG_2_DS3SR3
SISPRG_2_DS3BT4 | CAISO System | Daggett Solar 3 e BESS | 15 | 15 | 15 | 15 | 15 | 15 | 15 | 15 | 15 | 15 | 15 | 15 | Y | South | ID | 100% | Q1314 - Group name: DAGGETT_SOLAR3_1314_4 - Max to grid 17 MW. Waiting for Mojave RAS. Co-located with SISPRG_2_DS3SR4
SISPRG_2_DS3SR1 | CAISO System | Daggett Solar 3 a PV | 0.1 | 0.1 | 0.1 | 0.59 | 3.96 | 52.3 | 61.84 | 24.97 | 47.91 | 0.22 | 0.1 | 0.1 | N | South | ID | 61.84 | Q1314 - Group name: DAGGETT_SOLAR3_1314_1 - Max to grid 123 MW. Max 61.84 MW NQC. Waiting for Mojave RAS. Co-located with SISPRG_2_DS3BT1
SISPRG_2_DS3SR2 | CAISO System | Daggett Solar 3 b PV | 0.1 | 0.1 | 0.1 | 0.52 | 3.54 | 46.78 | 50.1 | 22.33 | 42.85 | 0.19 | 0.1 | 0.1 | N | South | ID | 50.1 | Q1314 - Group name: DAGGETT_SOLAR3_1314_2 - Max to grid 110 MW. Max 50.1 MW NQC. Waiting for Mojave RAS. Co-located with SISPRG_2_DS3BT2
SISPRG_2_DS3SR3 | CAISO System | Daggett Solar 3 cd PV | 0.1 | 0.1 | 0.1 | 0.24 | 1.61 | 21.26 | 33.65 | 10.15 | 19.48 | 0.1 | 0.1 | 0.1 | N | South | FC |  | Q1314 - Group name: DAGGETT_SOLAR3_1314_3 - Max to grid 50 MW. Max 37.5 MW NQC. Waiting for Mojave RAS. Co-located with SISPRG_2_DS3BT3.
SISPRG_2_DS3SR4 | CAISO System | Daggett Solar 3 e PV | 0.1 | 0.1 | 0.1 | 0.1 | 0.55 | 2 | 2 | 2 | 2 | 0.1 | 0.1 | 0.1 | N | South | ID | 2 | Q1314 - Group name: DAGGETT_SOLAR3_1314_4 - Max to grid 17 MW. Max 2 MW NQC. Waiting for Mojave RAS. Co-located with SISPRG_2_DS3BT4.
SISQUC_1_SMARIA | CAISO System | Santa Maria II LFG Power Plant | 0.9 | 0.87 | 0.93 | 0.9 | 0.86 | 0.9 | 0.92 | 0.9 | 0.85 | 0.84 | 0.74 | 0.68 | N | North | FC
SKERN_6_SOLAR1 | Kern | South Kern Solar PV Plant | 0.1 | 0.1 | 0.1 | 0.27 | 1.41 | 11.34 | 14.59 | 5.34 | 9.5 | 0.1 | 0.1 | 0.1 | N | North | FC
SKERN_6_SOLAR2 | Kern | SKIC Solar | 0.1 | 0.1 | 0.1 | 0.14 | 0.7 | 5.67 | 7.3 | 2.67 | 4.75 | 0.1 | 0.1 | 0.1 | N | North | FC
SLATE_2_SLASR1 | Fresno | Slate | 0.1 | 0.1 | 0.1 | 0.69 | 3.55 | 28.64 | 36.85 | 13.49 | 23.99 | 0.19 | 0.1 | 0.1 | N | North | FC
SLATE_2_SLASR2 | Fresno | SLATE_2 | 40.6 | 40.6 | 40.6 | 47.77 | 53.04 | 93 | 93 | 71.35 | 90.69 | 46.85 | 46.6 | 46.6 | Y | North | FC |  | Hybrid - PV 93.00 MW and ESS 46.50 MW
SLATE_2_SLASR3 | Fresno | SLATE_3 | 33.85 | 33.85 | 33.85 | 34.66 | 37.29 | 59.61 | 67.5 | 47.31 | 60.8 | 34.19 | 33.85 | 33.85 | Y | North | FC |  | Hybrid - PV 67.50 MW and ESS 33.75 MW with Max 67.5 MW at POI.
SLATE_2_SLASR4 | Fresno | SLATE_4 | 50.1 | 50.1 | 50.1 | 50.84 | 53.3 | 63 | 63 | 62.66 | 63 | 50.41 | 50.1 | 50.1 | Y | North | FC |  | Hybrid - PV 63.00 MW and ESS 50.00 MW with Max 63 MW at POI.
SLATE_2_SLASR5 | Fresno | Slate 5 | 10.1 | 10.1 | 10.1 | 10.35 | 11.36 | 19.96 | 25.58 | 15.22 | 20.42 | 10.17 | 10.1 | 10.1 | Y | North | FC |  | Hybrid - PV 26.00 MW and ESS 10.00 MW with Max 26 MW at POI.
SLRMS3_2_SRMSR1 | San Diego-IV | SILVER RIDGE MOUNT SIGNAL 3 | 0.1 | 0.1 | 0.1 | 1.19 | 8.04 | 106.31 | 168.24 | 50.74 | 97.39 | 0.44 | 0.1 | 0.1 | N | South | FC
SLST13_2_SOLAR1 | CAISO System | Quinto Solar PV Project | 0.1 | 0.1 | 0.1 | 1.47 | 7.56 | 61.01 | 78.51 | 28.75 | 51.12 | 0.41 | 0.1 | 0.1 | N | North | FC
SLSTR1_2_SOLAR1 | CAISO System | Solar Star 1 | 0.1 | 0.1 | 0.1 | 1.48 | 9.97 | 131.82 | 208.61 | 62.92 | 120.76 | 0.55 | 0.1 | 0.1 | N | South | FC
SLSTR2_2_SOLAR2 | CAISO System | Solar Star 2 | 0.1 | 0.1 | 0.1 | 1.31 | 8.88 | 117.36 | 185.73 | 56.02 | 107.52 | 0.49 | 0.1 | 0.1 | N | South | FC
SLUISP_2_UNITS | CAISO System | SAN LUIS (GIANELLI) PUMP-GEN (AGGREGATE) | 0 | 0 | 10.91 | 82.1 | 79.79 | 80.22 | 0 | 0 | 0 | 0 | 0 | 0 | N | North | FC
SLYCRK_1_UNIT 1 | Sierra | SLY CREEK HYDRO | 13 | 13 | 13 | 13 | 13 | 13 | 13 | 13 | 13 | 13 | 13 | 13 | Y | North | FC
SMPRIP_1_SMPSON | CAISO System | Ripon Cogeneration Unit 1 | 46.05 | 46.05 | 46.05 | 46.05 | 46.05 | 46.05 | 46.05 | 46.05 | 46.05 | 46.05 | 46.05 | 46.05 | Y | North | FC
SMRCOS_6_LNDFIL | San Diego-IV | San Marcos Energy | 1.5 | 1.5 | 1.5 | 1.5 | 1.49 | 1.5 | 1.5 | 1.5 | 1.5 | 1.5 | 1.5 | 1.5 | N | South | FC
SMUDGO_7_UNIT 1 | NCNB | SONOMA POWER PLANT | 47 | 47 | 47 | 47 | 47 | 47 | 47 | 47 | 47 | 47 | 47 | 47 | Y | North | FC
SMYRNA_1_DL1SR1 | CAISO System | Delano Land 1 | 0.1 | 0.1 | 0.1 | 0.1 | 0.1 | 0.57 | 0.73 | 0.27 | 0.48 | 0.1 | 0.1 | 0.1 | N | North | FC
SNCLRA_2_HOWLNG | Big Creek-Ventura | Houwelings Nurseries Oxnard, Inc | 8.16 | 5.71 | 5.66 | 3.86 | 3.37 | 6.88 | 5.22 | 5.24 | 5.78 | 2.89 | 4.84 | 3.34 | N | South | FC
SNCLRA_2_SILBT1 | Big Creek-Ventura | Silverstrand BESS | 11 | 11 | 11 | 11 | 11 | 11 | 11 | 11 | 11 | 11 | 11 | 11 | Y | South | FC
SNCLRA_2_SPRHYD | Big Creek-Ventura | Springville Hydroelectric Generator | 0.01 | 0.02 | 0.07 | 0.05 | 0.05 | 0.08 | 0.13 | 0.12 | 0.1 | 0.07 | 0.05 | 0.02 | N | South | FC
SNCLRA_2_UNIT | Big Creek-Ventura | Channel Islands Power | 27.5 | 27.5 | 27.5 | 27.5 | 27.5 | 27.5 | 27.5 | 27.5 | 27.5 | 27.5 | 27.5 | 27.5 | Y | South | FC
SNCLRA_2_UNIT1 | Big Creek-Ventura | New Indy Oxnard | 27.8 | 27.8 | 27.8 | 27.8 | 27.8 | 27.8 | 27.8 | 27.8 | 27.8 | 27.8 | 27.8 | 27.8 | Y | South | FC
SNCLRA_2_VESBT1 | Big Creek-Ventura | Ventura Energy Storage | 100 | 100 | 100 | 100 | 100 | 100 | 100 | 100 | 100 | 100 | 100 | 100 | Y | South | FC
SNCLRA_6_OXGEN | Big Creek-Ventura | OXGEN | 47.7 | 47.7 | 47.7 | 47.7 | 47.7 | 47.7 | 47.7 | 47.7 | 47.7 | 47.7 | 47.7 | 47.7 | Y | South | FC
SNCLRA_6_PROCGN | Big Creek-Ventura | Procter and Gamble Oxnard 2 | 20.02 | 15.84 | 20.04 | 20 | 19.21 | 19.7 | 19.7 | 19.41 | 19.43 | 18.8 | 19.46 | 19.44 | N | South | FC
SNCLRA_6_QF | Big Creek-Ventura | SANTA CLARA QFS | 0.44 | 0.44 | 0.37 | 0.42 | 0.44 | 0.51 | 0.51 | 0.58 | 0.6 | 0.5 | 0.56 | 0.68 | N | South | FC
SNDBAR_7_UNIT 1 | Stockton | SANDBAR | 11.18 | 9.3 | 5.89 | 9.19 | 9.59 | 9.9 | 8.74 | 5.82 | 8.3 | 3.13 | 6.45 | 12.71 | N | North | FC
SNMALF_6_UNITS | NCNB | Sonoma County Landfill | 1.5 | 1.5 | 1.5 | 1.5 | 2.4 | 2.37 | 1.5 | 1.5 | 3.01 | 1.5 | 1.5 | 1.5 | N | North | FC
SOLBLU_2_WSBBX2 | CAISO System | Westlands Solar Blue BESS | 225 | 225 | 225 | 225 | 225 | 225 | 225 | 225 | 225 | 225 | 225 | 225 | Y | North | ID | 100% | Q1139 - Group name: WESTLANDS_1139 - Max to grid 250 MW - 23TPD - Waiting for Manning and possibly other. Co-located with SOLBLU_2_WSBSX2.
SOLBLU_2_WSBSX2 | CAISO System | Westlands Solar Blue | 0.1 | 0.1 | 0.1 | 3.4 | 17.57 | 25 | 25 | 25 | 25 | 0.94 | 0.1 | 0.1 | N | North | PD | 25 | Group name: WESTLANDS_1139 - Max to grid 250 MW. Co-located with SOLBLU_2_WSBBX2. Max 25 MWs.
SOUTH_2_UNIT | CAISO System | SOUTH HYDRO | 2.5 | 2.78 | 2.69 | 0.37 | 2.38 | 2.42 | 2.17 | 1.68 | 1.54 | 1.65 | 1.82 | 1.49 | N | North | FC
SPAULD_6_UNIT 3 | Sierra | SPAULDING HYDRO PH 3 UNIT | 0.71 | 0.76 | 0.72 | 1 | 3.23 | 0.34 | 1.46 | 3.21 | 3.09 | 1.82 | 0.47 | 0.91 | N | North | FC
SPAULD_6_UNIT12 | Sierra | SPAULDING HYDRO PH 1 & 2 AGGREGATE | 2.98 | 1.65 | 1.8 | 2.16 | 6.24 | 6.38 | 4.82 | 4.24 | 1.38 | 2.8 | 2.48 | 2.58 | Y | North | FC
SPBURN_2_UNIT 1 | CAISO System | Burney Biomass | 10.4 | 9.89 | 9.56 | 9.32 | 9.29 | 11.85 | 12.24 | 12.22 | 12.31 | 11.12 | 10.41 | 10.88 | N | North | FC
SPBURN_7_SNOWMT | CAISO System | Burney Creek Hydro | 0.29 | 0.01 | 0.63 | 1.41 | 1.14 | 0.37 | 0 | 0 | 0 | 0.01 | 0.01 | 0.07 | N | North | FC
SPI LI_2_UNIT 1 | Sierra | Lincoln Biomass | 7.39 | 6.48 | 6.35 | 6.45 | 7.79 | 9.25 | 9.54 | 9.41 | 9.24 | 8.56 | 7.69 | 7.24 | N | North | FC
SPIAND_1_ANDSN2 | CAISO System | SPI Anderson 2 | 11.88 | 12.8 | 14.76 | 14.53 | 16.03 | 17.36 | 17.07 | 17.4 | 17.24 | 15.91 | 14.29 | 14.58 | N | North | FC
SPICER_1_UNITS | CAISO System | SPICER HYDRO UNITS 1-3 AGGREGATE | 6 | 6 | 6 | 6 | 6 | 6 | 6 | 6 | 6 | 6 | 6 | 6 | Y | North | FC
SPIFBD_1_PL1X2 | Stockton | SIERRA PACIFIC IND. (SONORA) | 2.51 | 2.48 | 2.46 | 2.44 | 2.81 | 3.35 | 3.58 | 3.66 | 3.65 | 3.16 | 2.71 | 2.52 | N | North | FC
SPQUIN_6_SRPCQU | CAISO System | Quincy Biomass | 18 | 16.65 | 16.21 | 15.11 | 19.91 | 21.84 | 21.25 | 15.56 | 15.12 | 13.73 | 10.14 | 16.54 | N | North | FC
SPRGAP_1_UNIT 1 | Stockton | SPRING GAP HYDRO | 3.47 | 3.29 | 4.08 | 5.18 | 3.59 | 0.68 | 1.67 | 0.38 | 2.81 | 2.52 | 3.62 | 4.96 | N | North | FC
SPRGVL_2_CREST | Big Creek-Ventura | Springerville Aggregate Solar Resources | 0 | 0 | 0 | 0 | 0 | 0 | 0 | 0 | 0 | 0 | 0 | 0 | N | South | EO
SPRGVL_2_EXETPV | Big Creek-Ventura | Exeter Tulare PV | 0 | 0 | 0 | 0 | 0 | 0 | 0 | 0 | 0 | 0 | 0 | 0 | N | South | EO
SPRGVL_2_LINDPV | Big Creek-Ventura | Lindsay Tulare PV | 0 | 0 | 0 | 0 | 0 | 0 | 0 | 0 | 0 | 0 | 0 | 0 | N | South | EO
SPRGVL_2_PORTPV | Big Creek-Ventura | Porterville Tulare PV | 0 | 0 | 0 | 0 | 0 | 0 | 0 | 0 | 0 | 0 | 0 | 0 | N | South | EO
SPRGVL_2_SUCCES | Big Creek-Ventura | Success Power Plant | 0 | 0 | 0 | 0 | 1 | 1 | 1 | 1 | 0 | 0 | 0 | 0 | Y | South | FC
SPRGVL_2_TULESC | Big Creek-Ventura | TULE RIVER HYDRO PLANT (SCE) | 0 | 0 | 0 | 0 | 0 | 0 | 0 | 0 | 0 | 0 | 0 | 0 | N | South | FC
SRINTL_6_UNIT | Bay Area | SRI INTERNATIONAL | 1.32 | 1.31 | 1.36 | 1.46 | 1.37 | 1.19 | 1.06 | 0.96 | 0.96 | 1.03 | 1.22 | 1.19 | N | North | FC
STANIS_7_UNIT 1 | Stockton | STANISLAUS HYDRO | 70.76 | 56.75 | 54.07 | 48.64 | 28 | 59 | 61.99 | 70.02 | 56.65 | 25.72 | 63.18 | 69.02 | Y | North | FC
STANTN_2_SBEBX2 | LA Basin | Stanton Battery Energy Storage | 68.8 | 68.8 | 68.8 | 68.8 | 68.8 | 68.8 | 68.8 | 68.8 | 68.8 | 68.8 | 68.8 | 68.8 | Y | South | FC
STANTN_2_STAGT1 | LA Basin | Stanton 1 | 49.65 | 49.65 | 49.65 | 49.65 | 49.65 | 49.65 | 49.65 | 49.65 | 49.65 | 49.65 | 49.65 | 49.65 | Y | South | FC
STANTN_2_STAGT2 | LA Basin | Stanton 2 | 49.65 | 49.65 | 49.65 | 49.65 | 49.65 | 49.65 | 49.65 | 49.65 | 49.65 | 49.65 | 49.65 | 49.65 | Y | South | FC
STIGCT_2_LODI | Sierra | LODI STIG UNIT | 49.5 | 49.5 | 49.5 | 49.5 | 49.5 | 49.5 | 49.5 | 49.5 | 49.5 | 49.5 | 49.5 | 49.5 | Y | North | FC
STNRES_1_UNIT | Stockton | Covanta Stanislaus | 16.01 | 18.98 | 18.88 | 11.65 | 12.65 | 19.54 | 19.42 | 18.95 | 19.36 | 19.33 | 19.53 | 18.41 | N | North | FC
STOILS_1_UNITS | Bay Area | Chevron Richmond Refinery | 0 | 0 | 8.07 | 0 | 0 | 0 | 5.33 | 9.44 | 0 | 11.34 | 6.88 | 0 | N | North | FC
STOREY_2_MDRCH2 | Fresno | Madera Chowchilla 2 | 0 | 0.07 | 0.04 | 0.13 | 0.13 | 0.17 | 0.31 | 0.15 | 0.15 | 0.13 | 0.04 | 0 | N | North | FC
STOREY_2_MDRCH3 | Fresno | Madera Chowchilla 3 | 0 | 0 | 0 | 0.03 | 0.1 | 0.12 | 0.23 | 0.1 | 0.07 | 0.05 | 0.04 | 0 | N | North | FC
STOREY_2_MDRCH4 | Fresno | Madera Chowchilla 4 | 0 | 0.08 | 0.05 | 0.21 | 0.25 | 0.25 | 0.42 | 0.24 | 0.19 | 0.1 | 0.04 | 0 | N | North | FC
STOREY_7_MDRCHW | Fresno | Madera Canal Site 980 | 0 | 0 | 0 | 0.43 | 0.4 | 0.46 | 0.76 | 0.46 | 0.44 | 0.25 | 0.04 | 0 | N | North | FC
STRAUS_1_STRWD1 | CAISO System | Strauss Wind, LLC | 8 | 19.32 | 21.64 | 34.85 | 39.29 | 35.79 | 35.66 | 32.94 | 20.23 | 10.83 | 6.29 | 6.16 | N | North | FC
STROUD_6_SOLAR | Fresno | Stroud Solar Station | 0.1 | 0.1 | 0.1 | 0.27 | 1.05 | 7.66 | 11.98 | 4.02 | 8.01 | 0.13 | 0.1 | 0.1 | N | North | FC
STROUD_6_WWHSR1 | Fresno | Winter Wheat Solar Farm | 0 | 0 | 0 | 0 | 0 | 0 | 0 | 0 | 0 | 0 | 0 | 0 | N | North | EO
SUMWHT_6_SWSSR1 | Fresno | Summer Wheat Solar Farm | 0.1 | 0.1 | 0.1 | 0.25 | 1.3 | 10.49 | 13.5 | 4.94 | 8.79 | 0.1 | 0.1 | 0.1 | N | North | FC
SUNCAT_2_A1ABT1 | CAISO System | Arlington Solar Unit 1A BESS | 47 | 47 | 47 | 47 | 47 | 47 | 47 | 47 | 47 | 47 | 47 | 47 | Y | South | FC |  | Group name: ARLINGTON_1196_1 - Max to grid 131 MW. Co-located with ARLNTN_2_ASUSR1, SUNCAT_2_A1BBT1
SUNCAT_2_A1BBT1 | CAISO System | Arlington Solar Unit 1B BESS | 63 | 63 | 63 | 63 | 63 | 63 | 63 | 63 | 63 | 63 | 63 | 63 | Y | South | FC |  | Group name: ARLINGTON_1196_1 - Max to grid 131 MW. Co-located with ARLNTN_2_ASUSR1, SUNCAT_2_A1ABT1
SUNCAT_2_A2ABT2 | CAISO System | Arlington Solar Unit 2A BESS | 132 | 132 | 132 | 132 | 132 | 132 | 132 | 132 | 132 | 132 | 132 | 132 | Y | South | FC |  | Group name: ARLINGTON_1196_2 - Max to grid 269 MW. Co-located with SUNCAT_2_A2ABT2, ARLNTN_2_AR1SR1
SUNCAT_2_A2BSR2 | CAISO System | Arlington Solar Unit 2B | 0.1 | 0.1 | 0.1 | 0.63 | 4.28 | 56.56 | 89.5 | 26.99 | 51.81 | 0.23 | 0.1 | 0.1 | N | South | FC |  | Group name: ARLINGTON_1196_2 - Max to grid 269 MW. Co-located with SUNCAT_2_A2ABT2, ARLNTN_2_AR1SR1
SUNRIS_2_PL1X3 | CAISO System | Sunrise Power Project AGGREGATE II | 586.02 | 586.02 | 586.02 | 586.02 | 586.02 | 586.02 | 586.02 | 586.02 | 586.02 | 586.02 | 586.02 | 586.02 | Y | North | FC
SUNSET_2_UNITS | CAISO System | MIDWAY SUNSET COGENERATION PLANT | 248 | 248 | 248 | 245 | 240 | 234 | 229 | 229 | 231 | 243 | 246 | 248 | Y | North | FC
SUNSHN_2_LNDFL | Big Creek-Ventura | Sunshine Gas Producers | 16.51 | 16.74 | 16.29 | 15.15 | 16.68 | 14.36 | 15.33 | 15.5 | 15.44 | 14.79 | 14.45 | 16.48 | N | South | FC
SUNSLR_1_SSVSR1 | CAISO System | Sunshine Valley Solar 1 | 0.1 | 0.1 | 0.1 | 0.48 | 3.22 | 42.52 | 67.29 | 20.3 | 38.96 | 0.18 | 0.1 | 0.1 | N | South | FC
SUNSPT_2_WNASR1 | CAISO System | Windhub Solar A | 0.1 | 0.1 | 0.1 | 0.1 | 0.64 | 8.5 | 13.46 | 4.06 | 7.79 | 0.1 | 0.1 | 0.1 | N | South | FC
SUNST2_5_SS2SR1 | CAISO System | Sun Streams Solar 2 | 0.1 | 0.1 | 0.1 | 0.71 | 4.83 | 63.79 | 100.94 | 30.45 | 58.43 | 0.26 | 0.1 | 0.1 | N | South | FC
SYCAMR_2_UNIT 1 | Big Creek-Ventura | Sycamore Cogeneration Unit 1 | 74 | 74 | 74 | 74 | 74 | 74 | 74 | 74 | 73.69 | 74 | 72.76 | 73.93 | Y | South | FC
SYCAMR_2_UNIT 2 | Big Creek-Ventura | Sycamore Cogeneration Unit 2 | 76 | 76 | 76 | 76 | 76 | 76 | 76 | 76 | 76 | 76 | 76 | 76 | Y | South | FC
SYCAMR_2_UNIT 3 | Big Creek-Ventura | Sycamore Cogeneration Unit 3 | 74 | 74 | 74 | 74 | 74 | 74 | 74 | 74 | 74 | 74 | 74 | 74 | Y | South | FC
SYCAMR_2_UNIT 4 | Big Creek-Ventura | Sycamore Cogeneration Unit 4 | 76 | 76 | 76 | 76 | 76 | 76 | 76 | 76 | 76 | 76 | 76 | 76 | Y | South | FC
TAHOE_2_THOBT1 | CAISO System | Tahoe 1 | JUL: 60; AUG: 60; SEP: 60; OCT: 60; NOV: 60; DEC: 60 | Y | South | ID | 60 | Q1339 - PCDS to 60 MWs - Waiting for Lugo Victorville CRAS.
TAHOE_2_THOBT2 | CAISO System | Tahoe 2 | JUL: 109; AUG: 109; SEP: 109; OCT: 109; NOV: 109; DEC: 109 | Y | South | ID | 109 | Q1339 - PCDS to 109 MWs - Waiting for Lugo Victorville CRAS.
TAHOE_2_THOBT3 | CAISO System | Tahoe 3 | JUL: 110; AUG: 110; SEP: 110; OCT: 110; NOV: 110; DEC: 110 | Y | South | ID | 110 | Q1339 - PCDS to 110 MWs - Waiting for Lugo Victorville CRAS.
TANHIL_6_SOLART | CAISO System | Berry Cogen 18 | 11.51 | 11.94 | 12.05 | 12.2 | 12.33 | 11.78 | 11.58 | 11.54 | 11.6 | 12.03 | 11.07 | 11.35 | N | North | FC
TBLMTN_6_QF | CAISO System | SMALL QF AGGREGATION - PARADISE | 0.22 | 0.24 | 0.22 | 0.25 | 0.25 | 0.18 | 0.2 | 0.21 | 0.21 | 0.2 | 0.21 | 0.23 | N | North | FC
TEHAPI_2_PW1WD1 | CAISO System | Point Wind 1 | 3.99 | 9.63 | 10.79 | 17.37 | 19.59 | 17.84 | 17.78 | 16.42 | 10.08 | 5.4 | 3.14 | 3.07 | N | South | FC
TEHAPI_2_PW2WD2 | CAISO System | Point Wind 2 | 1.21 | 2.92 | 3.27 | 5.27 | 5.94 | 5.41 | 5.39 | 4.98 | 3.06 | 1.64 | 0.95 | 0.93 | N | South | FC
TEHAPI_2_WIND1 | CAISO System | Wind Wall Monolith 1 | 1.67 | 4.03 | 4.51 | 7.26 | 8.19 | 7.46 | 7.43 | 6.86 | 4.21 | 2.26 | 1.31 | 1.28 | N | South | FC
TEHAPI_2_WIND2 | CAISO System | Wind Wall Monolith 2 | 1.99 | 4.8 | 5.37 | 8.66 | 9.76 | 8.89 | 8.86 | 8.18 | 5.02 | 2.69 | 1.56 | 1.53 | N | South | FC
TENGEN_2_PL1X2 | Big Creek-Ventura | Placerita Canyon Cogen | 37.7 | 37.7 | 37.7 | 37.7 | 37.7 | 37.7 | 37.7 | 37.7 | 37.7 | 37.7 | 37.7 | 37.7 | Y | South | FC
TERMEX_2_PL1X3 | San Diego-IV | TDM | 605 | 605 | 605 | 605 | 601 | 593 | 591 | 593 | 596 | 605 | 605 | 605 | Y | South | FC
TESLA_1_QF | CAISO System | SMALL QF AGGREGATION - STOCKTON | 0.25 | 0.23 | 0.3 | 0.27 | 0.16 | 0.28 | 0.21 | 0.18 | 0.15 | 0.08 | 0.04 | 0.09 | N | North | FC
TIDWTR_2_UNITS | Bay Area | MARTINEZ COGEN LIMITED PARTNERSHIP | 38 | 38 | 38 | 38 | 38 | 38 | 38 | 38 | 38 | 38 | 38 | 38 | N | North | FC
TIFFNY_1_DILLON | LA Basin | TIFFNY_1_DILLON | 3.78 | 9.13 | 10.22 | 16.46 | 18.56 | 16.91 | 16.85 | 15.56 | 9.56 | 5.12 | 2.97 | 2.91 | N | South | FC
TIGRCK_7_UNITS | CAISO System | TIGER CREEK HYDRO AGGREGATE | 31.78 | 8.3 | 7.14 | 0 | 18.58 | 36.84 | 38.48 | 43.58 | 37.18 | 31.4 | 36.8 | 37 | Y | North | FC
TKOPWR_6_HYDRO | CAISO System | Bear Creek Hydroelectric Project | 1.03 | 0.59 | 0.63 | 0.86 | 0.2 | 0.01 | 0 | 0 | 0 | 0.04 | 0.04 | 0.14 | N | North | FC
TMPLTN_2_SOLAR | CAISO System | Vintner Solar | 0.1 | 0.1 | 0.1 | 0.1 | 0.1 | 0.57 | 0.9 | 0.3 | 0.6 | 0.1 | 0.1 | 0.1 | N | North | FC
TOADTW_6_UNIT | CAISO System | TOAD TOWN | 0.22 | 0.38 | 0.3 | 0.37 | 0.31 | 0.39 | 0.44 | 0.4 | 0.11 | 0.03 | 0.12 | 0.05 | N | North | FC
TOPAZ_2_SOLAR | CAISO System | Topaz Solar Farms | 0.1 | 0.1 | 0.11 | 7.37 | 28.83 | 210.72 | 329.52 | 110.53 | 220.4 | 3.57 | 0.1 | 0.1 | N | North | FC
TORTLA_1_SOLAR | CAISO System | Longboat Solar | 0.1 | 0.1 | 0.1 | 0.1 | 0.64 | 8.5 | 13.46 | 4.06 | 7.79 | 0.1 | 0.1 | 0.1 | N | South | FC
TRNQL8_2_AMASR1 | Fresno | Tranquillity 8 Amarillo | 0.1 | 0.1 | 0.1 | 0.27 | 1.41 | 11.34 | 14.59 | 5.34 | 9.5 | 0.1 | 0.1 | 0.1 | N | North | FC
TRNQL8_2_AZUSR1 | Fresno | Tranquillity 8 Azul | 0.1 | 0.1 | 0.1 | 0.27 | 1.41 | 11.34 | 14.59 | 5.34 | 9.5 | 0.1 | 0.1 | 0.1 | N | North | FC
TRNQL8_2_ROJSR1 | Fresno | Tranquillity 8 Rojo | 0.1 | 0.1 | 0.1 | 1.36 | 7.03 | 56.7 | 72.97 | 26.72 | 47.51 | 0.38 | 0.1 | 0.1 | N | North | FC
TRNQL8_2_VERSR1 | Fresno | Tranquillity 8 Verde | 0.1 | 0.1 | 0.1 | 0.82 | 4.22 | 34.02 | 43.78 | 16.03 | 28.51 | 0.23 | 0.1 | 0.1 | N | North | FC
TRNQLT_2_RETBT1 | Fresno | RE Tranquillity BESS | 72 | 72 | 72 | 72 | 72 | 72 | 72 | 72 | 72 | 72 | 72 | 72 | Y | North | FC |  | Group name: TRANQUILLITY_643W - Max to grid 200 MW. Co-located with TRNQLT_2_SOLAR
TRNQLT_2_SOLAR | Fresno | Tranquillity | 0.1 | 0.1 | 0.1 | 2.68 | 10.48 | 76.62 | 119.83 | 40.19 | 80.14 | 1.3 | 0.1 | 0.1 | N | North | FC |  | Group name: TRANQUILLITY_643W - Max to grid 200 MW. Co-located with TRNQLT_2_RETBT1
TRNSWD_1_QF | LA Basin | FPL Energy C Wind | 3.27 | 7.9 | 8.85 | 14.26 | 16.08 | 14.64 | 14.59 | 13.48 | 8.27 | 4.43 | 2.57 | 2.52 | N | South | FC
TULARE_2_TULBM1 | Big Creek-Ventura | Tulare BioMAT Fuel Cell | 0 | 0 | 0 | 0 | 0 | 0 | 0 | 0 | 0 | 0 | 0 | 0 | N | South | EO
TULEWD_1_TULWD1 | San Diego-IV | Tule Wind | 10.96 | 26.46 | 29.64 | 47.74 | 53.84 | 49.04 | 48.86 | 45.12 | 27.71 | 14.84 | 8.62 | 8.44 | N | South | FC |  | Phase I (131.1 MW) is FC, Phase II (69 MW) will be EO
TULLCK_7_UNITS | Stockton | Tullock Hydro | 3.69 | 4.3 | 12.5 | 17.98 | 20.76 | 23.48 | 22.31 | 20.44 | 13.23 | 9.61 | 1.62 | 2.42 | N | North | FC
TUMBWD_2_WISBT3 | CAISO System | Willow Springs Solar 3 | 50 | 50 | 50 | 50 | 50 | 50 | 50 | 50 | 50 | 50 | 50 | 50 | Y | South | ID | 100% | Q1076 - Waiting for Whirlwind CRAS and Tehachapi CRAS.
TUMBWD_2_WISBT4 | CAISO System | Willow Springs Solar 4 | 74.82 | 74.82 | 74.82 | 74.82 | 74.82 | 74.82 | 74.82 | 74.82 | 74.82 | 74.82 | 74.82 | 74.82 | Y | South | ID | 100% | Q1217 - 75 MW 4 hour battery - Waiting for Whirldwind CRAS and Techachapi CRAS.
TUPMAN_1_BIOGAS | CAISO System | ABEC Bidart-Stockale #1 | 0.3 | 0.3 | 0.3 | 0.32 | 0.33 | 0.35 | 0.34 | 0.34 | 0.36 | 0.33 | 0.36 | 0.36 | N | North | FC
TVYVLY_6_KRSHY1 | Fresno | Kings River Syphon | 0.3 | 0.36 | 0 | 0 | 0 | 0.2 | 0.25 | 0.32 | 0.25 | 0.19 | 0 | 0.32 | Y | North | FC
TWISSL_6_SOLAR | CAISO System | Nickel 1 ("NLH1") | 0.1 | 0.1 | 0.1 | 0.1 | 0.1 | 0.57 | 0.9 | 0.3 | 0.6 | 0.1 | 0.1 | 0.1 | N | North | FC
TWISSL_6_SOLAR1 | CAISO System | Coronal Lost Hills | 0.1 | 0.1 | 0.1 | 0.27 | 1.41 | 11.34 | 14.59 | 5.34 | 9.5 | 0.1 | 0.1 | 0.1 | N | North | FC
TX-ELK_6_ECKSR2 | CAISO System | Eagle Creek | 0 | 0 | 0 | 0 | 0 | 0 | 0 | 0 | 0 | 0 | 0 | 0 | N | North | EO
TX-ELK_6_SOLAR1 | CAISO System | Castor | 0 | 0 | 0 | 0 | 0 | 0 | 0 | 0 | 0 | 0 | 0 | 0 | N | North | EO
TXMCKT_6_UNIT | CAISO System | McKittrick Cogen | 3.66 | 4.08 | 3.69 | 4.58 | 4.18 | 4 | 3.98 | 3.74 | 3.64 | 2.96 | 3.05 | 3.96 | N | North | FC
UKIAH_7_LAKEMN | NCNB | UKIAH LAKE MENDOCINO HYDRO | 1.7 | 1.7 | 1.7 | 1.7 | 1.7 | 1.7 | 1.7 | 1.7 | 1.7 | 1.7 | 1.7 | 1.7 | Y | North | FC
ULTPCH_1_UNIT 1 | Stockton | Pacific Ultrapower Chinese Station | 15.48 | 17.36 | 15.64 | 15.76 | 17.72 | 11.93 | 17.36 | 17.8 | 17 | 15.1 | 15.8 | 17.62 | N | North | FC
ULTPFR_1_UNIT 1 | Fresno | Rio Bravo Fresno | 21.12 | 21.86 | 22.98 | 15.43 | 23.18 | 22.01 | 23.01 | 16.36 | 13.29 | 15.17 | 18.28 | 21.68 | N | North | FC
ULTRCK_2_UNIT | Sierra | Rio Bravo Rocklin | 15.06 | 21.43 | 22.9 | 18.1 | 21.95 | 23.51 | 21.3 | 22.94 | 18.9 | 18.27 | 23.76 | 21.94 | N | North | FC
UNOCAL_1_UNITS | Bay Area | TOSCO (RODEO PLANT) | 3.32 | 5.18 | 4.37 | 1.93 | 1.74 | 4.02 | 2.63 | 2.13 | 2.7 | 4.43 | 2.92 | 2.86 | N | North | FC
UNVRSY_1_UNIT 1 | CAISO System | Berry Cogen 38 - Unit 1 | 34.17 | 32.65 | 26.68 | 27.28 | 34.23 | 33.48 | 33.18 | 32.93 | 32.98 | 30.27 | 34.39 | 34.17 | N | North | FC
USWND2_1_WIND1 | CAISO System | Golden Hills A | 2.44 | 3.65 | 7.61 | 15.09 | 19.82 | 18.33 | 18.45 | 13.05 | 10.57 | 4.7 | 1.73 | 2.37 | N | North | FC
USWND2_1_WIND2 | CAISO System | Golden Hills B | 2.44 | 3.65 | 7.61 | 15.09 | 19.82 | 18.33 | 18.45 | 13.05 | 10.57 | 4.7 | 1.73 | 2.37 | N | North | FC
USWND2_1_WIND3 | CAISO System | Golden Hills C | 2.61 | 3.91 | 8.15 | 16.16 | 21.22 | 19.63 | 19.75 | 13.98 | 11.32 | 5.03 | 1.85 | 2.54 | N | North | FC
USWND4_2_UNIT2 | CAISO System | Altamont Landfill Gas to Energy | 7.4 | 7.4 | 7.35 | 6.41 | 7.4 | 7.4 | 7.4 | 7.4 | 7.4 | 7.23 | 7.4 | 7.4 | Y | North | FC
USWNDR_2_LABWD1 | Bay Area | LaBrisa Wind Project | 0.51 | 0.76 | 1.59 | 3.16 | 4.15 | 3.84 | 3.86 | 2.73 | 2.21 | 0.98 | 0.36 | 0.5 | N | North | FC
USWPFK_6_FRICK | Bay Area | Frick Summit Wind Repower | 0.57 | 0.85 | 1.77 | 3.51 | 4.61 | 4.27 | 4.29 | 3.04 | 2.46 | 1.09 | 0.4 | 0.55 | N | North | FC
USWPJR_2_UNITS | Bay Area | Vasco Wind | 4.44 | 6.64 | 13.86 | 27.47 | 36.07 | 33.37 | 33.58 | 23.76 | 19.24 | 8.55 | 3.15 | 4.32 | N | North | FC
VACADX_1_SOLAR | CAISO System | Vaca-Dixon Solar Station | 0.1 | 0.1 | 0.1 | 0.1 | 0.13 | 0.96 | 1.5 | 0.5 | 1 | 0.1 | 0.1 | 0.1 | N | North | FC
VACADX_1_UNITA1 | CAISO System | CalPeak Power Vaca Dixon Unit 1 | 50.61 | 50.61 | 50.61 | 50.61 | 50.61 | 50.61 | 50.61 | 50.61 | 50.61 | 50.61 | 50.61 | 50.61 | Y | North | PD | 50.61
VALLEY_5_ORTBT1 | LA Basin | Ortega Grid | JUL: 10; AUG: 10; SEP: 10; OCT: 10; NOV: 10; DEC: 10 | Y | South | FC
VALLEY_5_PERRIS | LA Basin | MWD Perris Hydroelectric Recovery Plant | 1.6 | 0 | 0 | 0 | 0 | 0 | 2.4 | 2.4 | 0 | 0 | 0 | 0 | Y | South | FC
VALLEY_5_REDMTN | LA Basin | MWD Red Mountain Hydroelectric Recovery | 1.49 | 1.39 | 0.46 | 1.37 | 2.28 | 2.63 | 2.26 | 2.63 | 2.91 | 3.14 | 2.36 | 2.5 | N | South | FC
VALLEY_5_SOLAR1 | LA Basin | Kona Solar - Meridian #1 | 0 | 0 | 0 | 0 | 0 | 0 | 0 | 0 | 0 | 0 | 0 | 0 | N | South | EO
VALLEY_5_SOLAR2 | LA Basin | AP North Lake Solar | 0.1 | 0.1 | 0.1 | 0.1 | 0.64 | 8.5 | 13.46 | 4.06 | 7.79 | 0.1 | 0.1 | 0.1 | N | South | FC
VALTNE_2_AVASR1 | CAISO System | Valentine Solar | 0.1 | 0.1 | 0.1 | 0.48 | 3.22 | 42.52 | 67.29 | 20.3 | 38.96 | 0.18 | 0.1 | 0.1 | N | South | FC
VALTNE_2_TBBBT1 | CAISO System | Tropico Solar Big Beau | 18.1 | 18.1 | 18.1 | 18.28 | 19.87 | 42.66 | 57.03 | 29.77 | 40.59 | 18.1 | 18.1 | 18.1 | Y | South | ID | 100% | Q1329-Q602 - Waiting for Tehachapi cRAS and Whirlwind cRAS - Hybrid 58 MW max to grid - 18 MW BESS and 58 MW PV - part of an original project with 92perc. IDS
VALTNE_2_TRSBT1 | CAISO System | Tropico Solar | 22.1 | 22.1 | 22.1 | 22.33 | 24.25 | 51.77 | 69.11 | 36.21 | 49.27 | 22.12 | 22.1 | 22.1 | Y | South | ID | 100% | Q1329 - Waiting for Tehachapi cRAS and Whirlwind cRAS - Hybrid 70 MW max to grid - 22 MW BESS and 70 MW PV - part of an original project with 92perc. IDS
VALTNE_2_TSASR1 | CAISO System | Tropico Solar Big Beau A | AUG: 11.77; SEP: 22.59; OCT: 0.1; NOV: 0.1; DEC: 0.1 | N | South | ID | 100% | Q1329-Q602 - 58 MW solar - Co-located with 18 MW 72 MWh BESS VALTNE_2_TSBBT1 - Max 58 at POI - Waiting for Tehachapi cRAS and Whirlwind cRAS.
VALTNE_2_TSASR2 | CAISO System | Tropico Solar A | AUG: 14.21; SEP: 27.27; OCT: 0.12; NOV: 0.1; DEC: 0.1 | N | South | ID | 100% | Q1329 - 70 MW solar Co-located with VALTNE_2_TSBBT2 a 22 MW 88 MWh BESS - Max at POI 70 MW - Waiting for Tehachapi cRAS and Whirlwind cRAS
VALTNE_2_TSBBT1 | CAISO System | Tropico Solar Big Beau B | AUG: 18; SEP: 18; OCT: 18; NOV: 18; DEC: 18 | Y | South | ID | 100% | Q1329-Q602 - 18 MW 72 MWh BESS - Co-located with 58 MW solar VALTNE_2_TSASR1 - Max 58 at POI - Waiting for Tehachapi cRAS and Whirlwind cRAS.
VALTNE_2_TSBBT2 | CAISO System | Tropico Solar B | AUG: 22; SEP: 22; OCT: 22; NOV: 22; DEC: 22 | Y | South | ID | 100% | Q1329 - 22 MW 88 MWh BESS Co-located with VALTNE_2_TSASR2 a 70 MW solar - Max at POI 70 MW - Waiting for Tehachapi cRAS and Whirlwind cRAS
VEAVST_1_SOLAR | CAISO System | Community Solar | 0 | 0 | 0 | 0 | 0 | 0 | 0 | 0 | 0 | 0 | 0 | 0 | N | South | EO
VEDDER_1_SEKERN | Kern | TEXACO EXPLORATION & PROD (SE KERN RIVER | 2.41 | 2.64 | 2.43 | 2.33 | 2.28 | 2.72 | 3.36 | 3.71 | 3.63 | 3.08 | 2.23 | 2.69 | N | North | FC
VEGA_6_SOLAR1 | Fresno | Vega Solar | 0 | 0 | 0 | 0 | 0 | 0 | 0 | 0 | 0 | 0 | 0 | 0 | N | North | EO
VENWD_1_WIND3 | LA Basin | Painted Hills | 3.74 | 9.03 | 10.12 | 16.29 | 18.37 | 16.73 | 16.67 | 15.4 | 9.46 | 5.06 | 2.94 | 2.88 | N | South | FC
VERNON_6_GONZL1 | LA Basin | H. Gonzales Unit #1 | 5.75 | 5.75 | 5.75 | 5.75 | 5.75 | 5.75 | 5.75 | 5.75 | 5.75 | 5.75 | 5.75 | 5.75 | Y | South | FC
VERNON_6_GONZL2 | LA Basin | H. Gonzales Unit #2 | 5.75 | 5.75 | 5.75 | 5.75 | 5.75 | 5.75 | 5.75 | 5.75 | 5.75 | 5.75 | 5.75 | 5.75 | Y | South | FC
VERNON_6_MALBRG | LA Basin | Malburg Generating Station | 139 | 139 | 139 | 139 | 139 | 139 | 139 | 139 | 139 | 139 | 139 | 139 | Y | South | FC
VESTAL_2_BTNBT1 | Big Creek-Ventura | Bottleneck Energy Storage | 80 | 80 | 80 | 80 | 80 | 80 | 80 | 80 | 80 | 80 | 80 | 80 | Y | South | FC
VESTAL_2_KERN | Big Creek-Ventura | KERN RIVER PH 3 UNITS 1 & 2 AGGREGATE | 8.63 | 11.59 | 6.38 | 23.28 | 23.32 | 13.66 | 11.76 | 9.36 | 10.23 | 7.39 | 8.36 | 10.66 | N | South | FC
VESTAL_2_RTS042 | Big Creek-Ventura | SPVP042 Porterville Solar | 0 | 0 | 0 | 0 | 0 | 0 | 0 | 0 | 0 | 0 | 0 | 0 | N | South | EO
VESTAL_2_SOLAR1 | Big Creek-Ventura | NICOLIS | 0.1 | 0.1 | 0.1 | 0.1 | 0.64 | 8.5 | 13.46 | 4.06 | 7.79 | 0.1 | 0.1 | 0.1 | N | South | FC
VESTAL_2_SOLAR2 | Big Creek-Ventura | TROPICO | 0.1 | 0.1 | 0.1 | 0.1 | 0.45 | 5.95 | 9.42 | 2.84 | 5.45 | 0.1 | 0.1 | 0.1 | N | South | FC
VESTAL_2_TS5SR1 | Big Creek-Ventura | Tulare Solar 5 | 0.1 | 0.1 | 0.1 | 0.27 | 1.8 | 23.74 | 37.57 | 11.33 | 21.75 | 0.1 | 0.1 | 0.1 | N | South | FC
VESTAL_2_UNIT1 | Big Creek-Ventura | CALGREN-PIXLEY | 1.99 | 1.71 | 1.53 | 2.25 | 1.77 | 2 | 2.72 | 2.8 | 3 | 3.04 | 3.06 | 3.16 | N | South | FC
VESTAL_2_WELLHD | Big Creek-Ventura | Wellhead Power Delano | 49 | 49 | 49 | 49 | 49 | 49 | 49 | 49 | 49 | 49 | 49 | 49 | Y | South | FC
VESTAL_6_QF | Big Creek-Ventura | Isabella Hydro Dam 1 | 2.61 | 0.28 | 0.24 | 0.4 | 0.49 | 1.11 | 0.54 | 0 | 0 | 0 | 0 | 0 | N | South | FC
VICPAS_2_SLOBT1 | CAISO System | Sloth BESS | 15 | 15 | 15 | 15 | 15 | 15 | 15 | 15 | 15 | 15 | 15 | 15 | Y | South | FC |  | Group name: SLOTH_421 - Max to grid 49.5 MW. Co-located with 49.5 MW EO VICPAS_2_SLOSR1.
VICPAS_2_SLOSR1 | CAISO System | Sloth | 0 | 0 | 0 | 0 | 0 | 0 | 0 | 0 | 0 | 0 | 0 | 0 | N | South | EO |  | Q421 - Group name: SLOTH_421 - Max to grid 49.5 MW - 9.5 MW EO Solar. Co-located with VICPAS_2_SLOBT1.
VICPAS_2_SOCBT1 | CAISO System | Sol Catcher BESS 1 | 50 | 50 | 50 | 50 | 50 | 50 | 50 | 50 | 50 | 50 | 50 | 50 | Y | South | FC |  | Group name: SOL_CATCHER_1302_1 - Max to grid 100 MW. Co-located with 100 MW EO VICPAS_2_SOCSR1.
VICPAS_2_SOCBT2 | CAISO System | Sol Catcher BESS 2 | 71 | 71 | 71 | 71 | 71 | 71 | 71 | 71 | 71 | 71 | 71 | 71 | Y | South | FC |  | Group name: SOL_CATCHER_1302_2 - Max to grid 93.5 MW. Co-located with 93.5 MW EO VICPAS_2_SOCSR2.
VICPAS_2_SOCSR1 | CAISO System | Sol Catcher BESS PV1 | 0 | 0 | 0 | 0 | 0 | 0 | 0 | 0 | 0 | 0 | 0 | 0 | N | South | EO |  | Q1302 - Group name: SOL_CATCHER_1302_1 - Max to grid 100 MW. 100 MW EO Solar. Co-located with VICPAS_2_SOCBT1.
VICPAS_2_SOCSR2 | CAISO System | Sol Catcher BESS PV2 | 0 | 0 | 0 | 0 | 0 | 0 | 0 | 0 | 0 | 0 | 0 | 0 | N | South | EO |  | Group name: SOL_CATCHER_1302_2 - Max to grid 93.5 MW. Co-located with VICPAS_2_SOCBT2.
VICPAS_2_VPSBT1 | CAISO System | Victory Pass Solar BESS | 50 | 50 | 50 | 50 | 50 | 50 | 50 | 50 | 50 | 50 | 50 | 50 | Y | South | FC |  | Group name: VICTORY_PASS_1200 - Max to grid 200 MW. Co-located with 200 MW EO VICPAS_2_VPSSR1.
VICTOR_1_CREST | CAISO System | Victor Aggregate Solar Resources | 0 | 0 | 0 | 0 | 0 | 0 | 0 | 0 | 0 | 0 | 0 | 0 | N | South | EO
VICTOR_1_EXSLRA | CAISO System | Expressway Solar A | 0.1 | 0.1 | 0.1 | 0.1 | 0.1 | 0.51 | 0.99 | 0.25 | 0.54 | 0.1 | 0.1 | 0.1 | N | South | FC
VICTOR_1_EXSLRB | CAISO System | Expressway Solar B | 0.1 | 0.1 | 0.1 | 0.1 | 0.1 | 0.51 | 0.99 | 0.25 | 0.54 | 0.1 | 0.1 | 0.1 | N | South | FC
VICTOR_1_LVSLR1 | CAISO System | Lone Valley Solar Park 1 | 0 | 0 | 0 | 0 | 0 | 0 | 0 | 0 | 0 | 0 | 0 | 0 | N | South | EO
VICTOR_1_LVSLR2 | CAISO System | Lone Valley Solar Park 2 | 0 | 0 | 0 | 0 | 0 | 0 | 0 | 0 | 0 | 0 | 0 | 0 | N | South | EO
VICTOR_1_SLRHES | CAISO System | Sunedison - Hesperia | 0 | 0 | 0 | 0 | 0 | 0 | 0 | 0 | 0 | 0 | 0 | 0 | N | South | EO
VICTOR_1_SOLAR1 | CAISO System | Victor Phelan Solar One | 0 | 0 | 0 | 0 | 0 | 0 | 0 | 0 | 0 | 0 | 0 | 0 | N | South | EO
VICTOR_1_SOLAR2 | CAISO System | Alamo Solar | 0 | 0 | 0 | 0 | 0 | 0 | 0 | 0 | 0 | 0 | 0 | 0 | N | South | EO
VICTOR_1_SOLAR3 | CAISO System | Adelanto Solar 2 | 0.1 | 0.1 | 0.1 | 0.1 | 0.23 | 2.98 | 4.71 | 1.42 | 2.73 | 0.1 | 0.1 | 0.1 | N | South | FC
VICTOR_1_SOLAR4 | CAISO System | Adelanto Solar | 0 | 0 | 0 | 0 | 0 | 0 | 0 | 0 | 0 | 0 | 0 | 0 | N | South | EO
VICTOR_1_VDRYFA | CAISO System | Victor Dry Farm Ranch A | 0.1 | 0.1 | 0.1 | 0.1 | 0.16 | 2.13 | 3.36 | 1.01 | 1.95 | 0.1 | 0.1 | 0.1 | N | South | FC
VICTOR_1_VDRYFB | CAISO System | Victor Dry Farm Ranch B | 0 | 0 | 0 | 0 | 0 | 0 | 0 | 0 | 0 | 0 | 0 | 0 | N | South | EO
VILLPK_2_VALLYV | LA Basin | MWD Valley View Hydroelectric Recovery P | 0 | 0 | 0 | 0 | 3 | 2.4 | 0 | 0 | 0 | 2.4 | 3 | 3 | Y | South | FC
VILLPK_6_MWDYOR | LA Basin | Yorba Linda Hydroelectric Recovery Plant | 1.6 | 2.8 | 2 | 2.4 | 2.8 | 2.8 | 4 | 4 | 3.92 | 2.4 | 3 | 2.5 | Y | South | FC
VISTA_6_QF | LA Basin | VISTA QFS | 0.01 | 0.01 | 0.01 | 0.02 | 0.05 | 0.08 | 0.08 | 0.08 | 0.06 | 0.03 | 0.04 | 0.02 | N | South | FC
VISTRA_5_DALBT1 | Bay Area | Dallas Energy Storage | 100 | 100 | 100 | 100 | 100 | 100 | 100 | 100 | 100 | 100 | 100 | 100 | Y | North | FC
VISTRA_5_DALBT2 | Bay Area | Dallas Energy Storage 2 | 100 | 100 | 100 | 100 | 100 | 100 | 100 | 100 | 100 | 100 | 100 | 100 | Y | North | FC
VISTRA_5_DALBT3 | Bay Area | Dallas Energy Storage 3 | 100 | 100 | 100 | 100 | 100 | 100 | 100 | 100 | 100 | 100 | 100 | 100 | Y | North | FC
VISTRA_5_DALBT4 | Bay Area | Dallas Energy Storage 4 | 100 | 100 | 100 | 100 | 100 | 100 | 100 | 100 | 100 | 100 | 100 | 100 | Y | North | FC
VISTRA_5_PLABT1 | Bay Area | Plano Storage 1 | 100.4 | 100.4 | 100.4 | 100.4 | 100.4 | 100.4 | 100.4 | 100.4 | 100.4 | 100.4 | 100.4 | 100.4 | Y | North | FC
VISTRA_5_PLABT2 | Bay Area | Plano Storage 2 | 100.4 | 100.4 | 100.4 | 100.4 | 100.4 | 100.4 | 100.4 | 100.4 | 100.4 | 100.4 | 100.4 | 100.4 | Y | North | FC
VISTRA_5_PLABT3 | Bay Area | Plano Storage 3 | 74.6 | 74.6 | 74.6 | 74.6 | 74.6 | 74.6 | 74.6 | 74.6 | 74.6 | 74.6 | 74.6 | 74.6 | Y | North | FC
VISTRA_5_PLABT4 | Bay Area | Plano Storage 4 | 74.6 | 74.6 | 74.6 | 74.6 | 74.6 | 74.6 | 74.6 | 74.6 | 74.6 | 74.6 | 74.6 | 74.6 | Y | North | FC
VLCNTR_6_VCEBT1 | San Diego-IV | Valley Center Energy Storage | 54 | 54 | 54 | 54 | 54 | 54 | 54 | 54 | 54 | 54 | 54 | 54 | Y | South | PD | 54 | Group name: VALLEY_CENTER_1191 - Max to grid 139 MW. VLCNTR_6_VCEBT1 and VLCNTR_6_VCEBT2, combined PD 104 MW
VLCNTR_6_VCEBT2 | San Diego-IV | Valley Center Energy Storage B | 50 | 50 | 50 | 50 | 50 | 50 | 50 | 50 | 50 | 50 | 50 | 50 | Y | South | PD | 50 | Group name: VALLEY_CENTER_1191 - Max to grid 139 MW. VLCNTR_6_VCEBT1 and VLCNTR_6_VCEBT2, combined PD 104 MW
VLCNTR_6_VCSLR | San Diego-IV | Cole Grade | 0.1 | 0.1 | 0.1 | 0.1 | 0.1 | 0.99 | 1.57 | 0.47 | 0.91 | 0.1 | 0.1 | 0.1 | N | South | FC
VLCNTR_6_VCSLR1 | San Diego-IV | Valley Center 1 | 0.1 | 0.1 | 0.1 | 0.1 | 0.1 | 0.63 | 1.24 | 0.31 | 0.67 | 0.1 | 0.1 | 0.1 | N | South | FC
VLCNTR_6_VCSLR2 | San Diego-IV | Valley Center 2 | 0.1 | 0.1 | 0.1 | 0.1 | 0.1 | 1.27 | 2.48 | 0.61 | 1.34 | 0.1 | 0.1 | 0.1 | N | South | FC
VLYHOM_7_SSJID | Stockton | Woodward Power Plant | 0 | 0 | 0 | 0.4 | 0 | 0 | 0 | 0 | 0 | 0 | 0 | 0 | N | North | FC
VOLTA_2_UNIT 1 | CAISO System | VOLTA HYDRO UNIT 1 | 2.46 | 2.47 | 1.14 | 0.46 | 1.13 | 0.98 | 0.73 | 1.25 | 0.87 | 0.73 | 0.87 | 0.98 | N | North | FC
VOLTA_2_UNIT 2 | CAISO System | Volta Hydro Unit 2 | 0.41 | 0.43 | 0.4 | 0.13 | 0.39 | 0.34 | 0.29 | 0.22 | 0.23 | 0.26 | 0.27 | 0.26 | N | North | FC
VOLTA_6_BAILCK | CAISO System | Bailey Creek Ranch | 0 | 0 | 0 | 0 | 0 | 0 | 0 | 0 | 0 | 0 | 0 | 0 | N | North | EO
VOLTA_7_PONHY1 | CAISO System | Ponderosa Bailey Hydroelectric | 0.13 | 0.01 | 0.17 | 0.2 | 0.34 | 0.46 | 0.19 | 0 | 0 | 0.03 | 0.01 | 0.06 | N | North | FC
VOLTA_7_QFUNTS | CAISO System | VOLTA_7_QFUNTS | 0.06 | 0.05 | 0.04 | 0.03 | 0.05 | 0.04 | 0.05 | 0.04 | 0.03 | 0.03 | 0.03 | 0.04 | N | North | FC
VOYAGR_2_VOAWD5 | CAISO System | Voyager Wind Oasis Alta | 1.17 | 2.84 | 3.18 | 5.11 | 5.77 | 5.25 | 5.23 | 4.83 | 2.97 | 1.59 | 0.92 | 0.9 | N | South | FC
VOYAGR_2_VOYWD1 | CAISO System | Voyager 1 | 10.83 | 26.14 | 29.28 | 47.16 | 53.18 | 48.44 | 48.26 | 44.57 | 27.37 | 14.66 | 8.51 | 8.34 | N | South | FC
VOYAGR_2_VOYWD2 | CAISO System | Voyager Wind 2 | 10.61 | 25.62 | 28.7 | 46.23 | 52.13 | 47.48 | 47.31 | 43.69 | 26.83 | 14.37 | 8.34 | 8.17 | N | South | FC
VOYAGR_2_VOYWD3 | CAISO System | Voyager Wind 3 | 3.57 | 8.61 | 9.64 | 15.53 | 17.51 | 15.95 | 15.89 | 14.68 | 9.01 | 4.83 | 2.8 | 2.75 | N | South | FC
VOYAGR_2_VOYWD4 | CAISO System | Voyager Wind 4 | 1.77 | 4.26 | 4.77 | 7.69 | 8.67 | 7.89 | 7.87 | 7.26 | 4.46 | 2.39 | 1.39 | 1.36 | N | South | FC
VSTAES_6_VESBT1 | San Diego-IV | Vista Energy Storage | 10 | 10 | 10 | 10 | 10 | 10 | 10 | 10 | 10 | 10 | 10 | 10 | Y | South | PD | 30
WADHAM_6_UNIT | CAISO System | Wadham Energy LP | 25.31 | 25.09 | 24.19 | 22.55 | 16.56 | 24.44 | 23.92 | 23.54 | 24.37 | 23.46 | 21.62 | 24.55 | N | North | FC
WALCRK_2_CTG1 | LA Basin | Walnut Creek Energy Park Unit 1 | 100.1 | 100.1 | 100.1 | 100.1 | 100.1 | 100.1 | 100.1 | 100.1 | 100.1 | 100.1 | 100.1 | 100.1 | Y | South | FC
WALCRK_2_CTG2 | LA Basin | Walnut Creek Energy Park Unit 2 | 100.1 | 100.1 | 100.1 | 100.1 | 100.1 | 100.1 | 100.1 | 100.1 | 100.1 | 100.1 | 100.1 | 100.1 | Y | South | FC
WALCRK_2_CTG3 | LA Basin | Walnut Creek Energy Park Unit 3 | 100.1 | 100.1 | 100.1 | 100.1 | 100.1 | 100.1 | 100.1 | 100.1 | 100.1 | 100.1 | 100.1 | 100.1 | Y | South | FC
WALCRK_2_CTG4 | LA Basin | Walnut Creek Energy Park Unit 4 | 100.1 | 100.1 | 100.1 | 100.1 | 100.1 | 100.1 | 100.1 | 100.1 | 100.1 | 100.1 | 100.1 | 100.1 | Y | South | FC
WALCRK_2_CTG5 | LA Basin | Walnut Creek Energy Park Unit 5 | 100.1 | 100.1 | 100.1 | 100.1 | 100.1 | 100.1 | 100.1 | 100.1 | 100.1 | 100.1 | 100.1 | 100.1 | Y | South | FC
WALNUT_2_SOLAR | LA Basin | Industry MetroLink PV 1 | 0 | 0 | 0 | 0 | 0 | 0 | 0 | 0 | 0 | 0 | 0 | 0 | N | South | EO
WALNUT_6_HILLGEN | LA Basin | Puente Hills | 20.59 | 20.95 | 20.53 | 20.13 | 19.28 | 20.76 | 20.55 | 20.43 | 20.1 | 20 | 19.41 | 19.35 | N | South | FC
WALNUT_7_WCOVST | LA Basin | MM West Covina - ST Unit | 4.76 | 4.78 | 4.63 | 5.05 | 5.03 | 5.02 | 4.95 | 4.92 | 4.89 | 4.55 | 4.61 | 4.79 | N | South | FC
WARNE_2_UNIT | Big Creek-Ventura | WARNE HYDRO AGGREGATE | 76 | 76 | 46.54 | 45.45 | 76 | 76 | 76 | 76 | 49.71 | 54.99 | 42.94 | 41.58 | Y | South | FC
WASCO_6_TERSR1 | CAISO System | Terry | JUN: 0; JUL: 0; AUG: 0; SEP: 0; OCT: 0; NOV: 0; DEC: 0 | N | North | EO
WAUKNA_1_SOLAR | Fresno | Corcoran Solar | 0.1 | 0.1 | 0.1 | 0.27 | 1.05 | 7.66 | 11.98 | 4.02 | 8.01 | 0.13 | 0.1 | 0.1 | N | North | FC
WAUKNA_1_SOLAR2 | Fresno | Corcoran 2 | 0.1 | 0.1 | 0.1 | 0.27 | 1.39 | 11.2 | 14.41 | 5.28 | 9.38 | 0.1 | 0.1 | 0.1 | N | North | FC
WDFRDF_2_WFFBT1 | NCNB | West Ford Flat Energy Storage | 25 | 25 | 25 | 25 | 25 | 25 | 25 | 25 | 25 | 25 | 25 | 25 | Y | North | FC
WDLEAF_7_UNIT 1 | Sierra | WOODLEAF HYDRO | 60 | 60 | 60 | 60 | 60 | 60 | 60 | 60 | 60 | 60 | 60 | 60 | Y | North | FC
WEBER_6_FORWRD | CAISO System | Forward | 4.05 | 4.05 | 3.82 | 3.61 | 4.01 | 3.98 | 4.01 | 3.98 | 3.88 | 4.04 | 4.03 | 4.02 | N | North | FC
WEEDPC_6_KNSSR1 | CAISO System | Kern Sunset | JUN: 0; JUL: 0; AUG: 0; SEP: 0; OCT: 0; NOV: 0; DEC: 0 | N | North | EO
WESCAN_2_BDSBT1 | San Diego-IV | Bateria Del Sur | 131 | 131 | 131 | 131 | 131 | 131 | 131 | 131 | 131 | 131 | 131 | 131 | Y | South | PD | 131
WESCN2_2_BDSBT1 | San Diego-IV | Bateria Del Sur 2A |  |  | 119 | 119 | 119 | 119 | 119 | 119 | 119 | 119 | 119 | 119 | Y | South | ID | 100% | Q1531 - 119 MW battery FCDS - Total Q is for 350 MWs FCDS - Waiting for 2022-2023 TPP approved upgrades.
WESCN2_2_BDSBT2 | San Diego-IV | BATERIA DEL SUR 2B | AUG: 100; SEP: 100; OCT: 100; NOV: 100; DEC: 100 | Y | South | ID | 100% | Q1531 - Waiting for 2022-2023 TPP approved upgrades.
WESTPT_2_UNIT | CAISO System | West Point Hydro Plant | 10.78 | 3.92 | 3.22 | 8.44 | 6.94 | 9.46 | 10.08 | 12.74 | 10.98 | 10.36 | 10.84 | 11.54 | Y | North | FC
WFRESN_1_SOLAR | Fresno | Joya Del Sol | 0 | 0 | 0 | 0 | 0 | 0 | 0 | 0 | 0 | 0 | 0 | 0 | N | North | EO
WHEATL_6_LNDFIL | Sierra | G2 ENERGY, OSTROM ROAD LLC | 3.16 | 3.16 | 3.34 | 2.67 | 3.22 | 2.91 | 3.06 | 3.24 | 3.11 | 3.35 | 3.28 | 3.16 | N | North | FC
WHITNY_6_SOLAR | Fresno | Whitney Point Solar | 0 | 0 | 0 | 0 | 0 | 0 | 0 | 0 | 0 | 0 | 0 | 0 | N | North | EO
WHTWTR_1_WINDA1 | LA Basin | Whitewater Hill Wind Project | 5.17 | 12.47 | 13.97 | 22.5 | 25.37 | 23.11 | 23.03 | 21.27 | 13.06 | 6.99 | 4.06 | 3.98 | N | South | FC
WISE_1_UNIT 1 | Sierra | Wise Hydro Unit 1 | 4.36 | 4.38 | 5.6 | 5.5 | 8.16 | 8.04 | 7.72 | 7.34 | 7.52 | 7.96 | 5.76 | 5.52 | Y | North | FC
WISE_1_UNIT 2 | Sierra | WISE HYDRO UNIT 2 | 0 | 0 | 0 | 0 | 0 | 0 | 0 | 0 | 0 | 0 | 0 | 0 | Y | North | FC
WISHON_6_UNITS | Fresno | Wishon/San Joaquin #1-A AGGREGATE | 2.72 | 2.42 | 2.96 | 2.74 | 1.68 | 1.2 | 0.96 | 0.8 | 4 | 9.52 | 8.32 | 7.34 | Y | North | FC
WISTRA_2_WRSSR1 | San Diego-IV | Wistaria Ranch Solar | 0.1 | 0.1 | 0.1 | 0.48 | 3.22 | 42.52 | 67.29 | 20.3 | 38.96 | 0.18 | 0.1 | 0.1 | N | South | FC
WLDWD_1_SOLAR1 | CAISO System | Wildwood Solar I | 0.1 | 0.1 | 0.1 | 0.27 | 1.41 | 11.34 | 14.59 | 5.34 | 9.5 | 0.1 | 0.1 | 0.1 | N | North | FC
WLDWD_1_SOLAR2 | CAISO System | Wildwood Solar 2 | 0.1 | 0.1 | 0.1 | 0.2 | 1.05 | 8.51 | 10.94 | 4.01 | 7.13 | 0.1 | 0.1 | 0.1 | N | North | FC
WNDMAS_2_UNIT 1 | Bay Area | BUENA VISTA ENERGY, LLC | 2.16 | 3.23 | 6.73 | 13.35 | 17.53 | 16.21 | 16.32 | 11.55 | 9.35 | 4.15 | 1.53 | 2.1 | N | North | FC
WNDSTR_2_WIND | CAISO System | Windstar | 10.08 | 24.33 | 27.26 | 43.9 | 49.51 | 45.09 | 44.93 | 41.49 | 25.48 | 13.65 | 7.92 | 7.76 | N | South | FC
WOLFSK_1_UNITA1 | CAISO System | Wolfskill Energy Center | 46.9 | 46.9 | 46.9 | 46.9 | 46.9 | 46.9 | 46.9 | 46.9 | 46.9 | 46.9 | 46.9 | 46.9 | Y | North | FC
WOODWR_1_HYDRO | Fresno | Quinten Luallen | 0 | 0 | 0 | 0 | 0 | 0 | 0 | 0 | 0 | 0 | 0 | 0 | N | North | EO
WRGTSR_2_WSFSR1 | CAISO System | Wright Solar Freeman | 0.1 | 0.1 | 0.1 | 2.68 | 10.48 | 76.62 | 119.83 | 40.19 | 80.14 | 1.3 | 0.1 | 0.1 | N | North | FC
WSENGY_1_UNIT 1 | CAISO System | Wheelabrator Shasta | 34.06 | 34.06 | 34.01 | 32.62 | 34.05 | 34.06 | 34.38 | 35.97 | 35.66 | 33.92 | 32.92 | 34.06 | N | North | FC
WSTWND_2_M89BT2 | CAISO System | Mojave 89 BESS 2B | 0 | 0 | 0 | 0 | 0 | 0 | 0 | 0 | 0 | 0 | 0 | 0 | Y | South | EO |  | Group name: MOJAVE89_0041CONV - Max to grid 82.65 MW.
WSTWND_2_M89WD2 | CAISO System | Mojave 89 Wind | 6.94 | 16.76 | 18.77 | 30.24 | 34.1 | 31.06 | 30.94 | 28.58 | 17.55 | 9.4 | 5.46 | 5.35 | N | South | FC |  | Group name: MOJAVE89_0041CONV - Max to grid 82.65 MW.
WSTWND_2_M90WD2 | CAISO System | Mojave 90 | 5.45 | 13.14 | 14.72 | 23.72 | 26.74 | 24.36 | 24.27 | 22.41 | 13.76 | 7.37 | 4.28 | 4.19 | N | South | FC |  | Hybrid - However Wind is FCDS and BESS is EO
WSTWND_2_SBSBT1 | CAISO System | Sagebrush Solar 2 | 80 | 80 | 80 | 80 | 80 | 80 | 80 | 80 | 80 | 80 | 80 | 80 | Y | South | ID | 100% | Q1325 - C12 - Waiting for Mesa-Laguna Bell 230 kV line upgrade project (Max 90 percent PCDS at 200 MW Pmax)
WSTWND_2_SBSBT2 | CAISO System | Sagebrush Solar 2 ESS 40 | 40 | 40 | 40 | 40 | 40 | 40 | 40 | 40 | 40 | 40 | 40 | 40 | Y | South | ID | 100% | Q1325 - Waiting for Mesa-Laguna Bell 230 kV line upgrade project - Max PCDS to 180 MW
WSTWND_2_SBSBT3 | CAISO System | Sagebrush Solar 2 ESS 59 | 59 | 59 | 59 | 59 | 59 | 59 | 59 | 59 | 59 | 59 | 59 | 59 | Y | South | ID | 100% | Q1325 - Waiting for Mesa-Laguna Bell 230 kV line upgrade project - Max PCDS to 180 MW
YELPIN_2_YP2BT1 | CAISO System | Yellow Pine 2 BESS | 65 | 65 | 65 | 65 | 65 | 65 | 65 | 65 | 65 | 65 | 65 | 65 | Y | South | ID | 100% | Q1341 - Group name: YELLOW_PINE_1341_1 - Max to grid 125 MW. Waiting for Lugo-Victorville CRAS - Co-located with 125 MW solar YELPIN_2_YP2SR1
YELPIN_2_YP2BT2 | CAISO System | Yellow Pine 2 A BESS | 28 | 28 | 28 | 28 | 28 | 28 | 53 | 53 | 53 | 53 | 53 | 53 | Y | South | ID | 53 | Q1341 - Group name YELLOW_PINE_1341_2 - Max to grid 60 MW. Waiting for Lugo Victorville CRAS a possibly more - Co-located with 60 MW solar YELP_2_YP2SR2.
YELPIN_2_YP2BT3 | CAISO System | Yellow Pine 2 B BESS | 32 | 32 | 32 | 32 | 32 | 32 | 32 | 32 | 32 | 32 | 32 | 32 | Y | South | ID | 100% | Q1341 - Group name: YELLOW_PINE_1341_3 - Max to grid 65 MW. Waiting for Lugo Victorville CRAS - Co-located with 65 MW solar YELP_2_YP2SR3.
YELPIN_2_YP2SR1 | CAISO System | Yellow Pine 2 | 0.1 | 0.1 | 0.1 | 0.6 | 4.02 | 53.15 | 60 | 25.37 | 48.69 | 0.22 | 0.1 | 0.1 | N | South | ID | 60 | Q1341 - Group name: YELLOW_PINE_1341_1 - Max to grid 125 MW. Waiting for Lugo-Victorville CRAS - Co-located with 65 MW battery YELPIN_2_YP2BT1
YELPIN_2_YP2SR2 | CAISO System | Yellow Pine 2 A PV | 0.1 | 0.1 | 0.1 | 0.29 | 1.93 | 25.51 | 32 | 12.18 | 23.37 | 0.11 | 0.1 | 0.1 | N | South | ID | 32 | Q1341 - Group name: YELLOW_PINE_1341_2 - Max to grid 60 MW. Waiting for Lugo Victorville CRAS - Co-located with 28 MW 4 hour deliverable battery YELP_2_YP2BT2. The battery is actually 53 MW 4 hour however only 28 MW 4 hour is deliverable the rest is EO.
YELPIN_2_YP2SR3 | CAISO System | Yellow Pine 2 B PV | 0.1 | 0.1 | 0.1 | 0.31 | 2.09 | 27.64 | 33 | 13.19 | 25.32 | 0.11 | 0.1 | 0.1 | N | South | ID | 33 | Q1341 - Group name: YELLOW_PINE_1341_3 - Max to grid 65 MW. Waiting for Lugo Victorville CRAS - Co-located with 32 MW battery YELP_2_YP2BT3.
YUBACT_1_SUNSWT | Sierra | YUBA CITY COGEN | 49.97 | 49.97 | 49.97 | 49.97 | 49.97 | 49.97 | 49.97 | 49.97 | 49.97 | 49.97 | 49.97 | 49.97 | Y | North | FC
YUBACT_6_UNITA1 | Sierra | Yuba City Energy Center (Calpine) | 47.16 | 47.16 | 47.16 | 47.16 | 47.16 | 47.16 | 47.16 | 47.16 | 47.16 | 47.16 | 47.16 | 47.16 | Y | North | FC
ZOND_6_UNIT | Bay Area | ZOND WINDSYSTEMS INC. | 0.97 | 1.45 | 3.03 | 6.01 | 7.89 | 7.3 | 7.34 | 5.2 | 4.21 | 1.87 | 0.69 | 0.95 | N | North | FC

## Other
Resources on this tab have not yet declared COD. NQC values for resources listed on this tab are not final and are subject to change based on the status of transmission upgrades, Unit Capability at time of COD, and declaration of COD. Month ahead NQC may be decreased per actual Pmax test.
Resource ID | Area_Name | Generator Name | Jan | Feb | Mar | Apr | May | Jun | Jul | Aug | Sep | Oct | Nov | Dec | Path 26 | Deliverability | Dispatchability | Comment
ALPAUG_1_TUDSR1 | CAISO System | Tulare CSG LLC | [12 empty] | North | EO | N | PGEWD2614-WD | bar: Jan to Dec
BGROCK_2_BRFBX2 | San Diego-IV | Big Rock | 174 | 174 | 174 | 174 | 174 | 174 | 174 | 174 | 174 | 174 | 174 | 174 | South | PD to 174 | Y | Q1166 - 200 MW battery PD to 174 MW.
BLYTHE_1_CREST | CAISO System | Venable Solar, LLC (North) | [12 empty] | South | EO | N | SCEGFID5828 - Eligible for DG deliverability allocation process Blythe, CA 92225 | bar: Jan to Dec
BLYTHE_1_CREST | CAISO System | Venable Solar, LLC (South) | [12 empty] | South | EO | N | SCEGFID5829 - Eligible for DG deliverability allocation process Blythe, CA 92225 | bar: Jan to Dec
BLYTHE_1_SOLAR1 | CAISO System | Solar Blythe LLC | [12 empty] | South | EO | N | SCEWDT263 - Eligible for DG deliverability allocation process Blythe, CA 92225 | bar: Jan to Dec
BURNEY_6_HCCTG1 | CAISO System | Hat Creek Bioenergy, LLC | [12 empty] | North | EO | Y | PGEWD3126-RD | bar: Jan to Dec
CAMDEN_6_RDDBM1 | Fresno | RuAnn Dairy Digester | [12 empty] | North | EO |  | PGEWD1864 | bar: Jan to Dec
CASCES_6_CESBT2 | CAISO System | Cascade Energy Storage Expansion | 20 | 20 | 20 | 20 | 20 | 20 | 20 | 20 | 20 | 20 | 20 | 20 | North | ID to 100% | Y | Q1835 - C9, ISP and C13 - 20 MW battery FC - Waiting for Pre-cursor projects, RNUs and DNUs per LGIA
CEDUCR_2_SOLAR1 | Big Creek-Ventura | CED Ducor Solar 1, LLC | [12 empty] | South | EO | N | SCEWDT394 - Eligible for DG deliverability allocation process Ducor, CA 93218 | bar: Jan to Dec
CEDUCR_2_SOLAR2 | Big Creek-Ventura | CED Ducor Solar 2, LLC | [12 empty] | South | EO | N | SCEWDT390 - Eligible for DG deliverability allocation process Ducor, CA 93218 | bar: Jan to Dec
CEDUCR_2_SOLAR3 | Big Creek-Ventura | CED Ducor Solar 3, LLC | [12 empty] | South | EO | N | SCEWDT603 - Eligible for DG deliverability allocation process Ducor, CA 93218 | bar: Jan to Dec
CEDUCR_2_SOLAR4 | Big Creek-Ventura | CED Ducor Solar 4, LLC | [12 empty] | South | EO | N | SCEWDT439 - Eligible for DG deliverability allocation process Ducor, CA 93218 | bar: Jan to Dec
CENTER_2_SOLAR1 | LA Basin | SunE Solar XVI Lessor, LLC | [12 empty] | South | EO | N | SCEWDT1064FT - Eligible for DG deliverability allocation process Pico Rivera, CA 90660 | bar: Jan to Dec
CHINO_2_JURUPA | LA Basin | California PV Energy, LLC | [12 empty] | South | EO | N | SCEWDT915FT - Eligible for DG deliverability allocation process Ontario, CA 91761 | bar: Jan to Dec
CHINO_2_SASOLR | LA Basin | SS San Antonio West LLC | [12 empty] | South | EO | N | SCEWDT426 - Eligible for DG deliverability allocation process Chino, CA 91708 | bar: Jan to Dec
CHINO_2_SOLAR2 | LA Basin | Kona Solar LLC | [12 empty] | South | EO | N | SCEWDT1053 - Eligible for DG deliverability allocation process Ontario, CA 91761 | bar: Jan to Dec
CHWCHL_1_AVSSR1 |  | RPCA Solar 1, LLC | [12 empty] | North | EO |  | PGEWD2915-WD - Resource not found in PG&E provided list | bar: Jan to Dec
CHWCHL_1_AVSSR2 |  | RPCA Solar 1, LLC | [12 empty] | North | EO |  | PGEWD3037-WD - Resource not found in PG&E provided list | bar: Jan to Dec
CORONS_2_SOLAR | LA Basin | SunE W12DG-C, LLC | [12 empty] | South | EO | N | SCEWDT525 - Eligible for DG deliverability allocation process Corona, CA 92880 | bar: Jan to Dec
DAIRLD_1_CR1BM1 | Fresno | Clapper Rail Plant 1 | [12 empty] | North | EO |  | PGEWD1536 | bar: Jan to Dec
DELAMO_2_SOLRC1 | LA Basin | Golden Springs Develop Co., LLC (Bldg C) | [12 empty] | South | EO | N | SCEWDT480 - Eligible for DG deliverability allocation process Santa Fe Springs, CA 90670 | bar: Jan to Dec
DELAMO_2_SOLRD | LA Basin | Golden Springs Develop. Co, LLC (Bldg D) | [12 empty] | South | EO | N | SCEWDT481 - Eligible for DG deliverability allocation process Santa Fe Springs, CA 90670 | bar: Jan to Dec
DELSUR_6_HORSR1 | Big Creek-Ventura | TerraForm Phoenix I CD Holdings, LLC | [12 empty] | South | EO | N | SCEGFID5336 - Eligible for DG deliverability allocation process Lancaster, CA 93536 | bar: Jan to Dec
DELSUR_6_SOLAR4 | Big Creek-Ventura | Radiance Solar 4 LLC | [12 empty] | South | EO | N | SCEGFID5477 - Eligible for DG deliverability allocation process Lancaster, CA 93536 | bar: Jan to Dec
DELSUR_6_SOLAR5 | Big Creek-Ventura | Radiance Solar 5 LLC | [12 empty] | South | EO | N | SCEGFID5478 - Eligible for DG deliverability allocation process Lancaster, CA 93536 | bar: Jan to Dec
DEVERS_1_SEPV05 | LA Basin | SEPV2, LLC | [12 empty] | South | EO | N | SCEWDT423 -Eligible for DG deliverability allocation process Twentynine Palms, CA 92288 | bar: Jan to Dec
DEVERS_1_SOLAR1 | LA Basin | Highlander Solar 1 | [12 empty] | South | EO | N | SCEWDT458 - Eligible for DG deliverability allocation process Twentynine Palms, CA 92277 | bar: Jan to Dec
DEVERS_1_SOLAR2 | LA Basin | Highlander Solar 2 | [12 empty] | South | EO | N | SCEWDT459 - Eligible for DG deliverability allocation process Twentynine Palms, CA 92277 | bar: Jan to Dec
DEVERS_2_CS2SR4 | LA Basin | Caliente Springs, LLC | [12 empty] | South | EO | N | SCEGFID8160 - Eligible for DG deliverability allocation process Desert Hot Springs, CA 92241 | bar: Jan to Dec
DINUBA_6_UNIT | Fresno | Dinuba | [12 empty] | North | FC | Y | EXISTING
ELNIDO_1_ECRSR1 |  | RPCA Solar 7, LLC | [12 empty] | North | EO |  | PGEWD2799-WD - Resource not found in PG&E provided list | bar: Jan to Dec
ETIWND_2_CHMPNE | LA Basin | California PV Energy, LLC | [12 empty] | South | EO | N | SCEWDT910FT - Eligible for DG deliverability allocation process Ontario, CA 91761 | bar: Jan to Dec
ETIWND_2_SEPBT1 | CAISO System | Separator (Rampa) | 100 | 100 | 100 | 100 | 100 | 100 | 100 | 100 | 100 | 100 | 100 | 100 | South | FC | Y | Q1641 - 100 MW battery FC.
ETIWND_2_SOLAR2 | LA Basin | SunE Solar XVI Lessor, LLC | [12 empty] | South | EO | N | SCEWDT1083FT - Eligible for DG deliverability allocation process Rancho Cucamonga, CA 91730 | bar: Jan to Dec
ETIWND_2_SOLAR5 | LA Basin | Golden Solar, LLC | [12 empty] | South | EO | N | SCEWDT1237FT - Eligible for DG deliverability allocation process Jurupa Valley, CA 91752 | bar: Jan to Dec
GARNET_1_SOLAR | LA Basin | North Palm Springs Investments, LLC | [12 empty] | South | EO | N | SCEWDT016 - Eligible for DG deliverability allocation process Desert Hot Springs, CA 92250 | bar: Jan to Dec
GLOW_6_SOLAR | Big Creek-Ventura | TA High Desert LLC | [12 empty] | South | EO | N | SCEWDT1095TOC - Eligible for DG deliverability allocation process Lancaster, CA 93536 | bar: Jan to Dec
GRDISL_1_RVSSR1 |  | Rio Vista RV and Boat Storage | [12 empty] | North | EO |  | PGEWD2967-WD - Resource not found in PG&E provided list | bar: Jan to Dec
GWFPWR_1_HPPBT1 | Fresno | Lead BESS 1 | [12 empty] | North | EO | Y | Addition/Repower - 99.4 MW battery - Co-located with Lead Unit 1 - GWFPWR_1_LDCTG1 and Lead Unit 2 - GWFPWR_1_LDCTG2 - Max to POI 99.4 MW. | bar: Jan to Dec
GWFPWR_1_LDCTG1 | Fresno | Lead Unit 1 | 49.23 | 49.23 | 49.23 | 49.23 | 49.23 | 49.23 | 49.23 | 49.23 | 49.23 | 49.23 | 49.23 | 49.23 | North | FC | Y | Existing (spliting market ID) - 55.3 MW resource - Co-located with Lead Unit 2 - GWFPWR_1_LDCTG2 and Lead BESS 1 - GWFPWR_1_HPPBT1 - Max to POI 99.4 MW.
GWFPWR_1_LDCTG2 | Fresno | Lead Unit 2 | 49.23 | 49.23 | 49.23 | 49.23 | 49.23 | 49.23 | 49.23 | 49.23 | 49.23 | 49.23 | 49.23 | 49.23 | North | FC | Y | Existing (spliting market ID) - 55.3 MW resource - Co-located with Lead Unit 1 - GWFPWR_1_LDCTG1 and Lead BESS 1 - GWFPWR_1_HPPBT1 - Max to POI 99.4 MW.
GWFPWR_1_LEDBT1 | Fresno | Lead BESS 2 | 32 | 32 | 32 | 32 | 32 | 32 | 32 | 32 | 32 | 32 | 32 | 32 | North | ID to 100% | Y | Q1713 - Waiting for Bellota-Warnerville reconductoring, Reconductor Borden-Gregg 230 kV Lines, Reconductor Dos Amigos-Panoche 230 kV Line, QC8RAS-08 and possibly other.
HAMLIN_1_BMSBT2 | CAISO System | Baldy Mesa SP | [12 empty] | South | ID to 100% | Y | Q1413-Q1519 - 50 MW solar with 25 MW battery for 50 MW Max at POI - with no grid-charging restrictions - Waiting for Mojave Desert RAS and Nort of Lugo C-RAS - Beyond the first 100 MW solar is using interim deliverability from future battery. | bar: Jan to Feb
HENRTA_6_ACDSR3 |  | Kings CSG 3 LLC | [12 empty] | North | EO |  | PGEWD2796-WD - Resource not found in PG&E provided list | bar: Jan to Dec
HENRTA_6_ELCTG1 | Fresno | Electrolyte Unit 1 | 49.98 | 49.98 | 49.98 | 49.98 | 49.98 | 49.98 | 49.98 | 49.98 | 49.98 | 49.98 | 49.98 | 49.98 | North | FC | Y | Existing (spliting market ID) - 55.3 MW resource - Co-located with Electrolyte Unit 2 - HENRTA_6_ELCTG2 - Max to POI 99.4 MW.
HENRTA_6_ELCTG2 | Fresno | Electrolyte Unit 2 | 49.42 | 49.42 | 49.42 | 49.42 | 49.42 | 49.42 | 49.42 | 49.42 | 49.42 | 49.42 | 49.42 | 49.42 | North | FC | Y | Existing (spliting market ID) - 55.3 MW resource - Co-located with Electrolyte Unit 1 - HENRTA_6_ELCTG1 - Max to POI 99.4 MW.
KERNEY_6_FCSSR1 | Fresno | Fresno Disadvantaged Community Solar Project | [12 empty] | North | EO | N | PGEWD2392-WD | bar: Jan to Dec
LAGBEL_2_CBPBT1 | LA Basin | Cald BESS | 100 | 100 | 100 | 100 | 100 | 100 | 100 | 100 | 100 | 100 | 100 | 100 | South | FC | Y | SCEWD1641-SCEWD1736
LCKHT1_2_LH1BT1 | CAISO System | Lockhart Solar BESS 1 | - | - | - | - | - | 45 | 45 | 45 | 45 | 45 | 45 | 45 | South | ID to 100% | Y | 0043CONV-Q1617-Q1775 - Waiting for Mojave Desert RAS and Nort of Lugo C-RAS.
LITLRK_6_SEPV01 | Big Creek-Ventura | SEPV1, LLC | [12 empty] | South | EO | N | SCEWDT403 - Eligible for DG deliverability allocation process Palmdale, CA 93591 | bar: Jan to Dec
MALAGA_1_AUCTG1 | Fresno | Acid Unit 1 | 48.31 | 48.31 | 48.31 | 48.31 | 48.31 | 48.31 | 48.31 | 48.31 | 48.31 | 48.31 | 48.31 | 48.31 | North | FC | Y | Existing (spliting market ID) - 55.3 MW resource - Co-located with Acid Unit 1 - MALAGA_1_AUCTG1 - Max to POI 97.0 MW.
MALAGA_1_AUCTG2 | Fresno | Acid Unit 2 | 48.3 | 48.3 | 48.3 | 48.3 | 48.3 | 48.3 | 48.3 | 48.3 | 48.3 | 48.3 | 48.3 | 48.3 | North | FC | Y | Existing (spliting market ID) - 55.3 MW resource - Co-located with Acid Unit 2 - MALAGA_1_AUCTG2 - Max to POI 97.0 MW.
MANZNA_2_CAMSR1 | Kern | Camino Solar | [12 empty] | South | ID to 100% | N | Q1419 - 44 MW solar FC part of (44.88 MW solar and 13.4 MW battery - Max to POI 54.28 FC). Waiting for Whirldwind CRAS and Techachapi CRAS.
MCFLND_5_MBSBX2 | CAISO System | McFarland B hybrid | 150 | 150 | 150 | 150 | 150 | 150 | 150 | 150 | 150 | 150 | 150 | 150 | South | FC | Y | Q1171 - 150 MW battery FCDS with 300 MW solar EO part of (500 MW solar EO and 435 MW battery FC - Group name: MCFLND_1171 - Max to grid 500 MW).
NOAKS_2_PESBT1 | NCNB | Canyon Country ESS I, LLC (Karl Jacob) | [12 empty] | North | EO | Y | PGEWD1649-WD | bar: Jan to Dec
NOAKS_2_PESBT1 | Big Creek-Ventura | Placeritas Energy Storage I | 80 | 80 | 80 | 80 | 80 | 80 | 80 | 80 | 80 | 80 | 80 | 80 | South | FC | Y | SCEWD1649
NORORC_2_NOSBX2 | CAISO System | Northern Orchard Solar | 92 | 92 | 92 | 92 | 92 | 92 | 92 | 92 | 92 | 92 | 92 | 92 | North | ID to 92 | Y | Q946, Q1259 - 150 MW solar EO with 92 MW battery FC - Max at POI 150 MW. Waiting for 20RSMTRAS-02 to tip Buenavista pumps and possibly other.
OASIS_6_AR4SR3 | Big Creek-Ventura | TerraForm Phoenix I CD Holdings, LLC | [12 empty] | South | EO | N | SCEGFID5306 - Eligible for DG deliverability allocation process Palmdale, CA 93552 | bar: Jan to Dec
OASIS_6_SOLAR1 | Big Creek-Ventura | Morgan Lancaster I, LLC | [12 empty] | South | EO | N | SCEGFID5466 - Eligible for DG deliverability allocation process Lancaster, CA 93535 | bar: Jan to Dec
OASIS_6_SOLAR3 | Big Creek-Ventura | US Topco Energy, Inc (Soccer Center) | [12 empty] | South | EO | N | SCEGFID8036 - Eligible for DG deliverability allocation process Lancaster, CA 93535 | bar: Jan to Dec
PADUA_2_SOLAR1 | LA Basin | Kona Solar LLC | [12 empty] | South | EO | N | SCEWDT473FT - Eligible for DG deliverability allocation process Rancho Cucamonga, CA 91730 | bar: Jan to Dec
PERGRN_2_PRSBT1 | San Diego-IV | Peregrine Storage | 100 | 100 | 100 | 100 | 100 | 100 | 100 | 100 | 100 | 100 | 100 | 100 | South | PD to 100 | Y | Q1670 - 200 MW battery with 100 MW FC and 100 MW EO - Max at POI 200 MW .
POME_6_POMBT1 | San Diego-IV | Pome BESS | - | - | - | 100 | 100 | 100 | 100 | 100 | 100 | 100 | 100 | 100 | South | FC | Y | Q1669 - 100 MW (400 MWh) FCDS.
PRIMM_2_SSSBT1 | CAISO System | Silver State South Solar Project Storage | - | - | - | 200 | 200 | 200 | 200 | 200 | 200 | 200 | 200 | 200 | South | ID to 100% | Y | Q467, Q502 - 200 MW battery part of (250 MW solar and 200 MW battery - Max to POI 250 MW). Co-located with PRIMM_2_SOLAR1. Waiting for Lugo-Victorville CRAS.
RATSKE_2_WAVBT1 | CAISO System | Willy 9 Antelope Valley | 126 | 126 | 126 | 126 | 126 | 126 | 126 | 126 | 126 | 126 | 126 | 126 | South | ID to 100% | Y | Q1319 - 126 MW battery part of (250 MWs solar with 250 MW battery - Max at POI 250 MWs FCDS) - Waiting for Whirldwind CRAS and Techachapi CRAS.
RDWAY_1_CREST | CAISO System | Coronus Adelanto West 2 LLC | [12 empty] | South | EO | N | SCEGFID5820 - Eligible for DG deliverability allocation process Adelanto, CA 92301 | bar: Jan to Dec
RDWAY_1_SCKSR1 | CAISO System | Phelan Solar LLC | [12 empty] | South | EO | N | SCEWDT1399 - Eligible for DG deliverability allocation process El Mirage, CA 92301 | bar: Jan to Dec
RECTOR_2_IVANPV | Big Creek-Ventura | Tulare PV I, LLC (Ivanhoe 1) | [12 empty] | South | EO | N | SCEGFID5714 - Eligible for DG deliverability allocation process Visalia, CA 93292 | bar: Jan to Dec
RECTOR_2_TFDBM1 | Big Creek-Ventura | Two Fiets | [12 empty] | South | EO | N | SCEGFID8499 - Eligible for DG deliverability allocation process Tipton, CA 93272 | bar: Jan to Dec
RECTOR_2_VISSR1 | Big Creek-Ventura | Visalia CSG LLC | [12 empty] | South | EO | N | SCEWDT1732 - Eligible for DG deliverability allocation process Visalia, CA 93291 | bar: Jan to Dec
RECTOR_7_TULARE | Big Creek-Ventura | MM Tulare Energy, LLC | [12 empty] | South | EO | N | SCEWDT226 - Eligible for DG deliverability allocation process Visalia, CA 93291 | bar: Jan to Dec
ROMOLA_5_MPBBT4 | LA Basin | Menifee Power Bank 4 | 110 | 110 | 110 | 110 | 110 | 110 | 110 | 110 | 110 | 110 | 110 | 110 | South | FC | Y | Q1645 - 110 MW battery part of (680 MW battery FCDS)
ROMOLA_5_MPBBT5 | LA Basin | Menifee Power Bank 5 | 55 | 55 | 55 | 55 | 55 | 55 | 55 | 55 | 55 | 55 | 55 | 55 | South | FC | Y | Q1645 - 55 MW battery part of (680 MW battery FCDS).
SANDRN_2_SS1SR1 | CAISO System | Sandrini Sol 1 | [12 empty] | North | EO | N | Q1397 - 100 MW solar EO part of (100 MW EO solar with 92 MW battery FC - Max at POI 100 MW). | bar: Jan to Dec
SANDRN_2_SS2SR2 | CAISO System | Sandrini Sol 2 | - | - | - | - | - | - | - | 200 | 200 | 200 | 200 | 200 | North | FC | N | Q1398 - 200 MW solar FC.
SAUGUS_6_CREST | Big Creek-Ventura | Calleguas Municipal Water District | [12 empty] | South | EO | N | SCEGFID8155QFC - Eligible for DG deliverability allocation process Chatsworth, CA 91311 | bar: Jan to Dec
SCARLT_2_SS2BT1 | Fresno | Scarlet Solar 2 BESS | 150 | 150 | 150 | 150 | 150 | 150 | 150 | 150 | 150 | 150 | 150 | 150 | North | ID to 100% | Y | Q1135 - 150 MW battery co-located with 200 MW solar - Max at POI 200 MWs - part of (FC - Max to grid 400 MW includes 400 MW solar and 400 MW battery) - Waiting for Bellota-Warnerville 230 kV reconductoring, Reconductor Panoche-Padre Flat 230 kV, QC8RAS-08 RAS and possibly other.
SCARLT_2_SS2SR1 | Fresno | Scarlet Solar 2 PV | [12 empty] | North | ID to 50 | N | Q1135 - 200 MW solar co-located with 150 MW battery - Max at POI 200 MWs - part of (FC - Max to grid 400 MW includes 400 MW solar and 400 MW battery) - Waiting for Bellota-Warnerville 230 kV reconductoring, Reconductor Panoche-Padre Flat 230 kV, QC8RAS-08 RAS and possibly other.
SHUTLE_6_RUISR1 | Big Creek-Ventura | TerraForm Phoenix I CD Holdings, LLC | [12 empty] | South | EO | N | SCEGFID5816 - Eligible for DG deliverability allocation process Palmdale, CA 93551 | bar: Jan to Dec
SJOAQN_6_NFCBM1 | Fresno | North Fork Community Power | [12 empty] | North | EO |  | PGEWD2007 | bar: Jan to Dec
SPRGVL_2_EXETPV | Big Creek-Ventura | Tulare PV I, LLC (Exeter 1) | [12 empty] | South | EO | N | SCEGFID5666 - Eligible for DG deliverability allocation process Exeter, CA 93221 | bar: Jan to Dec
SPRGVL_2_LINDPV | Big Creek-Ventura | Tulare PV I, LLC (Lindsay 1) | [12 empty] | South | EO | N | SCEGFID5723 - Eligible for DG deliverability allocation process Lindsay, CA 93247 | bar: Jan to Dec
SPRGVL_2_PORTPV | Big Creek-Ventura | Tulare PV I, LLC (Porterville 1) | [12 empty] | South | EO | N | SCEGFID5705 - Eligible for DG deliverability allocation process Porterville, CA 93257 | bar: Jan to Dec
TAHOE_2_THOBT1 | CAISO System | Tahoe 1 | 60 | 60 | 60 | 60 | 60 | 60 | 60 | 60 | 60 | 60 | 60 | 60 | South | ID to 100% | Y | Q1339 - 60 MW battery part of (300 MW battery - PCDS to 279 MWs) - Waiting for Lugo Victorville CRAS.
TAHOE_2_THOBT2 | CAISO System | Tahoe 2 | 109 | 109 | 109 | 109 | 109 | 109 | 109 | 109 | 109 | 109 | 109 | 109 | South | ID to 100% | Y | Q1339 - 109 MW battery part of (300 MW battery - PCDS to 279 MWs) - Waiting for Lugo Victorville CRAS.
TAHOE_2_THOBT3 | CAISO System | Tahoe 3 | 110 | 110 | 110 | 110 | 110 | 110 | 110 | 110 | 110 | 110 | 110 | 110 | South | ID to 100% | Y | Q1339 - 110 MW battery part of (300 MW battery - PCDS to 279 MWs) - Waiting for Lugo Victorville CRAS.
TBD | LA Basin | Alamitos Energy Storage 2 | 82 | 82 | 82 | 82 | 82 | 82 | 82 | 82 | 82 | 82 | 82 | 82 | South | FC | Y | REPOWER
TBD | NCNB | Bear Canyon Energy Storage | 13 | 13 | 13 | 13 | 13 | 13 | 13 | 13 | 13 | 13 | 13 | 13 | North | FC | Y | REPOWER
TBD | CAISO System | Beard | [12 empty] | North | EO | N | PGEWD1888 | bar: Jan to Dec
TBD | CAISO System | Caballero Storage | 99.7 | 99.7 | 99.7 | 99.7 | 99.7 | 99.7 | 99.7 | 99.7 | 99.7 | 99.7 | 99.7 | 99.7 | North | ID to 100% | Y | Q1470 - 99.7 MW battery FC - Waiting for QC8RAS-08 RAS and possibly other.
TBD | LA Basin | Carris Battery Storage | [12 empty] | South | FC | Y | SCEWD1646
TBD | LA Basin | Chiquito Grid | [12 empty] | South | FC | Y | SCEWD1635
TBD | CAISO System | Corby | 300 | 300 | 300 | 300 | 300 | 300 | 300 | 300 | 300 | 300 | 300 | 300 | North | ID to 100% | Y | Q1270 - 300 MWs battery FC - Waiting for RNUs and DNUs per LGIA.
TBD | LA Basin | Desert Storage 1 | [12 empty] | South | FC | Y | SCEWD1551
TBD | CAISO System | Humidor Storage 1 | - | - | - | - | - | - | - | 300 | 300 | 300 | 300 | 300 | South | ID to 100% | Y | Q1629 - 300 MW battery FC - Waiting for Mesa-Laguna Bell 230 kV line upgrade project
TBD | Bay Area | Hummingbird Energy Storage | 75 | 75 | 75 | 75 | 75 | 75 | 75 | 75 | 75 | 75 | 75 | 75 | North | ID to 100% | Y | Q1454 - 75 MW battery FC - Waiting for Pre-cursor projects, RNUs and DNUs per LGIA.
TBD | LA Basin | Inland Empire Energy Storage | 70 | 70 | 70 | 70 | 70 | 70 | 70 | 70 | 70 | 70 | 70 | 70 | South | FC | Y | SCEWD1669 - Up to maximum 100 MWs.
TBD | San Diego-IV | Nighthawk Storage | 300 | 300 | 300 | 300 | 300 | 300 | 300 | 300 | 300 | 300 | 300 | 300 | South | FC | Y | Q1673 - 300 MW battery FC
TBD | LA Basin | Ortega Grid | [12 empty] | South | FC | Y | SCEWD1636
TBD | Big Creek-Ventura | Painter Energy Storage | - | - | - | 5 | 5 | 5 | 5 | 5 | 5 | 5 | 5 | 5 | South | FC | Y | SCEWD1539
TBD | Stockton | Paulsell Solar Energy Center BESS | 15 | 15 | 15 | 15 | 15 | 15 | 15 | 15 | 15 | 15 | 15 | 15 | North | ID to 100% | Y | Q1350 - 15 MW battery FC - co-located with Paulsell Solar Energy Center PV 20 MW solar (PD to 30.58%) - Max to POI 20 MWs - Waiting for Vierra Loop-in.
TBD | Stockton | Paulsell Solar Energy Center PV | [12 empty] | North | ID to 30.58% | N | Q1350 - 20 MW solar (PD to 30.58%) - co-located with Paulsell Solar Energy Center BESS 15 MW battery FC - Max to POI 20 MW - Waiting for Vierra Loop-in.
TBD | LA Basin | Pomona Energy Storage 2 | [12 empty] | South | EO |  | SCEWD1510 | bar: Jan to Dec
TBD | CAISO System | Sagebrush BESS | 179 | 179 | 179 | 179 | 179 | 179 | 179 | 179 | 179 | 179 | 179 | 179 | South | FC | Y | Q1325 - 179 MW battery FC.
TBD | LA Basin | San Jacinto Grid | [12 empty] | South | EO | Y | SCEWD1558 | bar: Jan to Dec
TBD | CAISO System | Sanborn 1B | 85 | 85 | 85 | 85 | 85 | 85 | 85 | 85 | 85 | 85 | 85 | 85 | South | ID to 100% | Y | Q1324-Q1424 - 85 MW battery FC part of - Group name: EDSAN_1324_1424 - Max to grid 800 MW. Waiting for the Windhub and Tehachapi CRAS. Co-located with Solar
TBD | Big Creek-Ventura | Santa Paula Energy Storage | [12 empty] | South | FC | Y | SCEWD1532
TBD | San Diego-IV | Ventasso Energy Storage | 50 | 50 | 50 | 50 | 50 | 50 | 50 | 50 | 50 | 50 | 50 | 50 | South | FC | Y | Q1662 - 50 MW battery FC.
TBD | CAISO System | Victorville Energy Center | [12 empty] | South | EO |  | SCEWD1655 | bar: Jan to Dec
TBD | NCNB | West Ford Flat Energy Storage | 25 | 25 | 25 | 25 | 25 | 25 | 25 | 25 | 25 | 25 | 25 | 25 | North | FC | Y | REPOWER
TBD | CAISO System | Willow Springs 3 Solar | 0 | 0 | 0 | 0 | 0 | 0 | 0 | 0 | 0 | 0 | 0 | 0 | South | ID to 0% | Y | Q1076 - 50 MW battery FC - Not modeled due to in-service date - Waiting for Whirlwind cRAS and Tehachapi cRAS.
TBD | Fresno | Sonrisa | - | - | - | - | - | - | - | - | - | - | - | 184 | North | PD to 184 | Y | Q1391- 184 MW battery FCDS co-located or hybrid with 200 MW of solar EO - Max 200 MWs at POI.
TBD | CAISO System | Las Camas 1 | [12 empty] | North | FC | N | Q1382 - 100 MWs solar FCDS. | bar: Jan to May
TBD | CAISO System | Las Camas 3 | [12 empty] | North | FC | N | Q1456 - 100 MWs solar FCDS. | bar: Jan to Aug
TBD | Big Creek-Ventura | Rexford Solar Farm Solar | [12 empty] | South | ID to 60 | N | Q1516 - 300 MW solar with 240 MWs battery - Max at POI 300 MWs FCDS - Waiting for Pardee-Sylmar line rating increase and maybe other.
TBD | Big Creek-Ventura | Rexford Solar Farm Storage | 240 | 240 | 240 | 240 | 240 | 240 | 240 | 240 | 240 | 240 | 240 | 240 | South | ID to 100% | Y | Q1516 - 300 MW solar with 240 MWs battery - Max at POI 300 MWs FCDS - Waiting for Pardee-Sylmar line rating increase and maybe other.
TBD | CAISO System | Solar Star 3 Solar | [12 empty] | South | EO | N | Q1322 - 24 MW solar with 24 MW battery - Max at POI 24 MWs FCDS - Waiting for Whirldwind CRAS and Techachapi CRAS. | bar: Jan to Dec
TBD | CAISO System | Solar Star 3 Storage | 24 | 24 | 24 | 24 | 24 | 24 | 24 | 24 | 24 | 24 | 24 | 24 | South | ID to 100% | Y | Q1322 - 24 MW solar with 24 MW battery - Max at POI 24 MWs FCDS - Waiting for Whirldwind CRAS and Techachapi CRAS.
TBD | CAISO System | Solar Star 4 Solar | [12 empty] | South | EO | N | Q1323 - 24 MW solar with 24 MW battery - Max at POI 24 MWs FCDS - Waiting for Whirldwind CRAS and Techachapi CRAS. | bar: Jan to Dec
TBD | CAISO System | Solar Star 4 Storage | 24 | 24 | 24 | 24 | 24 | 24 | 24 | 24 | 24 | 24 | 24 | 24 | South | ID to 100% | Y | Q1323 - 24 MW solar with 24 MW battery - Max at POI 24 MWs FCDS - Waiting for Whirldwind CRAS and Techachapi CRAS.
TBD | CAISO System | Quartzite Solar 8 Solar | [12 empty] | South | FC | N | Q1198 - 150 MW solar part of (150 MW solar with 75 MW battery - Max at POI 150 MWs FCDS).
TBD | CAISO System | Quartzite Solar 8 Storage | 75 | 75 | 75 | 75 | 75 | 75 | 75 | 75 | 75 | 75 | 75 | 75 | South | FC | Y | Q1198 - 75 MW battery part of (150 MW solar with 75 MW battery - Max at POI 150 MWs FCDS).
TBD | CAISO System | Quartzite Solar 11 Solar | [12 empty] | South | ID to 100% | N | Q1526 - 150 MW solar part of (150 MW solar with 75 MW battery - Max at POI 150 MWs FCDS) - Waiting for ELM.
TBD | CAISO System | Quartzite Solar 11 Storage | 75 | 75 | 75 | 75 | 75 | 75 | 75 | 75 | 75 | 75 | 75 | 75 | South | ID to 100% | Y | Q1526 - 75 MW battery part of (150 MW solar with 75 MW battery - Max at POI 150 MWs FCDS) - Waiting for ELM.
TBD | CAISO System | Pomegranate Solar | [12 empty] | North | FC | N | Q1243 - 249.7 MW solar part of (249.7 MWs solar with 225 MW battery - Max at POI 249.7 MWs FCDS).
TBD | CAISO System | Pomegranate BESS | - | - | - | - | - | - | - | - | - | - | - | 225 | North | FC | Y | Q1243 - 225 MW battery part of (249.7 MWs solar with 225 MW battery - Max at POI 249.7 MWs FCDS).
TBD | CAISO System | McFarland C resource | - | - | 185 | 185 | 185 | 185 | 185 | 185 | 185 | 185 | 185 | 185 | South | FC | Y | Q1171 - 185 MW battery FCDS part of (500 MW solar EO and 435 MW battery FC - Group name: MCFLND_1171 - Max to grid 500 MW).
TBD | CAISO System | Bellefield Solar Farm | 500 | 500 | 500 | 500 | 500 | 500 | 500 | 500 | 500 | 500 | 500 | 500 | South | ID to 100% | Y | Q1510 - 500 MW solar with 500 MW battery - Max to POI 500 MW FCDS - Waiting for Windhub CRAS and Techachapi CRAS.
TBD | CAISO System | Atlas Complex 9 BESS | 0 | 0 | 0 | 0 | 0 | 0 | 0 | 0 | 0 | 0 | 0 | 0 | South | ID to 0% | Y | Q1402 - 150 MW battery part of (3200 MW solar and 1920 MW battery - Max at POI 3200 MW - 66% deliberable?) - Not modeled due to the in-service date. Waiting for Cielo Azul substation and potentially other Pre-cursor projects, RNUs and DNUs per LGIA.
TBD | CAISO System | Atlas Complex 7A BESS | 0 | 0 | 0 | 0 | 0 | 0 | 0 | 0 | 0 | 0 | 0 | 0 | South | ID to 0% | Y | Q1402 - 150 MW battery part of (3200 MW solar and 1920 MW battery - Max at POI 3200 MW - 66% deliberable?) - Not modeled due to the in-service date. Waiting for Cielo Azul substation and potentially other Pre-cursor projects, RNUs and DNUs per LGIA.
TBD | CAISO System | Atlas Complex 7B BESS | 0 | 0 | 0 | 0 | 0 | 0 | 0 | 0 | 0 | 0 | 0 | 0 | South | ID to 0% | Y | Q1402 - 150 MW battery part of (3200 MW solar and 1920 MW battery - Max at POI 3200 MW - 66% deliberable?) - Not modeled due to the in-service date. Waiting for Cielo Azul substation and potentially other Pre-cursor projects, RNUs and DNUs per LGIA.
TBD | CAISO System | Atlas Complex 4A BESS | 0 | 0 | 0 | 0 | 0 | 0 | 0 | 0 | 0 | 0 | 0 | 0 | South | ID to 0% | Y | Q1402 - 150 MW battery part of (3200 MW solar and 1920 MW battery - Max at POI 3200 MW - 66% deliberable?) - Not modeled due to the in-service date. Waiting for Cielo Azul substation and potentially other Pre-cursor projects, RNUs and DNUs per LGIA.
TBD | CAISO System | Atlas Complex 8A BESS | 0 | 0 | 0 | 0 | 0 | 0 | 0 | 0 | 0 | 0 | 0 | 0 | South | ID to 0% | Y | Q1402 - 150 MW battery part of (3200 MW solar and 1920 MW battery - Max at POI 3200 MW - 66% deliberable?) - Not modeled due to the in-service date. Waiting for Cielo Azul substation and potentially other Pre-cursor projects, RNUs and DNUs per LGIA.
TBD | CAISO System | Atlas Complex 8B BESS | 0 | 0 | 0 | 0 | 0 | 0 | 0 | 0 | 0 | 0 | 0 | 0 | South | ID to 0% | Y | Q1402 - 150 MW battery part of (3200 MW solar and 1920 MW battery - Max at POI 3200 MW - 66% deliberable?) - Not modeled due to the in-service date. Waiting for Cielo Azul substation and potentially other Pre-cursor projects, RNUs and DNUs per LGIA.
TBD | Fresno | Luna Valley Solar 1 | [12 empty] | North | EO | N | Q1129 - 113.5 MW solar part of (200 MW solar EO with 168.5 MW battery FC - Max at POI 200 MW) - Waiting for GatesQC8RAS08, Reconductor Q779-Panoche, Reconductor Los Banos-Quinto, Reconductor Borden-Gregg#1 and #2 and other | bar: Jan to Dec
TBD | Fresno | Luna Valley Solar 2 | [12 empty] | North | EO | N | Q1129 - 2 MW solar part of (200 MW solar EO with 168.5 MW battery FC - Max at POI 200 MW) - Waiting for GatesQC8RAS08, Reconductor Q779-Panoche, Reconductor Los Banos-Quinto, Reconductor Borden-Gregg#1 and #2 and other | bar: Jan to Dec
TBD | Fresno | Luna Valley Sollar 3 | [12 empty] | North | EO | N | Q1129 - 84.5 MW solar part of (200 MW solar EO with 168.5 MW battery FC - Max at POI 200 MW) - Waiting for GatesQC8RAS08, Reconductor Q779-Panoche, Reconductor Los Banos-Quinto, Reconductor Borden-Gregg#1 and #2 and other | bar: Jan to Dec
TBD | CAISO System | Daggett Solar 1 BESS | 113.5 | 113.5 | 113.5 | 113.5 | 113.5 | 113.5 | 113.5 | 113.5 | 113.5 | 113.5 | 113.5 | 113.5 | South | ID to 100% | Y | Q1312 - 113.5 MW battery part of (144 MW solar EO and 113.5 MW battery FC - Max at POI 144 MW). Waiting for Mojave RAS. Co-located with solar EO.
TBD | CAISO System | Cyclone Solar PV 1 | 0 | 0 | 0 | 0 | 0 | 0 | 0 | 0 | 0 | 0 | 0 | 0 | South | ID to 0% | N | Q1327 - 30 MW solar part of (56.87 MW solar (PD to 77.93%) and 52.32 MW battery (PD to 77.93%) - Max to POI 56.87 MW) - Waiting for Whirldwind CRAS and Techachapi CRAS. Not modeled due to in-service date.
TBD | CAISO System | Cyclone Solar Rosamond South East I BESS 1 | 15 | 15 | 15 | 15 | 15 | 15 | 15 | 15 | 15 | 15 | 15 | 15 | South | ID to 100% | Y | Q1327 - 15 MW battery part of (56.87 MW solar (PD to 77.93%) and 52.32 MW battery (PD to 40.77 MW) - Max to POI 56.87 MW) - Waiting for Whirldwind CRAS and Techachapi CRAS.
TBD | CAISO System | Cyclone Solar Rosamond South I PV 3 | 0 | 0 | 0 | 0 | 0 | 0 | 0 | 0 | 0 | 0 | 0 | 0 | South | ID to 0% | N | Q1327 - 10 MW solar part of (56.87 MW solar (PD to 77.93%) and 52.32 MW battery (PD to 40.77 MW) - Max to POI 56.87 MW) - Waiting for Whirldwind CRAS and Techachapi CRAS. Not modeled due to in-service date.
TBD | CAISO System | Cyclone Solar Roadmond South I BESS 3 | 10 | 10 | 10 | 10 | 10 | 10 | 10 | 10 | 10 | 10 | 10 | 10 | South | ID to 100% | Y | Q1327 - 10 MW battery part of (56.87 MW solar (PD to 77.93%) and 52.32 MW battery (PD to 40.77 MW) - Max to POI 56.87 MW) - Waiting for Whirldwind CRAS and Techachapi CRAS.
TBD | CAISO System | Rosamond South East PV 2 | [12 empty] | South | EO | N | Q1211 - 100 MW solar EO part of (101.7 MW solar (EO) and 94 MW battery (FC) - Max to POI 101.7 MW) - Waiting for Whirldwind CRAS and Techachapi CRAS. | bar: Jan to Dec
TBD | CAISO System | Rosamond South East BESS 2 | 92 | 92 | 92 | 92 | 92 | 92 | 92 | 92 | 92 | 92 | 92 | 92 | South | ID to 100% | Y | Q1211 - 92 MW battery FC part of (101.7 MW solar (EO) and 94 MW battery (FC) - Max to POI 101.7 MW) - Waiting for Whirldwind CRAS and Techachapi CRAS.
TBD | CAISO System | Sandrini BESS 1 | - | - | - | - | - | - | - | - | - | - | - | 92 | North | FC | Y | Q1397 - 92 MW battery FC part of (100 MW EO solar with 92 MW battery FC - Max at POI 100 MW).
TBD | CAISO System | Athos Power Plant | - | - | - | - | - | - | - | - | - | - | 402.3 | 402.3 | South | ID to 100% | Y | Q1405 - 402.3 MW battery part of the (450 MW solar FC and 450 MW battery - PD to 402.3 MW - Max at POI 450 MW) - Waiting for 2022-2023 TPP approved upgrades.
TBD | Big Creek-Ventura | Pastoria Solar | 0 | 0 | 0 | 0 | 0 | 0 | 0 | 0 | 0 | 0 | 0 | 0 | South | ID to 0% | Y | Q1335 - 105.2 MW (PD to 37.36%) solar with 80 MW FC battery with Max at POI 105.2 MW. Not modeled due to in-service dates. Waiting for Pardee-Sylmar line rating increase and maybe other.
TBD | CAISO System | Kola BESS 1 | - | - | - | 275 | 275 | 275 | 275 | 275 | 275 | 275 | 275 | 275 | North | FC | Y | Q1275 - 125 MW battery part of (400 MW FC battery).
TBD | CAISO System | Kola BESS 2 | - | - | - | 125 | 125 | 125 | 125 | 125 | 125 | 125 | 125 | 125 | North | FC | Y | Q1275 - 275 MW battery part of (400 MW FC battery).
TBD | CAISO System | Highway 43 | [12 empty] | North | EO | N | PGEWD1887-WD | bar: Jan to Dec
TBD | CAISO System | Kern Sunset | [12 empty] | North | EO | N | PGEWD1886-WD | bar: Jan to Dec
TBD | Stockton | Tracy Desalination Project | [12 empty] | North | EO |  | PGEWD2187-RD | bar: Jan to Dec
TBD | CAISO System | Nachtigall | [12 empty] | North | EO | N | PGEWD1836-WD | bar: Jan to Dec
TBD | CAISO System | Pistachio Road | [12 empty] | North | EO | N | PGEWD1726-WD | bar: Jan to Dec
TBD | CAISO System | Terry | [12 empty] | North | EO | N | PGEWD1818-WD | bar: Jan to Dec
TBD |  | Engeman SVRC Energy | [12 empty] | North | EO |  | PGEWD3507-RD - Resource not found in PG&E provided list | bar: Jan to Dec
TBD | Fresno | Jaton LLC (Utica Avenue Solar Facility) | [12 empty] | North | EO | N | PGEWD2554-WD | bar: Jan to Dec
TBD |  | RPCA Solar 6, LLC | [12 empty] | North | EO |  | PGEWD3042-WD - Resource not found in PG&E provided list | bar: Jan to Dec
TBD |  | RPCA Solar 8, LLC | [12 empty] | North | EO |  | PGEWD3170-WD - Resource not found in PG&E provided list | bar: Jan to Dec
TBD |  | Pittsburg RV and Boat Storage | [12 empty] | North | EO |  | PGEWD3187-RD - Resource not found in PG&E provided list | bar: Jan to Dec
TBD |  | Tesoro Commons LLC | [12 empty] | North | EO |  | PGEWD3098-WD - Resource not found in PG&E provided list | bar: Jan to Dec
TBD | CAISO System | Blue Mountain Electric Company | [12 empty] | North | EO | N | PGEWD2008-RD | bar: Jan to Dec
TBD |  | Godinho Dairy Digester | [12 empty] | North | EO |  | PGEWD3281-RD - Resource not found in PG&E provided list | bar: Jan to Dec
TBD |  | Gateway Solar RV & Boat Storage, LLC | [12 empty] | North | EO |  | PGEWD3238-RD - Resource not found in PG&E provided list | bar: Jan to Dec
TBD | NCNB | Scotts Valley Indian Energy | [12 empty] | North | EO |  | PGEWD2371-RD | bar: Jan to Dec
TBD | Bay Area | Poblano Energy Storage, LLC (Yaowu Xu) | [12 empty] | North | EO | Y | PGEWD1669-WD | bar: Jan to Dec
TULARE_2_TULBM1 | Big Creek-Ventura | Central CA Fuel Cell 2 LLC | [12 empty] | South | EO | N | SCEGFID8604 - Eligible for DG deliverability allocation process Tulare, CA 93274 | bar: Jan to Dec
TUMBWD_2_WISBT4 | CAISO System | Tumbleweed Energy Storage 2 | 75 | 75 | 75 | 75 | 75 | 75 | 75 | 75 | 75 | 75 | 75 | 75 | South | ID to 100% | Y | Q1217 - 75 MW battery FC - Waiting for Whirldwind CRAS and Techachapi CRAS.
ULTPCH_1_USCBT1 | Stockton | Ultrapower Chinese Station BESS | 10 | 10 | 10 | 10 | 10 | 10 | 10 | 10 | 10 | 10 | 10 | 10 | North | ID to 100% | Y | Q1116 - 10 MW battery FC - Waiting for Pre-cursor projects, RNUs and DNUs per LGIA
VALLEY_5_SOLAR1 | LA Basin | Kona Solar LLC | [12 empty] | South | EO | N | SCEWDT1051FT - Eligible for DG deliverability allocation process Riverside, CA 92518 | bar: Jan to Dec
VICPAS_2_SLOSR1 | CAISO System | Sloth | [12 empty] | South | EO | Y | Q421 - Group name: SLOTH_421 - Max to grid 49.5 MW - 9.5 MW EO Solar. Co-located with VICPAS_2_SLOBT1. | bar: Jan to Dec
VICPAS_2_SOCSR1 | CAISO System | SOL Catchers Solar 1 | [12 empty] | South | EO | N | Q1302 - Group name: SOL_CATCHER_1302_1 - Max to grid 100 MW. 100 MW EO Solar. Co-located with VICPAS_2_SOCBT1. | bar: Jan to Dec
VICPAS_2_SOCSR3 | CAISO System | SOL Catchers Solar 3 | [12 empty] | South | EO | N | Q1302 - Group name: SOL_CATCHER_1302 - Max to grid 213.5 MW. 20 MW EO Solar. Co-located with VICPAS_2_SOCBT2. | bar: Jan to Dec
VICPAS_2_VPSSR1 | CAISO System | Victory Pass Solar | [12 empty] | South | EO | N | Q1200 - Group name: VICTORY_PASS_1200 - Max to grid 200 MW - 200 MW EO Solar - Co-located with VICPAS_2_VPSBT1. | bar: Jan to Dec
VICTOR_1_CREST | CAISO System | SunE Solar XV Lessor, LLC | [12 empty] | South | EO | N | SCEGFID5644 - Eligible for DG deliverability allocation process Phelan, CA 92371 | bar: Jan to Dec
VICTOR_1_SLRHES | CAISO System | SunE Solar XV Lessor, LLC | [12 empty] | South | EO | N | SCEWDT854FT - Eligible for DG deliverability allocation process Hesperia, CA 92345 | bar: Jan to Dec
VICTOR_1_SOLAR1 | CAISO System | RE Victor Phelan Solar One LLC | [12 empty] | South | EO | N | SCEWDT372 - Eligible for DG deliverability allocation process Adelanto, CA 92301 | bar: Jan to Dec
VICTOR_1_SOLAR4 | CAISO System | Adelanto Solar, LLC | [12 empty] | South | EO | N | SCEWDT791 - Eligible for DG deliverability allocation process Adelanto, CA 92301 | bar: Jan to Dec
VICTOR_1_VDRYFB | CAISO System | Victor Dry Farm Ranch B, LLC | [12 empty] | South | EO | N | SCEWDT647 - Eligible for DG deliverability allocation process Phelan, CA 92371 | bar: Jan to Dec
WALNUT_2_SOLAR | LA Basin | Industry Metrolink PV 1, LLC | [12 empty] | South | EO | N | SCEWDT444 - Eligible for DG deliverability allocation process City of Industry, CA 91789 | bar: Jan to Dec
WESCN2_2_BDSBT1 | San Diego-IV | Batteria Del Sur 2A | 119 | 119 | 119 | 119 | 119 | 119 | 119 | 119 | 119 | 119 | 119 | 119 | South | ID to 100% | Y | Q1531 - 119 MW battery FCDS (Total Q is for 350 MWs FCDS) - Waiting for 2022-2023 TPP approved upgrades.
WILLMS_6_ARBBM1 | CAISO System | Abel Road Bioenergy | [12 empty] | North | EO |  | PGEWD1986 | bar: Jan to Dec
TBD | CAISO System | Enersponse PG&E LIP | 3.28 | 3.32 | 3.18 | 3.86 | 4.03 | 2.51 | 2.8 | 2.7 | 2.81 | 2.75 | 4.05 | 3.44 | North | FC | Y | Aggregate PDR.
TBD | CAISO System | Enersponse SCE LIP | 8.85 | 8.96 | 8.58 | 10.42 | 10.89 | 6.77 | 7.55 | 7.3 | 7.58 | 7.43 | 10.94 | 9.3 | South | FC | Y | Aggregate PDR.
TBD | CAISO System | Leapfrog/CPower PG&E LIP | 6.41 | 5.73 | 7.86 | 13.27 | 23.75 | 33.76 | 30.44 | 38.37 | 31.4 | 25.13 | 10.12 | 7.58 | North | FC | Y | Aggregate PDR.
TBD | CAISO System | Leapfrog/CPower SCE LIP | 12.14 | 15.43 | 14.45 | 21.38 | 37.14 | 44.25 | 37.01 | 37.36 | 42.11 | 26.46 | 22.93 | 15.68 | South | FC | Y | Aggregate PDR.
TBD | CAISO System | Leapfrog/CPower SDG&E LIP | 6.14 | 6.06 | 5.49 | 8.39 | 6.98 | 8.15 | 11.55 | 11.38 | 12.33 | 10.39 | 7.63 | 5.18 | South | FC | Y | Aggregate PDR.
TBD | CAISO System | Nostromo PG&E LIP | 0.17 | 0.17 | 0.2 | 0.21 | 0.2 | 0.46 | 0.47 | 0.44 | 0.45 | 0.44 | 0.41 | 0.4 | North | FC | Y | Aggregate PDR.
TBD | CAISO System | Nostromo SCE LIP | 1.15 | 1.12 | 1.18 | 1.26 | 1.3 | 1.46 | 1.53 | 1.52 | 1.55 | 1.48 | 1.45 | 1.24 | South | FC | Y | Aggregate PDR.
TBD | CAISO System | Nostromo SDG&E LIP | 0.84 | 0.85 | 0.79 | 0.88 | 0.86 | 0.94 | 1.04 | 1.03 | 1.06 | 1.03 | 0.93 | 0.87 | South | FC | Y | Aggregate PDR.
TBD | CAISO System | OhmConnect PG&E LIP | 8.54 | 8.82 | 8.84 | 11.95 | 17.17 | 23.41 | 38.5 | 41.73 | 42 | 28.91 | 13.44 | 13.46 | North | FC | Y | Aggregate PDR.
TBD | CAISO System | OhmConnect SCE LIP | 5.24 | 5.41 | 5.43 | 7.33 | 10.53 | 14.36 | 23.62 | 25.59 | 25.76 | 17.73 | 8.24 | 8.26 | South | FC | Y | Aggregate PDR.
TBD | CAISO System | OhmConnect SDG&E LIP | 2.35 | 2.42 | 2.43 | 3.28 | 4.72 | 6.43 | 10.58 | 11.46 | 11.54 | 7.94 | 3.69 | 3.7 | South | FC | Y | Aggregate PDR.
TBD | CAISO System | Voltus PG&E LIP | 5.85 | 5.8 | 5.74 | 10.86 | 11.28 | 15.04 | 15.3 | 14.83 | 15.55 | 12.11 | 11.5 | 10.72 | North | FC | Y | Aggregate PDR.
TBD | CAISO System | Enersponse SDG&E LIP | 0.83 | 0.84 | 0.81 | 0.98 | 1.02 | 0.63 | 0.71 | 0.69 | 0.71 | 0.7 | 1.03 | 0.87 | South | FC | Y | Aggregate PDR.

## Tech Factors
2025 Technology Factors
Non-Dispatchable Solar Fixed, Solar Tracking, Wind and Hydro plus
Geothermal, Cogeneration and Biomass Technology Factors for Compliance Year 2025
Solar Fixed Exceedance |  |  |  | Solar Tracking Exceedance |  |  | Solar Thermal Exceedance
Month | Norcal | Socal |  | Month | Norcal | Socal | Month | Socal
1 | 0.1 | 0.1 |  | 1 | 0.1 | 0.1 | 1 | 0.1
2 | 0.1 | 0.1 |  | 2 | 0.1 | 0.1 | 2 | 0.1
3 | 0.1 | 0.1 |  | 3 | 0.1 | 0.1 | 3 | 0.1
4 | 1.34% | 0.29% |  | 4 | 1.36% | 0.48% | 4 | 3.43%
5 | 5.24% | 1.52% |  | 5 | 7.03% | 3.22% | 5 | 9.05%
6 | 38.31% | 25.3% |  | 6 | 56.7% | 42.52% | 6 | 43.66%
7 | 59.91% | 49.65% |  | 7 | 72.97% | 67.29% | 7 | 53.55%
8 | 20.1% | 12.26% |  | 8 | 26.72% | 20.3% | 8 | 28.57%
9 | 40.07% | 26.75% |  | 9 | 47.51% | 38.96% | 9 | 45.18%
10 | 0.65% | 0.15% |  | 10 | 0.38% | 0.18% | 10 | 2.13%
11 | 0.1 | 0.1 |  | 11 | 0.1 | 0.1 | 11 | 0.1
12 | 0.1 | 0.1 |  | 12 | 0.1 | 0.1 | 12 | 0.1
Wind Exceedance
Month | Norcal | Socal | AZ | NM | WA/OR
1 | 5.68% | 8.4% | 23% | 42% | 10%
2 | 8.49% | 20.28% | 32% | 49% | 22.5%
3 | 17.72% | 22.72% | 47% | 52% | 17%
4 | 35.13% | 36.59% | 44% | 52% | 45%
5 | 46.13% | 41.25% | 40% | 42% | 35%
6 | 42.67% | 37.58% | 39% | 44% | 36%
7 | 42.94% | 37.44% | 34% | 34% | 13%
8 | 30.38% | 34.58% | 24% | 31% | 15%
9 | 24.61% | 21.23% | 25% | 30% | 13.5%
10 | 10.93% | 11.37% | 23% | 33.5% | 10%
11 | 4.03% | 6.6% | 20% | 31% | 9%
12 | 5.53% | 6.47% | 21% | 38% | 9%
Non-dispatchable Hydro
Month | 2021 | 2022 | 2023 | Average
Jan | 51% | 63% | 66% | 60%
Feb | 62% | 65% | 64% | 64%
Mar | 53% | 63% | 56% | 57%
Apr | 64% | 68% | 77% | 70%
May | 67% | 70% | 81% | 73%
Jun | 70% | 64% | 74% | 69%
Jul | 64% | 72% | 82% | 73%
Aug | 63% | 71% | 78% | 71%
Sep | 70% | 62% | 79% | 70%
Oct | 40% | 46% | 62% | 49%
Nov | 56% | 64% | 73% | 64%
Dec | 51% | 41% | 69% | 54%
Geothermal
Month | 2021 | 2022 | 2023 | Average
Jan | 99% | 96% | 98% | 98%
Feb | 92% | 96% | 98% | 96%
Mar | 99% | 96% | 89% | 95%
Apr | 96% | 40% | 94% | 77%
May | 91% | 58% | 89% | 79%
Jun | 89% | 93% | 76% | 86%
Jul | 93% | 94% | 94% | 94%
Aug | 95% | 92% | 88% | 92%
Sep | 93% | 92% | 89% | 91%
Oct | 81% | 63% | 88% | 77%
Nov | 97% | 97% | 96% | 97%
Dec | 95% | 98% | 96% | 97%
Cogeneration
Month | 2021 | 2022 | 2023 | Average
Jan | 98% | 91% | 85% | 91%
Feb | 106% | 89% | 81% | 92%
Mar | 88% | 81% | 83% | 84%
Apr | 87% | 81% | 85% | 84%
May | 82% | 81% | 82% | 81%
Jun | 87% | 78% | 87% | 84%
Jul | 88% | 87% | 81% | 86%
Aug | 92% | 88% | 89% | 89%
Sep | 91% | 87% | 87% | 89%
Oct | 85% | 94% | 80% | 86%
Nov | 87% | 78% | 70% | 79%
Dec | 89% | 76% | 80% | 82%
Biomass
Month | 2021 | 2022 | 2023 | Average
Jan | 96% | 92% | 90% | 93%
Feb | 87% | 94% | 93% | 91%
Mar | 91% | 92% | 92% | 92%
Apr | 90% | 87% | 87% | 88%
May | 91% | 87% | 93% | 90%
Jun | 94% | 92% | 93% | 93%
Jul | 89% | 95% | 89% | 91%
Aug | 91% | 91% | 91% | 91%
Sep | 94% | 91% | 93% | 93%
Oct | 90% | 91% | 92% | 91%
Nov | 89% | 93% | 93% | 91%
Dec | 92% | 93% | 95% | 94%
Please refer any questions regarding these tables to:
Elijah Cohen, CPUC, 818-912-0240, elijah.cohen@cpuc.ca.gov

## Specified Imports
This tab contains all of the specified imports listed on the CAISO Master Control Area Generating Capability List. They may be shown for resource adequacy with an accompanying maximum import capability (MIC) allocation for the associated scheduling branch group.
Resource ID | Generator Name | BAA ID | JAN | FEB | MAR | APR | MAY | JUN | JUL | AUG | SEP | OCT | NOV | DEC | Hourly QC? | Resource Type | Indices?
ALHMBR_1_ALHSLR | SG Alhambra | IID | 0.1 | 0.1 | 0.1 | 0.24 | 1.61 | 21.26 | 33.65 | 10.15 | 19.48 | 0.1 | 0.1 | 0.1 | 1 | Solar_1Axis | #REF!
ANZA_6_SOLAR1 | Seville Solar One | IID | 0.1 | 0.1 | 0.1 | 0.1 | 0.64 | 8.5 | 13.46 | 4.06 | 7.79 | 0.1 | 0.1 | 0.1 | 1 | Solar_1Axis | #REF!
ARKANS_1_ARKSLR | SG Arkansas | IID | 0.1 | 0.1 | 0.1 | 0.24 | 1.61 | 21.26 | 33.65 | 10.15 | 19.48 | 0.1 | 0.1 | 0.1 | 1 | Solar_1Axis | #REF!
ARLINT_5_SCEDYN | Arlington Valley CC | AZPS | 565 | 565 | 565 | 565 | 565 | 565 | 565 | 565 | 565 | 565 | 565 | 565 | 0 | CCGT | #REF!
ARLVAL_5_SOLAR | Arlington Valley Solar Energy II | SRP | 0.1 | 0.1 | 3.43 | 13.76 | 24.05 | 68.89 | 85.21 | 55.08 | 73.85 | 10.82 | 0.1 | 0.1 | 1 | Solar_Fixed | #REF!
BCTSYS_5_PWXDYN | BCTSYS_5_PWXDYN | BPAT | 428 | 428 | 428 | 428 | 428 | 428 | 428 | 428 | 428 | 428 | 428 | 428 | 0 | Hydro | #REF!
BEJNLS_5_BV2SCEDYN | Broadview 2 | AZPS | 68.89 | 82.1 | 86.84 | 85.17 | 70.14 | 73.91 | 56.78 | 51.77 | 50.1 | 55.95 | 51.37 | 63.46 | 1 | Wind | #REF!
BEKWJS_5_BV1SCEDYN | Broadview 1 | AZPS | 53.63 | 63.91 | 67.6 | 66.3 | 54.6 | 57.54 | 44.2 | 40.3 | 39 | 43.55 | 39.99 | 49.4 | 1 | Wind | #REF!
CALPSS_6_SOLAR1 | Calipatria Solar Farm | IID | 0.1 | 0.1 | 0.1 | 0.1 | 0.64 | 8.46 | 13.39 | 4.04 | 7.75 | 0.1 | 0.1 | 0.1 | 1 | Solar_1Axis | #REF!
CLINESCO_3_PVDYN | CLINES CORNERS | PNM | 53.6 | 63.88 | 67.57 | 66.27 | 54.57 | 57.51 | 44.18 | 40.28 | 38.98 | 43.53 | 39.97 | 49.38 | 1 | Wind | #REF!
CLINESCO_3_WBDYN | CLINES CORNERS B | PNM | 80.14 | 95.51 | 101.03 | 99.08 | 81.6 | 85.99 | 66.06 | 60.23 | 58.28 | 65.08 | 59.76 | 73.83 | 1 | Wind | #REF!
COLGNS_2_CNSSR1 | ColGreen North Shore | IID | 0.1 | 0.1 | 0.1 | 0.36 | 2.41 | 31.81 | 50.34 | 15.18 | 29.14 | 0.13 | 0.1 | 0.1 | 1 | Solar_1Axis | #REF!
DLN_5_HARQSCEDYN | Harq | AZPS |  |  |  |  | 4.83 | 63.79 | 100.94 | 30.45 | 58.43 | 0.26 | 0.1 | 0.1 | 1 | Solar_1Axis | #REF!
DURNMESA_3_WBDYN | DURAN MESA | PNM | 43.35 | 51.66 | 54.64 | 53.59 | 44.13 | 46.51 | 35.73 | 32.57 | 31.52 | 35.2 | 32.32 | 39.93 | 1 | Wind | #REF!
ELCABO_5_ECWSCEDYN | El Cabo Wind | PNM | 122.93 | 146.5 | 154.96 | 151.98 | 125.16 | 131.89 | 101.32 | 92.38 | 89.4 | 99.83 | 91.66 | 113.24 | 1 | Wind | #REF!
GRADYW_5_GDYWD1 | Grady Wind | AZPS | 82.5 | 98.32 | 104 | 102 | 84 | 88.52 | 68 | 62 | 60 | 67 | 61.52 | 76 | 1 | Wind | #REF!
GRIFFI_2_LSPDYN | Griffith Energy | WALC | 570 | 570 | 570 | 570 | 570 | 570 | 570 | 570 | 570 | 570 | 570 | 570 | 0 | CCGT | #REF!
HOOV_2_ANAPT | Hoover Power Plant | WALC | 40.39 | 40.39 | 40.39 | 40.39 | 40.39 | 40.39 | 40.39 | 40.39 | 40.39 | 40.39 | 40.39 | 40.39 | 0 | Hydro | #REF!
HOOVER_2_MWDPT | HOOVER MWD | WALC | 249 | 249 | 249 | 249 | 249 | 249 | 249 | 249 | 249 | 249 | 249 | 249 | 0 | Hydro | #REF!
HOOVER_2_SCEPT | Hoover DAM - SCE Share | WALC | 287 | 287 | 287 | 287 | 287 | 287 | 287 | 287 | 287 | 287 | 287 | 287 | 0 | Hydro | #REF!
HOOVER_2_VEAPT | HOOVER VEA | WALC | 16 | 16 | 16 | 16 | 16 | 16 | 16 | 16 | 16 | 16 | 16 | 16 | 0 | Hydro | #REF!
INTMNT_3_ANAHEIM | Intermountain Power Project | LADWP | 234 | 234 | 234 | 234 | 234 | 234 | 234 | 234 | 234 | 234 | 234 | 234 | 0 | Coal | #REF!
INTMNT_3_PASADENA | Intermountain Power Project | LADWP | 107 | 107 | 107 | 107 | 107 | 107 | 107 | 107 | 107 | 107 | 107 | 107 | 0 | Coal | #REF!
INTMNT_3_RIVERSIDE | IPPDYN | LADWP | 136 | 136 | 136 | 136 | 136 | 136 | 136 | 136 | 136 | 136 | 136 | 136 | 0 | Coal | #REF!
MAGNLA_6_ANAHEIM | Magnolia Power Plant Anaheim | LADWP | 109 | 109 | 109 | 109 | 109 | 109 | 109 | 109 | 109 | 109 | 109 | 109 | 0 | CCGT | #REF!
MAGNLA_6_CERRITOS | Magnolia Power Plant Cerritos | LADWP | 12 | 12 | 12 | 12 | 12 | 12 | 12 | 12 | 12 | 12 | 12 | 12 | 0 | CCGT | #REF!
MAGNLA_6_COLTON | Magnolia Power Project | LADWP | 12 | 12 | 12 | 12 | 12 | 12 | 12 | 12 | 12 | 12 | 12 | 12 | 0 | CCGT | #REF!
MAGNLA_6_PASADENA | Magnolia Power Plant - PASADENA | LADWP | 18 | 18 | 18 | 18 | 18 | 18 | 18 | 18 | 18 | 18 | 18 | 18 | 0 | CCGT | #REF!
MALIN_5_BPADYN | MALIN_5_BPADYN | BPAT | 700 | 700 | 700 | 700 | 700 | 700 | 700 | 700 | 700 | 700 | 700 | 700 | 0 | Hydro | #REF!
MALIN_5_GCPDDYN | Grant County Hydro Facilities | BPAT | 125 | 125 | 125 | 125 | 125 | 125 | 125 | 125 | 125 | 125 | 125 | 125 | 0 | Hydro | #REF!
MALIN_5_HERMDYN | MALIN_5_HERMDYN | BPAT | 308 | 308 | 308 | 308 | 308 | 308 | 308 | 308 | 308 | 308 | 308 | 308 | 0 | CCGT | #REF!
MALIN_5_IBERDR | Iberdrola Centroid Sytem Resource | BPAT | 10 | 22.5 | 17 | 44.71 | 35 | 36 | 9 | 12 | 13.5 | 10 | 9 | 9 | 1 | Wind | #REF!
MALIN_5_INHRED | CSF Columbia Gorge | BPAT | 5 | 11.25 | 8.5 | 22.36 | 17.5 | 18 | 4.5 | 6 | 6.75 | 5 | 4.5 | 4.5 | 1 | Wind | #REF!
MALIN_5_INHRPG | BIGLOW CANYON | BPAT | 5 | 11.25 | 8.5 | 22.36 | 17.5 | 18 | 4.5 | 6 | 6.75 | 5 | 4.5 | 4.5 | 1 | Wind | #REF!
MIDWY3_2_MDSSR1 | Midway South Solar Farm | IID | 0.1 | 0.1 | 0.1 | 0.06 | 0.3 | 5.06 | 9.93 | 2.45 | 5.35 | 0.1 | 0.1 | 0.1 | 1 | Solar_Fixed | #REF!
MIDWYS_2_MIDSL1 | Midway Solar Farm | IID | 0.1 | 0.1 | 0.1 | 0.15 | 0.76 | 12.63 | 24.78 | 6.12 | 13.35 | 0.1 | 0.1 | 0.1 | 1 | Solar_Fixed | #REF!
MILFRD_7_PASADENA | Milford I | LADWP | 0.42 | 1.01 | 1.14 | 1.83 | 2.06 | 1.88 | 1.87 | 1.73 | 1.06 | 0.57 | 0.33 | 0.32 | 1 | Wind | #REF!
MSQUIT_5_SERDYN | MSQUIT_5_SERDYN | AZPS | 625 | 625 | 625 | 625 | 625 | 625 | 625 | 625 | 625 | 625 | 625 | 625 | 0 | CCGT | #REF!
NGILAA_5_SDGDYN | NGILAA_5_SDGDYN | AZPS | 57 | 57 | 57 | 57 | 57 | 57 | 57 | 57 | 57 | 57 | 57 | 57 | 0 | CCGT | #REF!
OCOTLO_6_OCWSB1 | Ocotillo Wells Solar and BESS | IID | 50 | 50 | 50 | 50 | 50 | 50 | 50 | 50 | 50 | 50 | 50 | 50 | 1 | Hybrid_BattStorage | #REF!
PVERDE_5_SCEDYN | PVERDE_5_SCEDYN | SRP | 635 | 635 | 635 | 635 | 635 | 635 | 635 | 635 | 635 | 635 | 635 | 635 | 0 | Nuclear | #REF!
RAMON_2_SCEDYN | RAMON_2_SCEDYN | IID | 106.18 | 106.18 | 106.18 | 106.18 | 106.18 | 106.18 | 106.18 | 106.18 | 106.18 | 106.18 | 106.18 | 106.18 | 0 | Geothermal | #REF!
RANCHO_2_SMUDSYSDYN | SMUD Regulation Market | BANC | 124 | 124 | 124 | 124 | 124 | 124 | 124 | 124 | 124 | 124 | 124 | 124 | 0 | CCGT | #REF!
SIGHEB_6_HE2SCEDYN | Heber 2 | IID | 28 | 28 | 28 | 28 | 28 | 28 | 28 | 28 | 28 | 28 | 28 | 28 | 0 | Geothermal | #REF!
SIGHEB_6_MIRDYN | Heber South | IID | 17 | 17 | 17 | 17 | 17 | 17 | 17 | 17 | 17 | 17 | 17 | 17 | 0 | Geothermal | #REF!
SNORA_2_SNRSLR | SG Sorrento | IID | 0.1 | 0.1 | 0.1 | 0.24 | 1.61 | 21.26 | 33.65 | 10.15 | 19.48 | 0.1 | 0.1 | 0.1 | 1 | Solar_1Axis | #REF!
SUNSTR_5_SS1SCEDYN | Sunstream Solar 1 | AZPS | 0.1 | 0.1 | 0.1 | 0.71 | 4.83 | 63.79 | 100.94 | 30.45 | 58.43 | 0.26 | 0.1 | 0.1 | 1 | Solar_1Axis | #REF!
SUTTER_2_CISO | Sutter Power Plant Pseudo-CISO | BANC | 275 | 275 | 275 | 275 | 275 | 275 | 275 | 275 | 275 | 275 | 275 | 275 | 0 | CCGT | #REF!
TECOLOTE_3_WBDYN | TECOLOTE WIND | PNM | 112.07 | 133.56 | 141.27 | 138.56 | 114.11 | 120.25 | 92.37 | 84.22 | 81.5 | 91.01 | 83.57 | 103.24 | 1 | Wind | #REF!
TITANS_2_TTSSR1 | Titan Solar 1 Pseudo | IID | 0.1 | 0.1 | 0.1 | 0.33 | 2.25 | 29.77 | 47.11 | 14.21 | 27.27 | 0.12 | 0.1 | 0.1 | 1 | Solar_1Axis | #REF!
TOWNSITE_2_MEADDYN | Townsite Solar BESS | WALC | 90.1 | 90.1 | 90.86 | 90.86 | 95.79 | 166.54 | 180 | 126.53 | 160.12 | 90.32 | 90.1 | 90.1 | 1 | Hybrid_BattStorage | #REF!
VIKING_2_VCSSR1 | Vikings Co-located PV | IID | 0.1 | 0.1 | 0.1 | 0.62 | 4.18 | 55.28 | 87.48 | 26.39 | 50.64 | 0.23 | 0.1 | 0.1 | 1 | Paired_Solar_1Axis | #REF!
VIKING_2_VCBBT1 | Vikings Co-located BESS | IID | 150 | 150 | 150 | 150 | 150 | 150 | 150 | 150 | 150 | 150 | 150 | 150 | 0 | Paired_BattStorage | #REF!
WHITEH_2_MEADDYN1 | White Hills A | WALC | 11.5 | 16 | 23.5 | 22 | 20 | 19.5 | 17 | 12 | 12.5 | 11.5 | 10 | 10.5 | 1 | Wind | #REF!
WHITEH_2_MEADDYN2 | White Hills B | WALC | 69 | 96 | 141 | 132 | 120 | 117 | 102 | 72 | 75 | 69 | 60 | 63 | 1 | Wind | #REF!
WISTER_2_WISSR1 | Wister Solar | IID | 0.1 | 0.1 | 0.1 | 0.1 | 0.3 | 5.06 | 9.93 | 2.45 | 5.35 | 0.1 | 0.1 | 0.1 | 1 | Solar_1Axis | #REF!
WSNR_2_CVPDYN | Central Valley 1 | BANC | 10 | 10 | 10 | 10 | 10 | 10 | 10 | 10 | 10 | 10 | 10 | 10 | 0 | Hydro | #REF!
WSNR_2_TESLADYN | Central Valley Tesla | BANC | 10 | 10 | 10 | 10 | 10 | 10 | 10 | 10 | 10 | 10 | 10 | 10 | 0 | Hydro | #REF!
WSNR_5_TRCYDYN | Central Valley Tracy | BANC | 10 | 10 | 10 | 10 | 10 | 10 | 10 | 10 | 10 | 10 | 10 | 10 | 0 | Hydro | #REF!

## VER Hourly QC
[9 empty] | January | January | January | January | January | January | January | January | January | January | January | January | January | January | January | January | January | January | January | January | January | January | January | January | February | February | February | February | February | February | February | February | February | February | February | February | February | February | February | February | February | February | February | February | February | February | February | February | March | March | March | March | March | March | March | March | March | March | March | March | March | March | March | March | March | March | March | March | March | March | March | March | April | April | April | April | April | April | April | April | April | April | April | April | April | April | April | April | April | April | April | April | April | April | April | April | May | May | May | May | May | May | May | May | May | May | May | May | May | May | May | May | May | May | May | May | May | May | May | May | June | June | June | June | June | June | June | June | June | June | June | June | June | June | June | June | June | June | June | June | June | June | June | June | July | July | July | July | July | July | July | July | July | July | July | July | July | July | July | July | July | July | July | July | July | July | July | July | August | August | August | August | August | August | August | August | August | August | August | August | August | August | August | August | August | August | August | August | August | August | August | August | September | September | September | September | September | September | September | September | September | September | September | September | September | September | September | September | September | September | September | September | September | September | September | September | October | October | October | October | October | October | October | October | October | October | October | October | October | October | October | October | October | October | October | October | October | October | October | October | November | November | November | November | November | November | November | November | November | November | November | November | November | November | November | November | November | November | November | November | November | November | November | November | December | December | December | December | December | December | December | December | December | December | December | December | December | December | December | December | December | December | December | December | December | December | December | December
Resource ID | Hybrid Sub-ID | Resource Type | Category | BAA | Path Designation | Region | Deliverability Status | Pmax/NDC | 1 | 2 | 3 | 4 | 5 | 6 | 7 | 8 | 9 | 10 | 11 | 12 | 13 | 14 | 15 | 16 | 17 | 18 | 19 | 20 | 21 | 22 | 23 | 24 | 1 | 2 | 3 | 4 | 5 | 6 | 7 | 8 | 9 | 10 | 11 | 12 | 13 | 14 | 15 | 16 | 17 | 18 | 19 | 20 | 21 | 22 | 23 | 24 | 1 | 2 | 3 | 4 | 5 | 6 | 7 | 8 | 9 | 10 | 11 | 12 | 13 | 14 | 15 | 16 | 17 | 18 | 19 | 20 | 21 | 22 | 23 | 24 | 1 | 2 | 3 | 4 | 5 | 6 | 7 | 8 | 9 | 10 | 11 | 12 | 13 | 14 | 15 | 16 | 17 | 18 | 19 | 20 | 21 | 22 | 23 | 24 | 1 | 2 | 3 | 4 | 5 | 6 | 7 | 8 | 9 | 10 | 11 | 12 | 13 | 14 | 15 | 16 | 17 | 18 | 19 | 20 | 21 | 22 | 23 | 24 | 1 | 2 | 3 | 4 | 5 | 6 | 7 | 8 | 9 | 10 | 11 | 12 | 13 | 14 | 15 | 16 | 17 | 18 | 19 | 20 | 21 | 22 | 23 | 24 | 1 | 2 | 3 | 4 | 5 | 6 | 7 | 8 | 9 | 10 | 11 | 12 | 13 | 14 | 15 | 16 | 17 | 18 | 19 | 20 | 21 | 22 | 23 | 24 | 1 | 2 | 3 | 4 | 5 | 6 | 7 | 8 | 9 | 10 | 11 | 12 | 13 | 14 | 15 | 16 | 17 | 18 | 19 | 20 | 21 | 22 | 23 | 24 | 1 | 2 | 3 | 4 | 5 | 6 | 7 | 8 | 9 | 10 | 11 | 12 | 13 | 14 | 15 | 16 | 17 | 18 | 19 | 20 | 21 | 22 | 23 | 24 | 1 | 2 | 3 | 4 | 5 | 6 | 7 | 8 | 9 | 10 | 11 | 12 | 13 | 14 | 15 | 16 | 17 | 18 | 19 | 20 | 21 | 22 | 23 | 24 | 1 | 2 | 3 | 4 | 5 | 6 | 7 | 8 | 9 | 10 | 11 | 12 | 13 | 14 | 15 | 16 | 17 | 18 | 19 | 20 | 21 | 22 | 23 | 24 | 1 | 2 | 3 | 4 | 5 | 6 | 7 | 8 | 9 | 10 | 11 | 12 | 13 | 14 | 15 | 16 | 17 | 18 | 19 | 20 | 21 | 22 | 23 | 24
7STDRD_1_SOLAR1 |  | Solar_1Axis | Solar Tracking | CISO | North | Norcal | FC | 20 | 0 | 0 | 0 | 0 | 0 | 0 | 0 | 0.42 | 3.28 | 6.25 | 7.72 | 8.5 | 8.51 | 8.03 | 7.52 | 5.13 | 1.12 | 0 | 0 | 0 | 0 | 0 | 0 | 0 | 0 | 0 | 0 | 0 | 0 | 0 | 0 | 2.47 | 10.27 | 12.8 | 13.08 | 12.39 | 12.21 | 12.13 | 12.4 | 10.57 | 5.55 | 0.31 | 0 | 0 | 0 | 0 | 0 | 0 | 0 | 0 | 0 | 0 | 0 | 0 | 0.52 | 6.39 | 11.99 | 12.84 | 12.05 | 12.38 | 12.2 | 11.23 | 10.37 | 9.66 | 6.8 | 1.57 | 0 | 0 | 0 | 0 | 0 | 0 | 0 | 0 | 0 | 0 | 0 | 0.28 | 5.97 | 13.17 | 14.48 | 14.4 | 14.15 | 14.49 | 14.52 | 14.31 | 14.54 | 13.94 | 12.71 | 5.9 | 0.27 | 0 | 0 | 0 | 0 | 0 | 0 | 0 | 0 | 0 | 0 | 2.2 | 10.38 | 14.64 | 15.3 | 15.32 | 15.19 | 15.51 | 15.51 | 15.86 | 15.86 | 15.51 | 14.62 | 9.05 | 1.41 | 0 | 0 | 0 | 0 | 0 | 0 | 0 | 0 | 0 | 0.01 | 3.16 | 11.47 | 15.54 | 16.64 | 16.85 | 16.97 | 17.07 | 17.02 | 16.87 | 16.87 | 16.5 | 15.31 | 11.34 | 3.2 | 0.04 | 0 | 0 | 0 | 0 | 0 | 0 | 0 | 0 | 0 | 1.43 | 9.2 | 14.84 | 16.38 | 16.6 | 16.72 | 16.65 | 16.62 | 16.44 | 16.41 | 15.74 | 14.59 | 10.24 | 2.41 | 0.01 | 0 | 0 | 0 | 0 | 0 | 0 | 0 | 0 | 0 | 0.2 | 5.39 | 12.46 | 15.07 | 15.77 | 15.84 | 15.96 | 15.84 | 15.71 | 15.6 | 14.68 | 12.04 | 5.34 | 0.3 | 0 | 0 | 0 | 0 | 0 | 0 | 0 | 0 | 0 | 0 | 0.02 | 3.29 | 11.75 | 14.8 | 15.3 | 15.19 | 15.01 | 15.04 | 15.25 | 15.32 | 14.44 | 9.5 | 1.87 | 0 | 0 | 0 | 0 | 0 | 0 | 0 | 0 | 0 | 0 | 0 | 0 | 0.98 | 7.8 | 12.9 | 13.29 | 13.02 | 12.69 | 12.79 | 13.02 | 12.97 | 10.92 | 3.63 | 0.08 | 0 | 0 | 0 | 0 | 0 | 0 | 0 | 0 | 0 | 0 | 0 | 0 | 0.04 | 3.04 | 9.15 | 10.78 | 10.58 | 10.24 | 10.54 | 10.85 | 10.19 | 6.39 | 0.76 | 0 | 0 | 0 | 0 | 0 | 0 | 0 | 0 | 0 | 0 | 0 | 0 | 0 | 0 | 0.6 | 4.09 | 6.72 | 8.16 | 8.58 | 8.35 | 8.09 | 7.48 | 4.18 | 0.45 | 0 | 0 | 0 | 0 | 0 | 0 | 0
ACACIA_6_SOLAR |  | Solar_Fixed | Solar Fixed | CISO | South | Socal | FC | 20 | 0 | 0 | 0 | 0 | 0 | 0 | 0.03 | 2.39 | 8.26 | 11.24 | 12.38 | 12.86 | 12.28 | 11.72 | 9.81 | 5.43 | 0.79 | 0 | 0 | 0 | 0 | 0 | 0 | 0 | 0 | 0 | 0 | 0 | 0 | 0 | 0.19 | 4.35 | 10.49 | 12.84 | 13.65 | 13.81 | 13.26 | 12.6 | 11.38 | 8.93 | 3.25 | 0.08 | 0 | 0 | 0 | 0 | 0 | 0 | 0 | 0 | 0 | 0 | 0 | 0 | 1.44 | 7.61 | 11.79 | 13.44 | 13.74 | 13.93 | 13.35 | 12.62 | 11.38 | 9.26 | 4.99 | 0.66 | 0 | 0 | 0 | 0 | 0 | 0 | 0 | 0 | 0 | 0 | 0 | 0.7 | 5.89 | 11.9 | 14.93 | 16.19 | 16.83 | 16.84 | 16.53 | 16.09 | 14.8 | 12.78 | 8.72 | 2.28 | 0.06 | 0 | 0 | 0 | 0 | 0 | 0 | 0 | 0 | 0 | 0.04 | 2.35 | 8.39 | 12.56 | 15.1 | 16.65 | 17.35 | 17.51 | 17.34 | 16.98 | 15.87 | 13.88 | 10.11 | 3.92 | 0.3 | 0 | 0 | 0 | 0 | 0 | 0 | 0 | 0 | 0 | 0.08 | 2.66 | 8.19 | 12.25 | 15.26 | 16.71 | 17.56 | 17.58 | 17.46 | 16.95 | 15.62 | 13.67 | 10.64 | 5.06 | 0.69 | 0 | 0 | 0 | 0 | 0 | 0 | 0 | 0 | 0 | 0 | 1.41 | 5.91 | 10.7 | 13.6 | 15.35 | 16.4 | 16.79 | 16.62 | 16.08 | 14.83 | 12.98 | 9.93 | 4.57 | 0.54 | 0 | 0 | 0 | 0 | 0 | 0 | 0 | 0 | 0 | 0 | 0.58 | 5.13 | 10.78 | 13.63 | 15.53 | 16.89 | 17.25 | 16.53 | 16.02 | 14.68 | 12.53 | 8.43 | 2.45 | 0.08 | 0 | 0 | 0 | 0 | 0 | 0 | 0 | 0 | 0 | 0 | 0.18 | 4.04 | 10.48 | 13.78 | 15.46 | 16.48 | 16.7 | 16.69 | 15.95 | 14.38 | 11.46 | 5.35 | 0.56 | 0 | 0 | 0 | 0 | 0 | 0 | 0 | 0 | 0 | 0 | 0 | 0.03 | 2.55 | 9.36 | 13.31 | 14.98 | 16.02 | 16.19 | 15.93 | 15.16 | 13.56 | 8.99 | 2.1 | 0.03 | 0 | 0 | 0 | 0 | 0 | 0 | 0 | 0 | 0 | 0 | 0 | 0 | 0.66 | 5.94 | 11.68 | 13.58 | 14.43 | 14.62 | 14.22 | 13.39 | 11.02 | 5.16 | 0.39 | 0 | 0 | 0 | 0 | 0 | 0 | 0 | 0 | 0 | 0 | 0 | 0 | 0 | 0.07 | 2.64 | 7.7 | 10.41 | 11.33 | 11.95 | 11.81 | 10.81 | 8.49 | 3.92 | 0.25 | 0 | 0 | 0 | 0 | 0 | 0 | 0
ADERA_1_SOLAR1 |  | Solar_1Axis | Solar Tracking | CISO | North | Norcal | EO | 20 | 0 | 0 | 0 | 0 | 0 | 0 | 0 | 0.42 | 3.28 | 6.25 | 7.72 | 8.5 | 8.51 | 8.03 | 7.52 | 5.13 | 1.12 | 0 | 0 | 0 | 0 | 0 | 0 | 0 | 0 | 0 | 0 | 0 | 0 | 0 | 0 | 2.47 | 10.27 | 12.8 | 13.08 | 12.39 | 12.21 | 12.13 | 12.4 | 10.57 | 5.55 | 0.31 | 0 | 0 | 0 | 0 | 0 | 0 | 0 | 0 | 0 | 0 | 0 | 0 | 0.52 | 6.39 | 11.99 | 12.84 | 12.05 | 12.38 | 12.2 | 11.23 | 10.37 | 9.66 | 6.8 | 1.57 | 0 | 0 | 0 | 0 | 0 | 0 | 0 | 0 | 0 | 0 | 0 | 0.28 | 5.97 | 13.17 | 14.48 | 14.4 | 14.15 | 14.49 | 14.52 | 14.31 | 14.54 | 13.94 | 12.71 | 5.9 | 0.27 | 0 | 0 | 0 | 0 | 0 | 0 | 0 | 0 | 0 | 0 | 2.2 | 10.38 | 14.64 | 15.3 | 15.32 | 15.19 | 15.51 | 15.51 | 15.86 | 15.86 | 15.51 | 14.62 | 9.05 | 1.41 | 0 | 0 | 0 | 0 | 0 | 0 | 0 | 0 | 0 | 0.01 | 3.16 | 11.47 | 15.54 | 16.64 | 16.85 | 16.97 | 17.07 | 17.02 | 16.87 | 16.87 | 16.5 | 15.31 | 11.34 | 3.2 | 0.04 | 0 | 0 | 0 | 0 | 0 | 0 | 0 | 0 | 0 | 1.43 | 9.2 | 14.84 | 16.38 | 16.6 | 16.72 | 16.65 | 16.62 | 16.44 | 16.41 | 15.74 | 14.59 | 10.24 | 2.41 | 0.01 | 0 | 0 | 0 | 0 | 0 | 0 | 0 | 0 | 0 | 0.2 | 5.39 | 12.46 | 15.07 | 15.77 | 15.84 | 15.96 | 15.84 | 15.71 | 15.6 | 14.68 | 12.04 | 5.34 | 0.3 | 0 | 0 | 0 | 0 | 0 | 0 | 0 | 0 | 0 | 0 | 0.02 | 3.29 | 11.75 | 14.8 | 15.3 | 15.19 | 15.01 | 15.04 | 15.25 | 15.32 | 14.44 | 9.5 | 1.87 | 0 | 0 | 0 | 0 | 0 | 0 | 0 | 0 | 0 | 0 | 0 | 0 | 0.98 | 7.8 | 12.9 | 13.29 | 13.02 | 12.69 | 12.79 | 13.02 | 12.97 | 10.92 | 3.63 | 0.08 | 0 | 0 | 0 | 0 | 0 | 0 | 0 | 0 | 0 | 0 | 0 | 0 | 0.04 | 3.04 | 9.15 | 10.78 | 10.58 | 10.24 | 10.54 | 10.85 | 10.19 | 6.39 | 0.76 | 0 | 0 | 0 | 0 | 0 | 0 | 0 | 0 | 0 | 0 | 0 | 0 | 0 | 0 | 0.6 | 4.09 | 6.72 | 8.16 | 8.58 | 8.35 | 8.09 | 7.48 | 4.18 | 0.45 | 0 | 0 | 0 | 0 | 0 | 0 | 0
ADMEST_6_SOLAR |  | Solar_Fixed | Solar Fixed | CISO | North | Norcal | ID | 19 | 0 | 0 | 0 | 0 | 0 | 0 | 0 | 0.44 | 3.33 | 6.9 | 8.58 | 9.22 | 9.1 | 8.4 | 7.24 | 4.92 | 1.14 | 0 | 0 | 0 | 0 | 0 | 0 | 0 | 0 | 0 | 0 | 0 | 0 | 0 | 0 | 1.92 | 7.99 | 11.11 | 12.25 | 12.36 | 12.45 | 12.12 | 11.38 | 8.96 | 4.23 | 0.32 | 0 | 0 | 0 | 0 | 0 | 0 | 0 | 0 | 0 | 0 | 0 | 0 | 0.45 | 4.94 | 9.44 | 11.05 | 11.35 | 11.11 | 11.42 | 11.11 | 10.08 | 8.34 | 5.71 | 1.4 | 0 | 0 | 0 | 0 | 0 | 0 | 0 | 0 | 0 | 0 | 0 | 0.19 | 3.82 | 9.91 | 12.83 | 14.26 | 14.77 | 15.39 | 15.11 | 14.94 | 14.48 | 12.82 | 9.85 | 4.07 | 0.25 | 0 | 0 | 0 | 0 | 0 | 0 | 0 | 0 | 0 | 0 | 1.21 | 6.69 | 11.3 | 13.68 | 15.06 | 15.45 | 15.58 | 15.65 | 15.61 | 15.04 | 13.49 | 11.12 | 6.01 | 1 | 0 | 0 | 0 | 0 | 0 | 0 | 0 | 0 | 0 | 0.01 | 1.69 | 7.02 | 11.48 | 13.87 | 15.03 | 15.79 | 16.01 | 16.27 | 16.01 | 15.29 | 13.96 | 11.57 | 7.28 | 1.97 | 0.02 | 0 | 0 | 0 | 0 | 0 | 0 | 0 | 0 | 0 | 0.81 | 5.84 | 10.93 | 13.77 | 15.18 | 16.12 | 16.33 | 16.23 | 15.97 | 15.23 | 13.91 | 11.38 | 7.04 | 1.56 | 0.01 | 0 | 0 | 0 | 0 | 0 | 0 | 0 | 0 | 0 | 0.13 | 3.53 | 9.3 | 12.51 | 14.03 | 15.06 | 15.54 | 15.47 | 15.39 | 14.59 | 12.79 | 9.52 | 3.82 | 0.23 | 0 | 0 | 0 | 0 | 0 | 0 | 0 | 0 | 0 | 0 | 0.01 | 2.36 | 9.04 | 13 | 14.56 | 15.37 | 15.61 | 15.49 | 15.24 | 14.47 | 12.49 | 7.61 | 1.64 | 0 | 0 | 0 | 0 | 0 | 0 | 0 | 0 | 0 | 0 | 0 | 0 | 0.85 | 6.4 | 11.32 | 13.14 | 13.48 | 13.59 | 13.51 | 13.38 | 12.32 | 9.29 | 3.3 | 0.12 | 0 | 0 | 0 | 0 | 0 | 0 | 0 | 0 | 0 | 0 | 0 | 0 | 0.04 | 2.71 | 8.71 | 11.26 | 11.96 | 11.85 | 11.81 | 11.42 | 10.02 | 5.77 | 0.79 | 0 | 0 | 0 | 0 | 0 | 0 | 0 | 0 | 0 | 0 | 0 | 0 | 0 | 0 | 0.64 | 3.35 | 6.5 | 8.23 | 9.01 | 8.79 | 8.12 | 7 | 3.95 | 0.5 | 0 | 0 | 0 | 0 | 0 | 0 | 0
ADOBEE_1_SOLAR |  | Solar_1Axis | Solar Tracking | CISO | North | Norcal | FC | 20 | 0 | 0 | 0 | 0 | 0 | 0 | 0 | 0.42 | 3.28 | 6.25 | 7.72 | 8.5 | 8.51 | 8.03 | 7.52 | 5.13 | 1.12 | 0 | 0 | 0 | 0 | 0 | 0 | 0 | 0 | 0 | 0 | 0 | 0 | 0 | 0 | 2.47 | 10.27 | 12.8 | 13.08 | 12.39 | 12.21 | 12.13 | 12.4 | 10.57 | 5.55 | 0.31 | 0 | 0 | 0 | 0 | 0 | 0 | 0 | 0 | 0 | 0 | 0 | 0 | 0.52 | 6.39 | 11.99 | 12.84 | 12.05 | 12.38 | 12.2 | 11.23 | 10.37 | 9.66 | 6.8 | 1.57 | 0 | 0 | 0 | 0 | 0 | 0 | 0 | 0 | 0 | 0 | 0 | 0.28 | 5.97 | 13.17 | 14.48 | 14.4 | 14.15 | 14.49 | 14.52 | 14.31 | 14.54 | 13.94 | 12.71 | 5.9 | 0.27 | 0 | 0 | 0 | 0 | 0 | 0 | 0 | 0 | 0 | 0 | 2.2 | 10.38 | 14.64 | 15.3 | 15.32 | 15.19 | 15.51 | 15.51 | 15.86 | 15.86 | 15.51 | 14.62 | 9.05 | 1.41 | 0 | 0 | 0 | 0 | 0 | 0 | 0 | 0 | 0 | 0.01 | 3.16 | 11.47 | 15.54 | 16.64 | 16.85 | 16.97 | 17.07 | 17.02 | 16.87 | 16.87 | 16.5 | 15.31 | 11.34 | 3.2 | 0.04 | 0 | 0 | 0 | 0 | 0 | 0 | 0 | 0 | 0 | 1.43 | 9.2 | 14.84 | 16.38 | 16.6 | 16.72 | 16.65 | 16.62 | 16.44 | 16.41 | 15.74 | 14.59 | 10.24 | 2.41 | 0.01 | 0 | 0 | 0 | 0 | 0 | 0 | 0 | 0 | 0 | 0.2 | 5.39 | 12.46 | 15.07 | 15.77 | 15.84 | 15.96 | 15.84 | 15.71 | 15.6 | 14.68 | 12.04 | 5.34 | 0.3 | 0 | 0 | 0 | 0 | 0 | 0 | 0 | 0 | 0 | 0 | 0.02 | 3.29 | 11.75 | 14.8 | 15.3 | 15.19 | 15.01 | 15.04 | 15.25 | 15.32 | 14.44 | 9.5 | 1.87 | 0 | 0 | 0 | 0 | 0 | 0 | 0 | 0 | 0 | 0 | 0 | 0 | 0.98 | 7.8 | 12.9 | 13.29 | 13.02 | 12.69 | 12.79 | 13.02 | 12.97 | 10.92 | 3.63 | 0.08 | 0 | 0 | 0 | 0 | 0 | 0 | 0 | 0 | 0 | 0 | 0 | 0 | 0.04 | 3.04 | 9.15 | 10.78 | 10.58 | 10.24 | 10.54 | 10.85 | 10.19 | 6.39 | 0.76 | 0 | 0 | 0 | 0 | 0 | 0 | 0 | 0 | 0 | 0 | 0 | 0 | 0 | 0 | 0.6 | 4.09 | 6.72 | 8.16 | 8.58 | 8.35 | 8.09 | 7.48 | 4.18 | 0.45 | 0 | 0 | 0 | 0 | 0 | 0 | 0
AGUCAL_5_SOLAR1 |  | Solar_Fixed | Solar Fixed | CISO | South | Socal | EO | 290 | 0 | 0 | 0 | 0 | 0 | 0 | 0.45 | 34.69 | 119.75 | 163.05 | 179.47 | 186.53 | 178.03 | 170 | 142.18 | 78.76 | 11.49 | 0 | 0 | 0 | 0 | 0 | 0 | 0 | 0 | 0 | 0 | 0 | 0 | 0 | 2.74 | 63.07 | 152.17 | 186.13 | 197.99 | 200.23 | 192.29 | 182.66 | 165.07 | 129.49 | 47.13 | 1.21 | 0 | 0 | 0 | 0 | 0 | 0 | 0 | 0 | 0 | 0 | 0 | 0.04 | 20.9 | 110.31 | 171 | 194.87 | 199.21 | 201.93 | 193.55 | 183.05 | 165.06 | 134.28 | 72.41 | 9.59 | 0.01 | 0 | 0 | 0 | 0 | 0 | 0 | 0 | 0 | 0 | 0 | 10.2 | 85.41 | 172.52 | 216.45 | 234.73 | 244.02 | 244.17 | 239.63 | 233.24 | 214.62 | 185.25 | 126.48 | 33.08 | 0.85 | 0 | 0 | 0 | 0 | 0 | 0 | 0 | 0 | 0 | 0.6 | 34.08 | 121.68 | 182.18 | 218.97 | 241.36 | 251.63 | 253.93 | 251.47 | 246.27 | 230.13 | 201.2 | 146.66 | 56.89 | 4.4 | 0.02 | 0 | 0 | 0 | 0 | 0 | 0 | 0 | 0 | 1.15 | 38.58 | 118.7 | 177.67 | 221.22 | 242.27 | 254.67 | 254.97 | 253.13 | 245.77 | 226.5 | 198.25 | 154.23 | 73.38 | 9.97 | 0.02 | 0 | 0 | 0 | 0 | 0 | 0 | 0 | 0 | 0.07 | 20.49 | 85.68 | 155.16 | 197.19 | 222.58 | 237.74 | 243.45 | 241.06 | 233.16 | 215.04 | 188.23 | 144 | 66.23 | 7.9 | 0.01 | 0 | 0 | 0 | 0 | 0 | 0 | 0 | 0 | 0 | 8.42 | 74.43 | 156.26 | 197.59 | 225.14 | 244.97 | 250.16 | 239.75 | 232.23 | 212.92 | 181.74 | 122.23 | 35.56 | 1.11 | 0.01 | 0.01 | 0 | 0 | 0 | 0 | 0 | 0 | 0 | 0 | 2.6 | 58.56 | 151.97 | 199.76 | 224.24 | 238.91 | 242.11 | 242.05 | 231.34 | 208.49 | 166.15 | 77.58 | 8.19 | 0.05 | 0 | 0 | 0 | 0 | 0 | 0 | 0 | 0 | 0 | 0 | 0.48 | 36.9 | 135.69 | 192.96 | 217.28 | 232.35 | 234.7 | 231 | 219.76 | 196.64 | 130.41 | 30.52 | 0.45 | 0 | 0 | 0 | 0 | 0 | 0 | 0 | 0 | 0 | 0 | 0 | 0.04 | 9.58 | 86.13 | 169.32 | 196.88 | 209.18 | 211.96 | 206.2 | 194.15 | 159.86 | 74.75 | 5.6 | 0 | 0 | 0 | 0 | 0 | 0 | 0 | 0 | 0 | 0 | 0 | 0 | 0 | 1.07 | 38.34 | 111.65 | 150.9 | 164.28 | 173.24 | 171.31 | 156.8 | 123.1 | 56.79 | 3.6 | 0 | 0 | 0 | 0 | 0 | 0 | 0
AKINGS_6_AMESR1 |  | Solar_1Axis | Solar Tracking | CISO | North | Norcal | FC | 123 | 0 | 0 | 0 | 0 | 0 | 0 | 0 | 2.61 | 20.15 | 38.41 | 47.5 | 52.3 | 52.32 | 49.38 | 46.22 | 31.57 | 6.88 | 0 | 0 | 0 | 0 | 0 | 0 | 0 | 0 | 0 | 0 | 0 | 0 | 0 | 0.03 | 15.18 | 63.16 | 78.73 | 80.42 | 76.21 | 75.11 | 74.62 | 76.23 | 65.03 | 34.12 | 1.88 | 0 | 0 | 0 | 0 | 0 | 0 | 0 | 0 | 0 | 0 | 0 | 0 | 3.18 | 39.29 | 73.72 | 78.98 | 74.13 | 76.15 | 75.02 | 69.04 | 63.77 | 59.39 | 41.8 | 9.67 | 0.01 | 0 | 0 | 0 | 0 | 0 | 0 | 0 | 0 | 0 | 0 | 1.7 | 36.69 | 80.99 | 89.08 | 88.58 | 87.02 | 89.12 | 89.31 | 87.98 | 89.41 | 85.73 | 78.2 | 36.29 | 1.68 | 0 | 0 | 0 | 0 | 0 | 0 | 0 | 0 | 0 | 0.01 | 13.53 | 63.83 | 90.01 | 94.12 | 94.25 | 93.39 | 95.38 | 95.36 | 97.56 | 97.54 | 95.39 | 89.91 | 55.64 | 8.65 | 0 | 0 | 0 | 0 | 0 | 0 | 0 | 0 | 0 | 0.09 | 19.42 | 70.53 | 95.58 | 102.34 | 103.61 | 104.39 | 104.98 | 104.69 | 103.76 | 103.73 | 101.47 | 94.13 | 69.75 | 19.66 | 0.23 | 0 | 0 | 0 | 0 | 0 | 0 | 0 | 0 | 0 | 8.82 | 56.59 | 91.27 | 100.72 | 102.1 | 102.84 | 102.43 | 102.22 | 101.11 | 100.92 | 96.81 | 89.75 | 62.95 | 14.81 | 0.09 | 0 | 0 | 0 | 0 | 0 | 0 | 0 | 0 | 0 | 1.25 | 33.16 | 76.63 | 92.66 | 96.96 | 97.4 | 98.16 | 97.4 | 96.61 | 95.94 | 90.29 | 74.04 | 32.87 | 1.82 | 0 | 0 | 0 | 0 | 0 | 0 | 0 | 0 | 0 | 0 | 0.13 | 20.26 | 72.24 | 91 | 94.07 | 93.39 | 92.34 | 92.5 | 93.8 | 94.22 | 88.79 | 58.44 | 11.48 | 0.01 | 0 | 0 | 0 | 0 | 0 | 0 | 0 | 0 | 0 | 0 | 0 | 6.04 | 47.96 | 79.31 | 81.7 | 80.08 | 78.07 | 78.65 | 80.07 | 79.77 | 67.14 | 22.32 | 0.46 | 0 | 0 | 0 | 0 | 0 | 0 | 0 | 0 | 0 | 0 | 0 | 0 | 0.22 | 18.7 | 56.29 | 66.31 | 65.06 | 62.97 | 64.81 | 66.74 | 62.69 | 39.27 | 4.66 | 0 | 0 | 0 | 0 | 0 | 0 | 0 | 0 | 0 | 0 | 0 | 0 | 0 | 0 | 3.67 | 25.17 | 41.31 | 50.21 | 52.74 | 51.35 | 49.72 | 45.99 | 25.72 | 2.77 | 0 | 0 | 0 | 0 | 0 | 0 | 0
ALMASL_2_GS1SR1 |  | Solar_1Axis | Solar Tracking | CISO | South | Socal | FC | 125 | 0 | 0 | 0 | 0 | 0 | 0 | 0.06 | 13.94 | 51.08 | 65.97 | 68.56 | 70.02 | 69.16 | 64.95 | 60.11 | 37.89 | 7.46 | 0 | 0 | 0 | 0 | 0 | 0 | 0 | 0 | 0 | 0 | 0 | 0 | 0 | 0.86 | 31.93 | 78.13 | 83.48 | 82.78 | 79.98 | 77.35 | 75.56 | 74.22 | 66.74 | 29.12 | 1.07 | 0 | 0 | 0 | 0 | 0 | 0 | 0 | 0 | 0 | 0 | 0 | 0 | 9.66 | 57.37 | 79.04 | 81.92 | 80.44 | 78.41 | 77.95 | 70.77 | 64.37 | 58.07 | 41.26 | 6.23 | 0 | 0 | 0 | 0 | 0 | 0 | 0 | 0 | 0 | 0 | 0 | 5.53 | 53.34 | 94.42 | 99.51 | 101.93 | 101.18 | 101.85 | 100.74 | 100.52 | 97.38 | 92.24 | 76.07 | 25.26 | 0.6 | 0 | 0 | 0 | 0 | 0 | 0 | 0 | 0 | 0 | 0.17 | 20.58 | 71.57 | 97.72 | 104.36 | 106.69 | 106.93 | 107.79 | 107.63 | 106.19 | 103.54 | 99.36 | 86.8 | 42.71 | 4.02 | 0 | 0 | 0 | 0 | 0 | 0 | 0 | 0 | 0 | 0.37 | 24.39 | 71.63 | 93.92 | 101.27 | 105.32 | 106.16 | 106.74 | 106.56 | 105.36 | 102.76 | 99.19 | 87.97 | 53.15 | 9.1 | 0.01 | 0 | 0 | 0 | 0 | 0 | 0 | 0 | 0 | 0.03 | 11.43 | 55.75 | 87.36 | 99.07 | 104.05 | 105.06 | 104.76 | 103.85 | 102.61 | 99.79 | 95.54 | 84.12 | 48.66 | 7.75 | 0 | 0 | 0 | 0 | 0 | 0 | 0 | 0 | 0 | 0 | 3.85 | 41.75 | 78.51 | 93.4 | 100.14 | 102.29 | 102.05 | 100.05 | 97.34 | 93.41 | 86.12 | 68.49 | 25.37 | 0.78 | 0 | 0 | 0 | 0 | 0 | 0 | 0 | 0 | 0 | 0 | 0.85 | 30.86 | 80.64 | 93.91 | 98.79 | 99.58 | 99.55 | 99.01 | 97.84 | 96.42 | 87.07 | 48.69 | 5.84 | 0 | 0 | 0 | 0 | 0 | 0 | 0 | 0 | 0 | 0 | 0 | 0.06 | 17.61 | 70.13 | 89.08 | 91.79 | 90.99 | 91.24 | 91.72 | 92.13 | 90.14 | 70.52 | 19.89 | 0.22 | 0 | 0 | 0 | 0 | 0 | 0 | 0 | 0 | 0 | 0 | 0 | 0 | 3.26 | 41.13 | 76.8 | 83.07 | 80.84 | 78.64 | 79.61 | 79.8 | 75.99 | 43.83 | 4.36 | 0 | 0 | 0 | 0 | 0 | 0 | 0 | 0 | 0 | 0 | 0 | 0 | 0 | 0.15 | 15.25 | 48.48 | 58.3 | 61.42 | 60.21 | 62.17 | 58.77 | 53.65 | 30.49 | 2.62 | 0 | 0 | 0 | 0 | 0 | 0 | 0
ALMASL_2_GS4SR4 |  | Solar_1Axis | Solar Tracking | CISO | South | Socal | FC | 100 | 0 | 0 | 0 | 0 | 0 | 0 | 0.05 | 11.15 | 40.86 | 52.77 | 54.85 | 56.02 | 55.33 | 51.96 | 48.09 | 30.31 | 5.97 | 0 | 0 | 0 | 0 | 0 | 0 | 0 | 0 | 0 | 0 | 0 | 0 | 0 | 0.69 | 25.55 | 62.5 | 66.78 | 66.22 | 63.98 | 61.88 | 60.45 | 59.37 | 53.39 | 23.3 | 0.86 | 0 | 0 | 0 | 0 | 0 | 0 | 0 | 0 | 0 | 0 | 0 | 0 | 7.72 | 45.9 | 63.23 | 65.54 | 64.35 | 62.73 | 62.36 | 56.62 | 51.49 | 46.46 | 33.01 | 4.98 | 0 | 0 | 0 | 0 | 0 | 0 | 0 | 0 | 0 | 0 | 0 | 4.42 | 42.67 | 75.53 | 79.61 | 81.54 | 80.94 | 81.48 | 80.59 | 80.42 | 77.9 | 73.79 | 60.86 | 20.21 | 0.48 | 0 | 0 | 0 | 0 | 0 | 0 | 0 | 0 | 0 | 0.13 | 16.46 | 57.26 | 78.18 | 83.49 | 85.35 | 85.54 | 86.23 | 86.1 | 84.95 | 82.83 | 79.49 | 69.44 | 34.16 | 3.22 | 0 | 0 | 0 | 0 | 0 | 0 | 0 | 0 | 0 | 0.3 | 19.51 | 57.3 | 75.13 | 81.02 | 84.26 | 84.93 | 85.39 | 85.25 | 84.29 | 82.21 | 79.35 | 70.38 | 42.52 | 7.28 | 0 | 0 | 0 | 0 | 0 | 0 | 0 | 0 | 0 | 0.03 | 9.15 | 44.6 | 69.89 | 79.26 | 83.24 | 84.05 | 83.81 | 83.08 | 82.09 | 79.83 | 76.43 | 67.29 | 38.93 | 6.2 | 0 | 0 | 0 | 0 | 0 | 0 | 0 | 0 | 0 | 0 | 3.08 | 33.4 | 62.81 | 74.72 | 80.11 | 81.83 | 81.64 | 80.04 | 77.87 | 74.72 | 68.89 | 54.8 | 20.3 | 0.62 | 0 | 0 | 0 | 0 | 0 | 0 | 0 | 0 | 0 | 0 | 0.68 | 24.69 | 64.51 | 75.13 | 79.03 | 79.66 | 79.64 | 79.2 | 78.28 | 77.14 | 69.65 | 38.96 | 4.67 | 0 | 0 | 0 | 0 | 0 | 0 | 0 | 0 | 0 | 0 | 0 | 0.05 | 14.09 | 56.11 | 71.27 | 73.43 | 72.79 | 73 | 73.37 | 73.71 | 72.11 | 56.42 | 15.91 | 0.18 | 0 | 0 | 0 | 0 | 0 | 0 | 0 | 0 | 0 | 0 | 0 | 0 | 2.6 | 32.9 | 61.44 | 66.46 | 64.67 | 62.92 | 63.69 | 63.84 | 60.79 | 35.07 | 3.49 | 0 | 0 | 0 | 0 | 0 | 0 | 0 | 0 | 0 | 0 | 0 | 0 | 0 | 0.12 | 12.2 | 38.79 | 46.64 | 49.14 | 48.17 | 49.74 | 47.01 | 42.92 | 24.39 | 2.09 | 0 | 0 | 0 | 0 | 0 | 0 | 0
ALMASL_2_GS6SR6 |  | Paired_Solar_1Axis | Solar Tracking | CISO | South | Socal | FC | 100 | 0 | 0 | 0 | 0 | 0 | 0 | 0.05 | 11.15 | 40.86 | 52.77 | 54.85 | 56.02 | 55.33 | 51.96 | 48.09 | 30.31 | 5.97 | 0 | 0 | 0 | 0 | 0 | 0 | 0 | 0 | 0 | 0 | 0 | 0 | 0 | 0.69 | 25.55 | 62.5 | 66.78 | 66.22 | 63.98 | 61.88 | 60.45 | 59.37 | 53.39 | 23.3 | 0.86 | 0 | 0 | 0 | 0 | 0 | 0 | 0 | 0 | 0 | 0 | 0 | 0 | 7.72 | 45.9 | 63.23 | 65.54 | 64.35 | 62.73 | 62.36 | 56.62 | 51.49 | 46.46 | 33.01 | 4.98 | 0 | 0 | 0 | 0 | 0 | 0 | 0 | 0 | 0 | 0 | 0 | 4.42 | 42.67 | 75.53 | 79.61 | 81.54 | 80.94 | 81.48 | 80.59 | 80.42 | 77.9 | 73.79 | 60.86 | 20.21 | 0.48 | 0 | 0 | 0 | 0 | 0 | 0 | 0 | 0 | 0 | 0.13 | 16.46 | 57.26 | 78.18 | 83.49 | 85.35 | 85.54 | 86.23 | 86.1 | 84.95 | 82.83 | 79.49 | 69.44 | 34.16 | 3.22 | 0 | 0 | 0 | 0 | 0 | 0 | 0 | 0 | 0 | 0.3 | 19.51 | 57.3 | 75.13 | 81.02 | 84.26 | 84.93 | 85.39 | 85.25 | 84.29 | 82.21 | 79.35 | 70.38 | 42.52 | 7.28 | 0 | 0 | 0 | 0 | 0 | 0 | 0 | 0 | 0 | 0.03 | 9.15 | 44.6 | 69.89 | 79.26 | 83.24 | 84.05 | 83.81 | 83.08 | 82.09 | 79.83 | 76.43 | 67.29 | 38.93 | 6.2 | 0 | 0 | 0 | 0 | 0 | 0 | 0 | 0 | 0 | 0 | 3.08 | 33.4 | 62.81 | 74.72 | 80.11 | 81.83 | 81.64 | 80.04 | 77.87 | 74.72 | 68.89 | 54.8 | 20.3 | 0.62 | 0 | 0 | 0 | 0 | 0 | 0 | 0 | 0 | 0 | 0 | 0.68 | 24.69 | 64.51 | 75.13 | 79.03 | 79.66 | 79.64 | 79.2 | 78.28 | 77.14 | 69.65 | 38.96 | 4.67 | 0 | 0 | 0 | 0 | 0 | 0 | 0 | 0 | 0 | 0 | 0 | 0.05 | 14.09 | 56.11 | 71.27 | 73.43 | 72.79 | 73 | 73.37 | 73.71 | 72.11 | 56.42 | 15.91 | 0.18 | 0 | 0 | 0 | 0 | 0 | 0 | 0 | 0 | 0 | 0 | 0 | 0 | 2.6 | 32.9 | 61.44 | 66.46 | 64.67 | 62.92 | 63.69 | 63.84 | 60.79 | 35.07 | 3.49 | 0 | 0 | 0 | 0 | 0 | 0 | 0 | 0 | 0 | 0 | 0 | 0 | 0 | 0.12 | 12.2 | 38.79 | 46.64 | 49.14 | 48.17 | 49.74 | 47.01 | 42.92 | 24.39 | 2.09 | 0 | 0 | 0 | 0 | 0 | 0 | 0
ALMASL_2_GS7SR7 |  | Solar_1Axis | Solar Tracking | CISO | South | Socal | FC | 132 | 0 | 0 | 0 | 0 | 0 | 0 | 0.07 | 14.72 | 53.94 | 69.66 | 72.4 | 73.94 | 73.03 | 68.59 | 63.48 | 40.01 | 7.88 | 0 | 0 | 0 | 0 | 0 | 0 | 0 | 0 | 0 | 0 | 0 | 0 | 0 | 0.91 | 33.72 | 82.5 | 88.15 | 87.41 | 84.45 | 81.68 | 79.79 | 78.37 | 70.48 | 30.75 | 1.13 | 0 | 0 | 0 | 0 | 0 | 0 | 0 | 0 | 0 | 0 | 0 | 0 | 10.2 | 60.59 | 83.46 | 86.51 | 84.94 | 82.81 | 82.32 | 74.73 | 67.97 | 61.33 | 43.57 | 6.58 | 0 | 0 | 0 | 0 | 0 | 0 | 0 | 0 | 0 | 0 | 0 | 5.84 | 56.32 | 99.71 | 105.08 | 107.64 | 106.85 | 107.55 | 106.38 | 106.15 | 102.83 | 97.41 | 80.33 | 26.67 | 0.63 | 0 | 0 | 0 | 0 | 0 | 0 | 0 | 0 | 0 | 0.18 | 21.73 | 75.58 | 103.19 | 110.21 | 112.67 | 112.91 | 113.82 | 113.65 | 112.13 | 109.33 | 104.93 | 91.66 | 45.1 | 4.25 | 0 | 0 | 0 | 0 | 0 | 0 | 0 | 0 | 0 | 0.4 | 25.75 | 75.64 | 99.18 | 106.94 | 111.22 | 112.11 | 112.71 | 112.53 | 111.26 | 108.52 | 104.74 | 92.9 | 56.13 | 9.61 | 0.01 | 0 | 0 | 0 | 0 | 0 | 0 | 0 | 0 | 0.03 | 12.07 | 58.87 | 92.25 | 104.62 | 109.88 | 110.95 | 110.63 | 109.67 | 108.36 | 105.38 | 100.89 | 88.83 | 51.38 | 8.18 | 0 | 0 | 0 | 0 | 0 | 0 | 0 | 0 | 0 | 0 | 4.07 | 44.08 | 82.91 | 98.63 | 105.75 | 108.02 | 107.76 | 105.65 | 102.79 | 98.64 | 90.94 | 72.33 | 26.79 | 0.82 | 0 | 0 | 0 | 0 | 0 | 0 | 0 | 0 | 0 | 0 | 0.9 | 32.59 | 85.16 | 99.17 | 104.32 | 105.16 | 105.13 | 104.55 | 103.32 | 101.82 | 91.94 | 51.42 | 6.17 | 0 | 0 | 0 | 0 | 0 | 0 | 0 | 0 | 0 | 0 | 0 | 0.06 | 18.6 | 74.06 | 94.07 | 96.93 | 96.08 | 96.35 | 96.85 | 97.29 | 95.19 | 74.47 | 21.01 | 0.23 | 0 | 0 | 0 | 0 | 0 | 0 | 0 | 0 | 0 | 0 | 0 | 0 | 3.44 | 43.43 | 81.1 | 87.72 | 85.36 | 83.05 | 84.07 | 84.27 | 80.24 | 46.29 | 4.61 | 0 | 0 | 0 | 0 | 0 | 0 | 0 | 0 | 0 | 0 | 0 | 0 | 0 | 0.16 | 16.1 | 51.2 | 61.57 | 64.86 | 63.58 | 65.65 | 62.06 | 56.66 | 32.19 | 2.76 | 0 | 0 | 0 | 0 | 0 | 0 | 0
ALPSLR_1_NTHSLR |  | Solar_Fixed | Solar Fixed | CISO | North | Norcal | FC | 20 | 0 | 0 | 0 | 0 | 0 | 0 | 0 | 0.47 | 3.5 | 7.26 | 9.03 | 9.71 | 9.58 | 8.84 | 7.62 | 5.18 | 1.2 | 0 | 0 | 0 | 0 | 0 | 0 | 0 | 0 | 0 | 0 | 0 | 0 | 0 | 0 | 2.02 | 8.41 | 11.7 | 12.89 | 13.01 | 13.1 | 12.76 | 11.98 | 9.43 | 4.45 | 0.33 | 0 | 0 | 0 | 0 | 0 | 0 | 0 | 0 | 0 | 0 | 0 | 0 | 0.48 | 5.2 | 9.94 | 11.63 | 11.95 | 11.7 | 12.02 | 11.7 | 10.61 | 8.78 | 6.01 | 1.47 | 0 | 0 | 0 | 0 | 0 | 0 | 0 | 0 | 0 | 0 | 0 | 0.2 | 4.03 | 10.43 | 13.51 | 15.01 | 15.55 | 16.2 | 15.9 | 15.72 | 15.24 | 13.5 | 10.37 | 4.28 | 0.27 | 0 | 0 | 0 | 0 | 0 | 0 | 0 | 0 | 0 | 0 | 1.28 | 7.04 | 11.9 | 14.4 | 15.86 | 16.26 | 16.4 | 16.47 | 16.43 | 15.84 | 14.2 | 11.71 | 6.32 | 1.05 | 0 | 0 | 0 | 0 | 0 | 0 | 0 | 0 | 0 | 0.01 | 1.78 | 7.39 | 12.09 | 14.6 | 15.82 | 16.63 | 16.86 | 17.13 | 16.86 | 16.09 | 14.69 | 12.18 | 7.66 | 2.08 | 0.03 | 0 | 0 | 0 | 0 | 0 | 0 | 0 | 0 | 0 | 0.85 | 6.15 | 11.5 | 14.49 | 15.97 | 16.97 | 17.19 | 17.08 | 16.81 | 16.03 | 14.64 | 11.98 | 7.41 | 1.64 | 0.01 | 0 | 0 | 0 | 0 | 0 | 0 | 0 | 0 | 0 | 0.13 | 3.71 | 9.79 | 13.17 | 14.77 | 15.86 | 16.36 | 16.29 | 16.2 | 15.36 | 13.46 | 10.02 | 4.02 | 0.24 | 0 | 0 | 0 | 0 | 0 | 0 | 0 | 0 | 0 | 0 | 0.01 | 2.49 | 9.52 | 13.68 | 15.33 | 16.18 | 16.43 | 16.31 | 16.05 | 15.23 | 13.14 | 8.01 | 1.73 | 0 | 0 | 0 | 0 | 0 | 0 | 0 | 0 | 0 | 0 | 0 | 0 | 0.89 | 6.74 | 11.92 | 13.83 | 14.19 | 14.3 | 14.23 | 14.09 | 12.97 | 9.78 | 3.47 | 0.13 | 0 | 0 | 0 | 0 | 0 | 0 | 0 | 0 | 0 | 0 | 0 | 0 | 0.04 | 2.86 | 9.17 | 11.86 | 12.58 | 12.47 | 12.43 | 12.02 | 10.55 | 6.07 | 0.83 | 0 | 0 | 0 | 0 | 0 | 0 | 0 | 0 | 0 | 0 | 0 | 0 | 0 | 0 | 0.68 | 3.52 | 6.84 | 8.66 | 9.49 | 9.25 | 8.54 | 7.37 | 4.16 | 0.53 | 0 | 0 | 0 | 0 | 0 | 0 | 0
ALPSLR_1_SPSSLR |  | Solar_Fixed | Solar Fixed | CISO | North | Norcal | FC | 50 | 0 | 0 | 0 | 0 | 0 | 0 | 0 | 1.17 | 8.76 | 18.15 | 22.59 | 24.26 | 23.94 | 22.1 | 19.04 | 12.94 | 3 | 0 | 0 | 0 | 0 | 0 | 0 | 0 | 0 | 0 | 0 | 0 | 0 | 0 | 0 | 5.04 | 21.03 | 29.24 | 32.23 | 32.52 | 32.76 | 31.9 | 29.94 | 23.59 | 11.12 | 0.83 | 0 | 0 | 0 | 0 | 0 | 0 | 0 | 0 | 0 | 0 | 0 | 0 | 1.2 | 13.01 | 24.85 | 29.07 | 29.87 | 29.25 | 30.04 | 29.24 | 26.52 | 21.94 | 15.02 | 3.69 | 0.01 | 0 | 0 | 0 | 0 | 0 | 0 | 0 | 0 | 0 | 0 | 0.51 | 10.06 | 26.09 | 33.77 | 37.52 | 38.87 | 40.51 | 39.75 | 39.31 | 38.1 | 33.74 | 25.93 | 10.7 | 0.67 | 0 | 0 | 0 | 0 | 0 | 0 | 0 | 0 | 0 | 0 | 3.19 | 17.6 | 29.74 | 36 | 39.64 | 40.66 | 41 | 41.17 | 41.08 | 39.59 | 35.49 | 29.27 | 15.81 | 2.62 | 0 | 0 | 0 | 0 | 0 | 0 | 0 | 0 | 0 | 0.02 | 4.46 | 18.47 | 30.22 | 36.51 | 39.56 | 41.57 | 42.14 | 42.82 | 42.14 | 40.24 | 36.73 | 30.44 | 19.16 | 5.19 | 0.07 | 0 | 0 | 0 | 0 | 0 | 0 | 0 | 0 | 0 | 2.14 | 15.37 | 28.75 | 36.23 | 39.94 | 42.43 | 42.98 | 42.71 | 42.03 | 40.08 | 36.61 | 29.96 | 18.51 | 4.1 | 0.03 | 0 | 0 | 0 | 0 | 0 | 0 | 0 | 0 | 0 | 0.34 | 9.28 | 24.47 | 32.93 | 36.92 | 39.64 | 40.9 | 40.72 | 40.5 | 38.41 | 33.66 | 25.06 | 10.05 | 0.6 | 0 | 0 | 0 | 0 | 0 | 0 | 0 | 0 | 0 | 0 | 0.03 | 6.22 | 23.79 | 34.2 | 38.32 | 40.46 | 41.07 | 40.78 | 40.11 | 38.07 | 32.86 | 20.04 | 4.33 | 0.01 | 0 | 0 | 0 | 0 | 0 | 0 | 0 | 0 | 0 | 0 | 0 | 2.23 | 16.85 | 29.8 | 34.57 | 35.48 | 35.75 | 35.57 | 35.22 | 32.42 | 24.46 | 8.68 | 0.32 | 0 | 0 | 0 | 0 | 0 | 0 | 0 | 0 | 0 | 0 | 0 | 0 | 0.11 | 7.14 | 22.93 | 29.64 | 31.46 | 31.19 | 31.08 | 30.06 | 26.38 | 15.17 | 2.07 | 0 | 0 | 0 | 0 | 0 | 0 | 0 | 0 | 0 | 0 | 0 | 0 | 0 | 0 | 1.69 | 8.81 | 17.1 | 21.66 | 23.72 | 23.13 | 21.36 | 18.43 | 10.4 | 1.32 | 0 | 0 | 0 | 0 | 0 | 0 | 0
ALT6DN_2_WIND7 |  | Wind | Wind | CISO | South | Socal | FC | 164.31 | 15.25 | 15.85 | 18.11 | 17.05 | 16.88 | 15.72 | 12.85 | 11.11 | 11.7 | 11.72 | 11.6 | 12.15 | 13.44 | 15.4 | 15.33 | 16.77 | 14.73 | 14.72 | 13.8 | 14 | 13.46 | 13.19 | 13.72 | 13.09 | 20.33 | 22.49 | 23.29 | 22 | 19.43 | 18.34 | 19.16 | 19.37 | 18.71 | 20.92 | 21.71 | 22.15 | 25.79 | 24.03 | 27.61 | 24.41 | 29.2 | 28.88 | 33.32 | 32.03 | 32.38 | 29.3 | 26.39 | 22.26 | 33.22 | 34.62 | 32.29 | 30.4 | 27.97 | 23.99 | 23.03 | 21.99 | 23.97 | 21.1 | 21.5 | 24.05 | 26.83 | 31.33 | 32.92 | 36.73 | 37.65 | 38.44 | 37.32 | 36.87 | 36.21 | 36.61 | 38.92 | 35.04 | 59.44 | 53.22 | 46.38 | 39.5 | 33.99 | 29.31 | 20.45 | 15.4 | 14.41 | 13.52 | 12.54 | 13.53 | 14.81 | 22.44 | 33.61 | 44.5 | 53.53 | 58.48 | 60.11 | 61.82 | 65.3 | 61.72 | 59.58 | 60.22 | 66.5 | 62.6 | 61.24 | 55.23 | 45.51 | 37.54 | 28.05 | 21.61 | 15.07 | 12.14 | 10.68 | 10.03 | 13.95 | 23.03 | 37.54 | 54.21 | 62.94 | 69.43 | 67.79 | 67.77 | 69.16 | 70.26 | 72.03 | 67.54 | 66.27 | 62.22 | 57.19 | 48.41 | 42.1 | 33.03 | 23.36 | 15.62 | 12.32 | 8.28 | 9.76 | 10.19 | 12.57 | 19.44 | 31.41 | 43.4 | 53 | 61.74 | 68.6 | 75.27 | 73.61 | 73.28 | 72.67 | 69.83 | 74.29 | 68.55 | 60.56 | 54.58 | 47.82 | 37.22 | 27.25 | 16.74 | 10.53 | 7.67 | 9.33 | 12.78 | 18.24 | 27.16 | 37.28 | 50.49 | 61.52 | 69.97 | 75.88 | 77.68 | 80.81 | 80.36 | 78.96 | 76.24 | 61.01 | 54.88 | 47.35 | 38.39 | 33.77 | 27.14 | 18.8 | 11.86 | 8.57 | 7.03 | 7.97 | 10.11 | 14.68 | 20.54 | 29.26 | 38.77 | 49.3 | 56.82 | 64.38 | 68.78 | 69.05 | 66.88 | 65.41 | 62.83 | 41.44 | 40.13 | 37.13 | 28.53 | 24.58 | 20.88 | 15.7 | 11.26 | 8.59 | 9.39 | 11.49 | 13.44 | 16.5 | 20.46 | 26.83 | 31.34 | 34.89 | 41.21 | 47.62 | 50.14 | 49.47 | 46.55 | 43.49 | 41.24 | 18.5 | 17.94 | 17.11 | 15.23 | 14.01 | 13.45 | 9.57 | 7.03 | 5.9 | 6.46 | 8.29 | 8.96 | 8.26 | 9.34 | 9.9 | 12.27 | 16.56 | 18.68 | 21.28 | 24.42 | 22 | 20 | 18.33 | 18.06 | 9.55 | 10.56 | 10.18 | 10.67 | 9.85 | 9.66 | 9.13 | 7.96 | 8.32 | 9.39 | 10.27 | 11.87 | 11.36 | 11.64 | 12.34 | 12.64 | 11.12 | 10.85 | 13.13 | 13.51 | 13.43 | 11.98 | 10.95 | 10.1 | 10.79 | 11.03 | 11.68 | 11.09 | 11.65 | 11.05 | 9.76 | 11.73 | 10.92 | 9.83 | 9.7 | 10.3 | 11.7 | 13.02 | 12.04 | 10.2 | 10.47 | 10.63 | 11.05 | 10.75 | 11.62 | 12.5 | 12.79 | 11.88
ALT6DS_2_WIND9 |  | Wind | Wind | CISO | South | Socal | FC | 132 | 12.25 | 12.73 | 14.55 | 13.69 | 13.56 | 12.63 | 10.33 | 8.92 | 9.4 | 9.41 | 9.32 | 9.76 | 10.8 | 12.37 | 12.32 | 13.47 | 11.83 | 11.82 | 11.09 | 11.25 | 10.81 | 10.6 | 11.02 | 10.52 | 16.33 | 18.07 | 18.71 | 17.67 | 15.61 | 14.73 | 15.39 | 15.56 | 15.03 | 16.81 | 17.44 | 17.8 | 20.72 | 19.31 | 22.18 | 19.61 | 23.46 | 23.2 | 26.77 | 25.73 | 26.02 | 23.54 | 21.2 | 17.89 | 26.69 | 27.81 | 25.94 | 24.42 | 22.47 | 19.27 | 18.5 | 17.67 | 19.25 | 16.95 | 17.27 | 19.32 | 21.55 | 25.17 | 26.44 | 29.51 | 30.25 | 30.88 | 29.98 | 29.62 | 29.09 | 29.41 | 31.27 | 28.15 | 47.75 | 42.76 | 37.26 | 31.74 | 27.31 | 23.55 | 16.43 | 12.37 | 11.58 | 10.86 | 10.08 | 10.87 | 11.9 | 18.03 | 27 | 35.75 | 43.01 | 46.98 | 48.29 | 49.67 | 52.46 | 49.58 | 47.87 | 48.38 | 53.42 | 50.29 | 49.19 | 44.37 | 36.56 | 30.15 | 22.53 | 17.36 | 12.11 | 9.76 | 8.58 | 8.06 | 11.21 | 18.5 | 30.16 | 43.55 | 50.56 | 55.78 | 54.46 | 54.45 | 55.56 | 56.44 | 57.86 | 54.26 | 53.24 | 49.99 | 45.95 | 38.89 | 33.82 | 26.53 | 18.76 | 12.55 | 9.9 | 6.65 | 7.84 | 8.18 | 10.09 | 15.61 | 25.23 | 34.87 | 42.58 | 49.6 | 55.11 | 60.47 | 59.13 | 58.87 | 58.38 | 56.1 | 59.68 | 55.07 | 48.66 | 43.85 | 38.41 | 29.9 | 21.89 | 13.45 | 8.46 | 6.17 | 7.49 | 10.27 | 14.65 | 21.82 | 29.95 | 40.56 | 49.42 | 56.21 | 60.96 | 62.41 | 64.92 | 64.56 | 63.43 | 61.25 | 49.01 | 44.09 | 38.04 | 30.84 | 27.13 | 21.8 | 15.1 | 9.52 | 6.89 | 5.65 | 6.41 | 8.12 | 11.8 | 16.5 | 23.5 | 31.14 | 39.61 | 45.64 | 51.72 | 55.25 | 55.47 | 53.73 | 52.54 | 50.47 | 33.29 | 32.24 | 29.83 | 22.92 | 19.75 | 16.78 | 12.62 | 9.05 | 6.9 | 7.54 | 9.23 | 10.8 | 13.25 | 16.44 | 21.55 | 25.18 | 28.03 | 33.1 | 38.25 | 40.28 | 39.74 | 37.4 | 34.94 | 33.13 | 14.87 | 14.41 | 13.75 | 12.23 | 11.26 | 10.8 | 7.69 | 5.64 | 4.74 | 5.19 | 6.66 | 7.2 | 6.63 | 7.5 | 7.95 | 9.85 | 13.3 | 15.01 | 17.1 | 19.62 | 17.67 | 16.07 | 14.72 | 14.51 | 7.67 | 8.48 | 8.18 | 8.57 | 7.91 | 7.76 | 7.33 | 6.39 | 6.68 | 7.54 | 8.25 | 9.54 | 9.13 | 9.35 | 9.91 | 10.16 | 8.93 | 8.71 | 10.55 | 10.85 | 10.79 | 9.63 | 8.8 | 8.11 | 8.66 | 8.86 | 9.38 | 8.91 | 9.36 | 8.88 | 7.84 | 9.42 | 8.77 | 7.9 | 7.8 | 8.28 | 9.4 | 10.46 | 9.67 | 8.2 | 8.41 | 8.54 | 8.88 | 8.63 | 9.34 | 10.04 | 10.27 | 9.55
ALTA3A_2_CPCE4 |  | Wind | Wind | CISO | South | Socal | FC | 102 | 9.47 | 9.84 | 11.24 | 10.58 | 10.48 | 9.76 | 7.98 | 6.89 | 7.27 | 7.27 | 7.2 | 7.54 | 8.34 | 9.56 | 9.52 | 10.41 | 9.14 | 9.14 | 8.57 | 8.69 | 8.35 | 8.19 | 8.51 | 8.13 | 12.62 | 13.96 | 14.46 | 13.66 | 12.06 | 11.38 | 11.89 | 12.02 | 11.61 | 12.99 | 13.48 | 13.75 | 16.01 | 14.92 | 17.14 | 15.15 | 18.13 | 17.93 | 20.68 | 19.88 | 20.1 | 18.19 | 16.38 | 13.82 | 20.62 | 21.49 | 20.05 | 18.87 | 17.36 | 14.89 | 14.3 | 13.65 | 14.88 | 13.1 | 13.35 | 14.93 | 16.65 | 19.45 | 20.43 | 22.8 | 23.37 | 23.86 | 23.17 | 22.89 | 22.48 | 22.73 | 24.16 | 21.75 | 36.9 | 33.04 | 28.79 | 24.52 | 21.1 | 18.19 | 12.69 | 9.56 | 8.95 | 8.39 | 7.79 | 8.4 | 9.2 | 13.93 | 20.86 | 27.63 | 33.23 | 36.3 | 37.32 | 38.38 | 40.54 | 38.31 | 36.99 | 37.38 | 41.28 | 38.86 | 38.01 | 34.29 | 28.25 | 23.3 | 17.41 | 13.42 | 9.36 | 7.54 | 6.63 | 6.23 | 8.66 | 14.29 | 23.31 | 33.66 | 39.07 | 43.1 | 42.08 | 42.07 | 42.93 | 43.61 | 44.71 | 41.93 | 41.14 | 38.63 | 35.51 | 30.05 | 26.14 | 20.5 | 14.5 | 9.69 | 7.65 | 5.14 | 6.06 | 6.32 | 7.8 | 12.07 | 19.5 | 26.94 | 32.9 | 38.33 | 42.59 | 46.73 | 45.69 | 45.49 | 45.11 | 43.35 | 46.12 | 42.56 | 37.6 | 33.88 | 29.68 | 23.11 | 16.92 | 10.39 | 6.53 | 4.76 | 5.79 | 7.93 | 11.32 | 16.86 | 23.14 | 31.34 | 38.19 | 43.44 | 47.1 | 48.22 | 50.17 | 49.89 | 49.01 | 47.33 | 37.87 | 34.07 | 29.39 | 23.83 | 20.96 | 16.85 | 11.67 | 7.36 | 5.32 | 4.37 | 4.95 | 6.27 | 9.12 | 12.75 | 18.16 | 24.07 | 30.6 | 35.27 | 39.96 | 42.7 | 42.86 | 41.52 | 40.6 | 39 | 25.73 | 24.91 | 23.05 | 17.71 | 15.26 | 12.96 | 9.75 | 6.99 | 5.33 | 5.83 | 7.13 | 8.34 | 10.24 | 12.7 | 16.65 | 19.46 | 21.66 | 25.58 | 29.56 | 31.13 | 30.71 | 28.9 | 27 | 25.6 | 11.49 | 11.13 | 10.62 | 9.45 | 8.7 | 8.35 | 5.94 | 4.36 | 3.66 | 4.01 | 5.15 | 5.56 | 5.13 | 5.8 | 6.14 | 7.62 | 10.28 | 11.6 | 13.21 | 15.16 | 13.66 | 12.42 | 11.38 | 11.21 | 5.93 | 6.55 | 6.32 | 6.62 | 6.11 | 6 | 5.67 | 4.94 | 5.16 | 5.83 | 6.38 | 7.37 | 7.05 | 7.23 | 7.66 | 7.85 | 6.9 | 6.73 | 8.15 | 8.38 | 8.34 | 7.44 | 6.8 | 6.27 | 6.7 | 6.84 | 7.25 | 6.89 | 7.23 | 6.86 | 6.06 | 7.28 | 6.78 | 6.1 | 6.02 | 6.39 | 7.26 | 8.08 | 7.47 | 6.33 | 6.5 | 6.6 | 6.86 | 6.67 | 7.22 | 7.76 | 7.94 | 7.38
ALTA3A_2_CPCE5 |  | Wind | Wind | CISO | South | Socal | FC | 168 | 15.6 | 16.21 | 18.52 | 17.43 | 17.26 | 16.07 | 13.14 | 11.36 | 11.97 | 11.98 | 11.87 | 12.42 | 13.74 | 15.74 | 15.68 | 17.15 | 15.06 | 15.05 | 14.11 | 14.32 | 13.76 | 13.49 | 14.02 | 13.39 | 20.78 | 23 | 23.81 | 22.49 | 19.87 | 18.75 | 19.59 | 19.8 | 19.13 | 21.39 | 22.2 | 22.65 | 26.37 | 24.57 | 28.23 | 24.95 | 29.86 | 29.53 | 34.07 | 32.75 | 33.11 | 29.96 | 26.98 | 22.76 | 33.97 | 35.4 | 33.02 | 31.08 | 28.59 | 24.53 | 23.55 | 22.49 | 24.51 | 21.57 | 21.99 | 24.59 | 27.43 | 32.03 | 33.66 | 37.55 | 38.5 | 39.3 | 38.16 | 37.7 | 37.02 | 37.43 | 39.8 | 35.83 | 60.78 | 54.42 | 47.42 | 40.39 | 34.75 | 29.97 | 20.91 | 15.74 | 14.73 | 13.82 | 12.82 | 13.83 | 15.15 | 22.95 | 34.36 | 45.5 | 54.73 | 59.79 | 61.46 | 63.21 | 66.77 | 63.1 | 60.92 | 61.57 | 67.99 | 64 | 62.61 | 56.47 | 46.53 | 38.38 | 28.68 | 22.1 | 15.41 | 12.42 | 10.92 | 10.25 | 14.26 | 23.54 | 38.39 | 55.43 | 64.35 | 70.99 | 69.31 | 69.29 | 70.72 | 71.83 | 73.65 | 69.05 | 67.75 | 63.62 | 58.48 | 49.49 | 43.05 | 33.77 | 23.88 | 15.97 | 12.59 | 8.47 | 9.98 | 10.42 | 12.85 | 19.87 | 32.12 | 44.38 | 54.19 | 63.13 | 70.14 | 76.96 | 75.26 | 74.93 | 74.31 | 71.4 | 75.96 | 70.09 | 61.92 | 55.8 | 48.89 | 38.06 | 27.86 | 17.11 | 10.76 | 7.85 | 9.54 | 13.07 | 18.65 | 27.77 | 38.11 | 51.62 | 62.9 | 71.55 | 77.58 | 79.43 | 82.63 | 82.17 | 80.73 | 77.95 | 62.38 | 56.11 | 48.41 | 39.25 | 34.53 | 27.75 | 19.22 | 12.12 | 8.77 | 7.19 | 8.15 | 10.33 | 15.01 | 21.01 | 29.91 | 39.64 | 50.41 | 58.09 | 65.82 | 70.32 | 70.6 | 68.38 | 66.88 | 64.24 | 42.38 | 41.04 | 37.97 | 29.17 | 25.13 | 21.35 | 16.06 | 11.51 | 8.78 | 9.6 | 11.75 | 13.74 | 16.87 | 20.92 | 27.43 | 32.05 | 35.67 | 42.13 | 48.68 | 51.27 | 50.58 | 47.6 | 44.47 | 42.16 | 18.92 | 18.34 | 17.5 | 15.57 | 14.33 | 13.75 | 9.79 | 7.18 | 6.03 | 6.6 | 8.48 | 9.16 | 8.44 | 9.55 | 10.12 | 12.54 | 16.93 | 19.1 | 21.76 | 24.97 | 22.5 | 20.45 | 18.74 | 18.47 | 9.76 | 10.79 | 10.41 | 10.91 | 10.07 | 9.88 | 9.33 | 8.14 | 8.5 | 9.6 | 10.5 | 12.14 | 11.62 | 11.9 | 12.62 | 12.93 | 11.37 | 11.09 | 13.43 | 13.81 | 13.73 | 12.25 | 11.2 | 10.33 | 11.03 | 11.27 | 11.94 | 11.34 | 11.92 | 11.3 | 9.98 | 11.99 | 11.16 | 10.05 | 9.92 | 10.53 | 11.96 | 13.32 | 12.31 | 10.43 | 10.7 | 10.87 | 11.3 | 10.99 | 11.89 | 12.78 | 13.08 | 12.15
ALTA3A_2_CPCE8 |  | Wind | Wind | CISO | South | Socal | FC | 150 | 13.93 | 14.47 | 16.53 | 15.56 | 15.41 | 14.35 | 11.74 | 10.14 | 10.68 | 10.7 | 10.59 | 11.09 | 12.27 | 14.06 | 14 | 15.31 | 13.45 | 13.44 | 12.6 | 12.79 | 12.29 | 12.04 | 12.52 | 11.95 | 18.56 | 20.53 | 21.26 | 20.08 | 17.74 | 16.74 | 17.49 | 17.68 | 17.08 | 19.1 | 19.82 | 20.22 | 23.54 | 21.94 | 25.2 | 22.28 | 26.66 | 26.36 | 30.42 | 29.24 | 29.56 | 26.75 | 24.09 | 20.32 | 30.33 | 31.6 | 29.48 | 27.75 | 25.53 | 21.9 | 21.02 | 20.08 | 21.88 | 19.26 | 19.63 | 21.96 | 24.49 | 28.6 | 30.05 | 33.53 | 34.37 | 35.09 | 34.07 | 33.66 | 33.06 | 33.42 | 35.53 | 31.99 | 54.27 | 48.59 | 42.34 | 36.06 | 31.03 | 26.76 | 18.67 | 14.06 | 13.15 | 12.34 | 11.45 | 12.35 | 13.52 | 20.49 | 30.68 | 40.63 | 48.87 | 53.38 | 54.88 | 56.44 | 59.61 | 56.34 | 54.39 | 54.97 | 60.71 | 57.14 | 55.9 | 50.42 | 41.55 | 34.27 | 25.6 | 19.73 | 13.76 | 11.09 | 9.75 | 9.16 | 12.74 | 21.02 | 34.27 | 49.49 | 57.46 | 63.38 | 61.88 | 61.87 | 63.14 | 64.14 | 65.76 | 61.66 | 60.5 | 56.8 | 52.21 | 44.19 | 38.43 | 30.15 | 21.32 | 14.26 | 11.24 | 7.56 | 8.91 | 9.3 | 11.47 | 17.74 | 28.67 | 39.62 | 48.39 | 56.36 | 62.63 | 68.72 | 67.2 | 66.9 | 66.34 | 63.75 | 67.82 | 62.58 | 55.29 | 49.82 | 43.65 | 33.98 | 24.88 | 15.28 | 9.61 | 7.01 | 8.52 | 11.67 | 16.65 | 24.79 | 34.03 | 46.09 | 56.16 | 63.88 | 69.27 | 70.92 | 73.78 | 73.37 | 72.08 | 69.6 | 55.69 | 50.1 | 43.23 | 35.05 | 30.83 | 24.78 | 17.16 | 10.82 | 7.83 | 6.42 | 7.28 | 9.23 | 13.4 | 18.76 | 26.71 | 35.39 | 45.01 | 51.87 | 58.77 | 62.79 | 63.03 | 61.06 | 59.71 | 57.36 | 37.84 | 36.64 | 33.9 | 26.05 | 22.44 | 19.07 | 14.34 | 10.28 | 7.84 | 8.57 | 10.49 | 12.27 | 15.06 | 18.68 | 24.49 | 28.61 | 31.85 | 37.62 | 43.47 | 45.77 | 45.16 | 42.5 | 39.7 | 37.65 | 16.89 | 16.37 | 15.62 | 13.9 | 12.79 | 12.28 | 8.74 | 6.41 | 5.39 | 5.9 | 7.57 | 8.18 | 7.54 | 8.53 | 9.04 | 11.2 | 15.11 | 17.06 | 19.43 | 22.3 | 20.08 | 18.26 | 16.73 | 16.49 | 8.71 | 9.64 | 9.3 | 9.74 | 8.99 | 8.82 | 8.33 | 7.26 | 7.59 | 8.57 | 9.38 | 10.84 | 10.37 | 10.63 | 11.26 | 11.54 | 10.15 | 9.9 | 11.99 | 12.33 | 12.26 | 10.94 | 10 | 9.22 | 9.85 | 10.07 | 10.66 | 10.13 | 10.64 | 10.09 | 8.91 | 10.71 | 9.97 | 8.98 | 8.86 | 9.4 | 10.68 | 11.89 | 10.99 | 9.31 | 9.55 | 9.7 | 10.09 | 9.81 | 10.61 | 11.41 | 11.68 | 10.85
ALTA4A_2_CPCW1 |  | Wind | Wind | CISO | South | Socal | FC | 150 | 13.93 | 14.47 | 16.53 | 15.56 | 15.41 | 14.35 | 11.74 | 10.14 | 10.68 | 10.7 | 10.59 | 11.09 | 12.27 | 14.06 | 14 | 15.31 | 13.45 | 13.44 | 12.6 | 12.79 | 12.29 | 12.04 | 12.52 | 11.95 | 18.56 | 20.53 | 21.26 | 20.08 | 17.74 | 16.74 | 17.49 | 17.68 | 17.08 | 19.1 | 19.82 | 20.22 | 23.54 | 21.94 | 25.2 | 22.28 | 26.66 | 26.36 | 30.42 | 29.24 | 29.56 | 26.75 | 24.09 | 20.32 | 30.33 | 31.6 | 29.48 | 27.75 | 25.53 | 21.9 | 21.02 | 20.08 | 21.88 | 19.26 | 19.63 | 21.96 | 24.49 | 28.6 | 30.05 | 33.53 | 34.37 | 35.09 | 34.07 | 33.66 | 33.06 | 33.42 | 35.53 | 31.99 | 54.27 | 48.59 | 42.34 | 36.06 | 31.03 | 26.76 | 18.67 | 14.06 | 13.15 | 12.34 | 11.45 | 12.35 | 13.52 | 20.49 | 30.68 | 40.63 | 48.87 | 53.38 | 54.88 | 56.44 | 59.61 | 56.34 | 54.39 | 54.97 | 60.71 | 57.14 | 55.9 | 50.42 | 41.55 | 34.27 | 25.6 | 19.73 | 13.76 | 11.09 | 9.75 | 9.16 | 12.74 | 21.02 | 34.27 | 49.49 | 57.46 | 63.38 | 61.88 | 61.87 | 63.14 | 64.14 | 65.76 | 61.66 | 60.5 | 56.8 | 52.21 | 44.19 | 38.43 | 30.15 | 21.32 | 14.26 | 11.24 | 7.56 | 8.91 | 9.3 | 11.47 | 17.74 | 28.67 | 39.62 | 48.39 | 56.36 | 62.63 | 68.72 | 67.2 | 66.9 | 66.34 | 63.75 | 67.82 | 62.58 | 55.29 | 49.82 | 43.65 | 33.98 | 24.88 | 15.28 | 9.61 | 7.01 | 8.52 | 11.67 | 16.65 | 24.79 | 34.03 | 46.09 | 56.16 | 63.88 | 69.27 | 70.92 | 73.78 | 73.37 | 72.08 | 69.6 | 55.69 | 50.1 | 43.23 | 35.05 | 30.83 | 24.78 | 17.16 | 10.82 | 7.83 | 6.42 | 7.28 | 9.23 | 13.4 | 18.76 | 26.71 | 35.39 | 45.01 | 51.87 | 58.77 | 62.79 | 63.03 | 61.06 | 59.71 | 57.36 | 37.84 | 36.64 | 33.9 | 26.05 | 22.44 | 19.07 | 14.34 | 10.28 | 7.84 | 8.57 | 10.49 | 12.27 | 15.06 | 18.68 | 24.49 | 28.61 | 31.85 | 37.62 | 43.47 | 45.77 | 45.16 | 42.5 | 39.7 | 37.65 | 16.89 | 16.37 | 15.62 | 13.9 | 12.79 | 12.28 | 8.74 | 6.41 | 5.39 | 5.9 | 7.57 | 8.18 | 7.54 | 8.53 | 9.04 | 11.2 | 15.11 | 17.06 | 19.43 | 22.3 | 20.08 | 18.26 | 16.73 | 16.49 | 8.71 | 9.64 | 9.3 | 9.74 | 8.99 | 8.82 | 8.33 | 7.26 | 7.59 | 8.57 | 9.38 | 10.84 | 10.37 | 10.63 | 11.26 | 11.54 | 10.15 | 9.9 | 11.99 | 12.33 | 12.26 | 10.94 | 10 | 9.22 | 9.85 | 10.07 | 10.66 | 10.13 | 10.64 | 10.09 | 8.91 | 10.71 | 9.97 | 8.98 | 8.86 | 9.4 | 10.68 | 11.89 | 10.99 | 9.31 | 9.55 | 9.7 | 10.09 | 9.81 | 10.61 | 11.41 | 11.68 | 10.85
ALTA4B_2_CPCW2 |  | Wind | Wind | CISO | South | Socal | FC | 150 | 13.93 | 14.47 | 16.53 | 15.56 | 15.41 | 14.35 | 11.74 | 10.14 | 10.68 | 10.7 | 10.59 | 11.09 | 12.27 | 14.06 | 14 | 15.31 | 13.45 | 13.44 | 12.6 | 12.79 | 12.29 | 12.04 | 12.52 | 11.95 | 18.56 | 20.53 | 21.26 | 20.08 | 17.74 | 16.74 | 17.49 | 17.68 | 17.08 | 19.1 | 19.82 | 20.22 | 23.54 | 21.94 | 25.2 | 22.28 | 26.66 | 26.36 | 30.42 | 29.24 | 29.56 | 26.75 | 24.09 | 20.32 | 30.33 | 31.6 | 29.48 | 27.75 | 25.53 | 21.9 | 21.02 | 20.08 | 21.88 | 19.26 | 19.63 | 21.96 | 24.49 | 28.6 | 30.05 | 33.53 | 34.37 | 35.09 | 34.07 | 33.66 | 33.06 | 33.42 | 35.53 | 31.99 | 54.27 | 48.59 | 42.34 | 36.06 | 31.03 | 26.76 | 18.67 | 14.06 | 13.15 | 12.34 | 11.45 | 12.35 | 13.52 | 20.49 | 30.68 | 40.63 | 48.87 | 53.38 | 54.88 | 56.44 | 59.61 | 56.34 | 54.39 | 54.97 | 60.71 | 57.14 | 55.9 | 50.42 | 41.55 | 34.27 | 25.6 | 19.73 | 13.76 | 11.09 | 9.75 | 9.16 | 12.74 | 21.02 | 34.27 | 49.49 | 57.46 | 63.38 | 61.88 | 61.87 | 63.14 | 64.14 | 65.76 | 61.66 | 60.5 | 56.8 | 52.21 | 44.19 | 38.43 | 30.15 | 21.32 | 14.26 | 11.24 | 7.56 | 8.91 | 9.3 | 11.47 | 17.74 | 28.67 | 39.62 | 48.39 | 56.36 | 62.63 | 68.72 | 67.2 | 66.9 | 66.34 | 63.75 | 67.82 | 62.58 | 55.29 | 49.82 | 43.65 | 33.98 | 24.88 | 15.28 | 9.61 | 7.01 | 8.52 | 11.67 | 16.65 | 24.79 | 34.03 | 46.09 | 56.16 | 63.88 | 69.27 | 70.92 | 73.78 | 73.37 | 72.08 | 69.6 | 55.69 | 50.1 | 43.23 | 35.05 | 30.83 | 24.78 | 17.16 | 10.82 | 7.83 | 6.42 | 7.28 | 9.23 | 13.4 | 18.76 | 26.71 | 35.39 | 45.01 | 51.87 | 58.77 | 62.79 | 63.03 | 61.06 | 59.71 | 57.36 | 37.84 | 36.64 | 33.9 | 26.05 | 22.44 | 19.07 | 14.34 | 10.28 | 7.84 | 8.57 | 10.49 | 12.27 | 15.06 | 18.68 | 24.49 | 28.61 | 31.85 | 37.62 | 43.47 | 45.77 | 45.16 | 42.5 | 39.7 | 37.65 | 16.89 | 16.37 | 15.62 | 13.9 | 12.79 | 12.28 | 8.74 | 6.41 | 5.39 | 5.9 | 7.57 | 8.18 | 7.54 | 8.53 | 9.04 | 11.2 | 15.11 | 17.06 | 19.43 | 22.3 | 20.08 | 18.26 | 16.73 | 16.49 | 8.71 | 9.64 | 9.3 | 9.74 | 8.99 | 8.82 | 8.33 | 7.26 | 7.59 | 8.57 | 9.38 | 10.84 | 10.37 | 10.63 | 11.26 | 11.54 | 10.15 | 9.9 | 11.99 | 12.33 | 12.26 | 10.94 | 10 | 9.22 | 9.85 | 10.07 | 10.66 | 10.13 | 10.64 | 10.09 | 8.91 | 10.71 | 9.97 | 8.98 | 8.86 | 9.4 | 10.68 | 11.89 | 10.99 | 9.31 | 9.55 | 9.7 | 10.09 | 9.81 | 10.61 | 11.41 | 11.68 | 10.85
ALTA4B_2_CPCW3 |  | Wind | Wind | CISO | South | Socal | FC | 150 | 13.93 | 14.47 | 16.53 | 15.56 | 15.41 | 14.35 | 11.74 | 10.14 | 10.68 | 10.7 | 10.59 | 11.09 | 12.27 | 14.06 | 14 | 15.31 | 13.45 | 13.44 | 12.6 | 12.79 | 12.29 | 12.04 | 12.52 | 11.95 | 18.56 | 20.53 | 21.26 | 20.08 | 17.74 | 16.74 | 17.49 | 17.68 | 17.08 | 19.1 | 19.82 | 20.22 | 23.54 | 21.94 | 25.2 | 22.28 | 26.66 | 26.36 | 30.42 | 29.24 | 29.56 | 26.75 | 24.09 | 20.32 | 30.33 | 31.6 | 29.48 | 27.75 | 25.53 | 21.9 | 21.02 | 20.08 | 21.88 | 19.26 | 19.63 | 21.96 | 24.49 | 28.6 | 30.05 | 33.53 | 34.37 | 35.09 | 34.07 | 33.66 | 33.06 | 33.42 | 35.53 | 31.99 | 54.27 | 48.59 | 42.34 | 36.06 | 31.03 | 26.76 | 18.67 | 14.06 | 13.15 | 12.34 | 11.45 | 12.35 | 13.52 | 20.49 | 30.68 | 40.63 | 48.87 | 53.38 | 54.88 | 56.44 | 59.61 | 56.34 | 54.39 | 54.97 | 60.71 | 57.14 | 55.9 | 50.42 | 41.55 | 34.27 | 25.6 | 19.73 | 13.76 | 11.09 | 9.75 | 9.16 | 12.74 | 21.02 | 34.27 | 49.49 | 57.46 | 63.38 | 61.88 | 61.87 | 63.14 | 64.14 | 65.76 | 61.66 | 60.5 | 56.8 | 52.21 | 44.19 | 38.43 | 30.15 | 21.32 | 14.26 | 11.24 | 7.56 | 8.91 | 9.3 | 11.47 | 17.74 | 28.67 | 39.62 | 48.39 | 56.36 | 62.63 | 68.72 | 67.2 | 66.9 | 66.34 | 63.75 | 67.82 | 62.58 | 55.29 | 49.82 | 43.65 | 33.98 | 24.88 | 15.28 | 9.61 | 7.01 | 8.52 | 11.67 | 16.65 | 24.79 | 34.03 | 46.09 | 56.16 | 63.88 | 69.27 | 70.92 | 73.78 | 73.37 | 72.08 | 69.6 | 55.69 | 50.1 | 43.23 | 35.05 | 30.83 | 24.78 | 17.16 | 10.82 | 7.83 | 6.42 | 7.28 | 9.23 | 13.4 | 18.76 | 26.71 | 35.39 | 45.01 | 51.87 | 58.77 | 62.79 | 63.03 | 61.06 | 59.71 | 57.36 | 37.84 | 36.64 | 33.9 | 26.05 | 22.44 | 19.07 | 14.34 | 10.28 | 7.84 | 8.57 | 10.49 | 12.27 | 15.06 | 18.68 | 24.49 | 28.61 | 31.85 | 37.62 | 43.47 | 45.77 | 45.16 | 42.5 | 39.7 | 37.65 | 16.89 | 16.37 | 15.62 | 13.9 | 12.79 | 12.28 | 8.74 | 6.41 | 5.39 | 5.9 | 7.57 | 8.18 | 7.54 | 8.53 | 9.04 | 11.2 | 15.11 | 17.06 | 19.43 | 22.3 | 20.08 | 18.26 | 16.73 | 16.49 | 8.71 | 9.64 | 9.3 | 9.74 | 8.99 | 8.82 | 8.33 | 7.26 | 7.59 | 8.57 | 9.38 | 10.84 | 10.37 | 10.63 | 11.26 | 11.54 | 10.15 | 9.9 | 11.99 | 12.33 | 12.26 | 10.94 | 10 | 9.22 | 9.85 | 10.07 | 10.66 | 10.13 | 10.64 | 10.09 | 8.91 | 10.71 | 9.97 | 8.98 | 8.86 | 9.4 | 10.68 | 11.89 | 10.99 | 9.31 | 9.55 | 9.7 | 10.09 | 9.81 | 10.61 | 11.41 | 11.68 | 10.85
ALTA4B_2_CPCW6 |  | Wind | Wind | CISO | South | Socal | FC | 150 | 13.93 | 14.47 | 16.53 | 15.56 | 15.41 | 14.35 | 11.74 | 10.14 | 10.68 | 10.7 | 10.59 | 11.09 | 12.27 | 14.06 | 14 | 15.31 | 13.45 | 13.44 | 12.6 | 12.79 | 12.29 | 12.04 | 12.52 | 11.95 | 18.56 | 20.53 | 21.26 | 20.08 | 17.74 | 16.74 | 17.49 | 17.68 | 17.08 | 19.1 | 19.82 | 20.22 | 23.54 | 21.94 | 25.2 | 22.28 | 26.66 | 26.36 | 30.42 | 29.24 | 29.56 | 26.75 | 24.09 | 20.32 | 30.33 | 31.6 | 29.48 | 27.75 | 25.53 | 21.9 | 21.02 | 20.08 | 21.88 | 19.26 | 19.63 | 21.96 | 24.49 | 28.6 | 30.05 | 33.53 | 34.37 | 35.09 | 34.07 | 33.66 | 33.06 | 33.42 | 35.53 | 31.99 | 54.27 | 48.59 | 42.34 | 36.06 | 31.03 | 26.76 | 18.67 | 14.06 | 13.15 | 12.34 | 11.45 | 12.35 | 13.52 | 20.49 | 30.68 | 40.63 | 48.87 | 53.38 | 54.88 | 56.44 | 59.61 | 56.34 | 54.39 | 54.97 | 60.71 | 57.14 | 55.9 | 50.42 | 41.55 | 34.27 | 25.6 | 19.73 | 13.76 | 11.09 | 9.75 | 9.16 | 12.74 | 21.02 | 34.27 | 49.49 | 57.46 | 63.38 | 61.88 | 61.87 | 63.14 | 64.14 | 65.76 | 61.66 | 60.5 | 56.8 | 52.21 | 44.19 | 38.43 | 30.15 | 21.32 | 14.26 | 11.24 | 7.56 | 8.91 | 9.3 | 11.47 | 17.74 | 28.67 | 39.62 | 48.39 | 56.36 | 62.63 | 68.72 | 67.2 | 66.9 | 66.34 | 63.75 | 67.82 | 62.58 | 55.29 | 49.82 | 43.65 | 33.98 | 24.88 | 15.28 | 9.61 | 7.01 | 8.52 | 11.67 | 16.65 | 24.79 | 34.03 | 46.09 | 56.16 | 63.88 | 69.27 | 70.92 | 73.78 | 73.37 | 72.08 | 69.6 | 55.69 | 50.1 | 43.23 | 35.05 | 30.83 | 24.78 | 17.16 | 10.82 | 7.83 | 6.42 | 7.28 | 9.23 | 13.4 | 18.76 | 26.71 | 35.39 | 45.01 | 51.87 | 58.77 | 62.79 | 63.03 | 61.06 | 59.71 | 57.36 | 37.84 | 36.64 | 33.9 | 26.05 | 22.44 | 19.07 | 14.34 | 10.28 | 7.84 | 8.57 | 10.49 | 12.27 | 15.06 | 18.68 | 24.49 | 28.61 | 31.85 | 37.62 | 43.47 | 45.77 | 45.16 | 42.5 | 39.7 | 37.65 | 16.89 | 16.37 | 15.62 | 13.9 | 12.79 | 12.28 | 8.74 | 6.41 | 5.39 | 5.9 | 7.57 | 8.18 | 7.54 | 8.53 | 9.04 | 11.2 | 15.11 | 17.06 | 19.43 | 22.3 | 20.08 | 18.26 | 16.73 | 16.49 | 8.71 | 9.64 | 9.3 | 9.74 | 8.99 | 8.82 | 8.33 | 7.26 | 7.59 | 8.57 | 9.38 | 10.84 | 10.37 | 10.63 | 11.26 | 11.54 | 10.15 | 9.9 | 11.99 | 12.33 | 12.26 | 10.94 | 10 | 9.22 | 9.85 | 10.07 | 10.66 | 10.13 | 10.64 | 10.09 | 8.91 | 10.71 | 9.97 | 8.98 | 8.86 | 9.4 | 10.68 | 11.89 | 10.99 | 9.31 | 9.55 | 9.7 | 10.09 | 9.81 | 10.61 | 11.41 | 11.68 | 10.85
ALTA6B_2_WIND11 |  | Wind | Wind | CISO | South | Socal | FC | 88.15 | 8.18 | 8.5 | 9.72 | 9.15 | 9.06 | 8.43 | 6.9 | 5.96 | 6.28 | 6.29 | 6.23 | 6.52 | 7.21 | 8.26 | 8.23 | 9 | 7.9 | 7.9 | 7.41 | 7.51 | 7.22 | 7.08 | 7.36 | 7.02 | 10.9 | 12.07 | 12.49 | 11.8 | 10.43 | 9.84 | 10.28 | 10.39 | 10.04 | 11.22 | 11.65 | 11.88 | 13.84 | 12.89 | 14.81 | 13.09 | 15.67 | 15.49 | 17.88 | 17.18 | 17.37 | 15.72 | 14.16 | 11.94 | 17.82 | 18.57 | 17.32 | 16.31 | 15 | 12.87 | 12.35 | 11.8 | 12.86 | 11.32 | 11.54 | 12.9 | 14.39 | 16.81 | 17.66 | 19.7 | 20.2 | 20.62 | 20.02 | 19.78 | 19.43 | 19.64 | 20.88 | 18.8 | 31.89 | 28.55 | 24.88 | 21.19 | 18.23 | 15.72 | 10.97 | 8.26 | 7.73 | 7.25 | 6.73 | 7.26 | 7.95 | 12.04 | 18.03 | 23.88 | 28.72 | 31.37 | 32.25 | 33.17 | 35.03 | 33.11 | 31.96 | 32.31 | 35.68 | 33.58 | 32.85 | 29.63 | 24.41 | 20.14 | 15.05 | 11.6 | 8.08 | 6.52 | 5.73 | 5.38 | 7.48 | 12.35 | 20.14 | 29.09 | 33.76 | 37.25 | 36.37 | 36.36 | 37.1 | 37.69 | 38.64 | 36.23 | 35.55 | 33.38 | 30.68 | 25.97 | 22.59 | 17.72 | 12.53 | 8.38 | 6.61 | 4.44 | 5.24 | 5.47 | 6.74 | 10.43 | 16.85 | 23.28 | 28.44 | 33.12 | 36.81 | 40.38 | 39.49 | 39.32 | 38.99 | 37.46 | 39.85 | 36.78 | 32.49 | 29.28 | 25.65 | 19.97 | 14.62 | 8.98 | 5.65 | 4.12 | 5 | 6.86 | 9.79 | 14.57 | 20 | 27.09 | 33 | 37.54 | 40.71 | 41.68 | 43.36 | 43.11 | 42.36 | 40.9 | 32.73 | 29.44 | 25.4 | 20.6 | 18.12 | 14.56 | 10.09 | 6.36 | 4.6 | 3.77 | 4.28 | 5.42 | 7.88 | 11.02 | 15.7 | 20.8 | 26.45 | 30.48 | 34.54 | 36.9 | 37.04 | 35.88 | 35.09 | 33.71 | 22.23 | 21.53 | 19.92 | 15.31 | 13.19 | 11.2 | 8.43 | 6.04 | 4.61 | 5.04 | 6.16 | 7.21 | 8.85 | 10.98 | 14.39 | 16.82 | 18.72 | 22.11 | 25.54 | 26.9 | 26.54 | 24.97 | 23.33 | 22.12 | 9.93 | 9.62 | 9.18 | 8.17 | 7.52 | 7.21 | 5.14 | 3.77 | 3.17 | 3.47 | 4.45 | 4.81 | 4.43 | 5.01 | 5.31 | 6.58 | 8.88 | 10.02 | 11.42 | 13.1 | 11.8 | 10.73 | 9.83 | 9.69 | 5.12 | 5.66 | 5.46 | 5.72 | 5.28 | 5.18 | 4.9 | 4.27 | 4.46 | 5.04 | 5.51 | 6.37 | 6.1 | 6.25 | 6.62 | 6.78 | 5.96 | 5.82 | 7.05 | 7.25 | 7.21 | 6.43 | 5.87 | 5.42 | 5.79 | 5.92 | 6.27 | 5.95 | 6.25 | 5.93 | 5.24 | 6.29 | 5.86 | 5.27 | 5.21 | 5.53 | 6.27 | 6.99 | 6.46 | 5.47 | 5.61 | 5.7 | 5.93 | 5.77 | 6.24 | 6.7 | 6.86 | 6.37
ALTA6E_2_WIND10 |  | Wind | Wind | CISO | South | Socal | FC | 134.84 | 12.52 | 13.01 | 14.86 | 13.99 | 13.85 | 12.9 | 10.55 | 9.11 | 9.6 | 9.62 | 9.52 | 9.97 | 11.03 | 12.64 | 12.58 | 13.76 | 12.09 | 12.08 | 11.33 | 11.49 | 11.04 | 10.83 | 11.26 | 10.74 | 16.68 | 18.46 | 19.11 | 18.05 | 15.95 | 15.05 | 15.72 | 15.9 | 15.35 | 17.17 | 17.82 | 18.18 | 21.16 | 19.72 | 22.66 | 20.03 | 23.97 | 23.7 | 27.34 | 26.28 | 26.58 | 24.05 | 21.66 | 18.27 | 27.26 | 28.41 | 26.5 | 24.94 | 22.95 | 19.69 | 18.9 | 18.05 | 19.67 | 17.32 | 17.65 | 19.74 | 22.01 | 25.71 | 27.01 | 30.14 | 30.9 | 31.54 | 30.63 | 30.26 | 29.72 | 30.04 | 31.94 | 28.75 | 48.78 | 43.68 | 38.06 | 32.42 | 27.89 | 24.05 | 16.78 | 12.64 | 11.83 | 11.1 | 10.29 | 11.1 | 12.16 | 18.42 | 27.58 | 36.52 | 43.93 | 47.99 | 49.33 | 50.73 | 53.59 | 50.65 | 48.9 | 49.42 | 54.57 | 51.37 | 50.25 | 45.33 | 37.35 | 30.8 | 23.02 | 17.74 | 12.37 | 9.97 | 8.76 | 8.23 | 11.45 | 18.9 | 30.81 | 44.49 | 51.65 | 56.98 | 55.63 | 55.62 | 56.76 | 57.66 | 59.11 | 55.42 | 54.38 | 51.06 | 46.94 | 39.72 | 34.55 | 27.11 | 19.17 | 12.82 | 10.11 | 6.8 | 8.01 | 8.36 | 10.31 | 15.95 | 25.78 | 35.62 | 43.5 | 50.67 | 56.3 | 61.77 | 60.41 | 60.14 | 59.64 | 57.3 | 60.96 | 56.26 | 49.7 | 44.79 | 39.24 | 30.55 | 22.36 | 13.74 | 8.64 | 6.3 | 7.66 | 10.49 | 14.97 | 22.29 | 30.59 | 41.43 | 50.48 | 57.42 | 62.27 | 63.75 | 66.32 | 65.95 | 64.8 | 62.56 | 50.06 | 45.03 | 38.86 | 31.5 | 27.71 | 22.27 | 15.43 | 9.73 | 7.04 | 5.77 | 6.54 | 8.29 | 12.05 | 16.86 | 24.01 | 31.81 | 40.46 | 46.63 | 52.83 | 56.44 | 56.66 | 54.89 | 53.68 | 51.56 | 34.01 | 32.94 | 30.47 | 23.42 | 20.17 | 17.14 | 12.89 | 9.24 | 7.05 | 7.7 | 9.43 | 11.03 | 13.54 | 16.79 | 22.01 | 25.72 | 28.63 | 33.82 | 39.08 | 41.15 | 40.6 | 38.2 | 35.69 | 33.84 | 15.19 | 14.72 | 14.04 | 12.5 | 11.5 | 11.04 | 7.86 | 5.77 | 4.84 | 5.3 | 6.8 | 7.36 | 6.78 | 7.66 | 8.12 | 10.07 | 13.59 | 15.33 | 17.46 | 20.04 | 18.05 | 16.41 | 15.04 | 14.82 | 7.83 | 8.66 | 8.36 | 8.75 | 8.08 | 7.93 | 7.49 | 6.53 | 6.82 | 7.7 | 8.43 | 9.74 | 9.32 | 9.55 | 10.13 | 10.38 | 9.12 | 8.9 | 10.78 | 11.08 | 11.02 | 9.83 | 8.99 | 8.29 | 8.85 | 9.05 | 9.59 | 9.1 | 9.56 | 9.07 | 8.01 | 9.63 | 8.96 | 8.07 | 7.96 | 8.45 | 9.6 | 10.69 | 9.88 | 8.37 | 8.59 | 8.72 | 9.07 | 8.82 | 9.54 | 10.25 | 10.5 | 9.75
ALTWD_2_AT3WD3 |  | Wind | Wind | CISO | South | Socal | FC | 9.8 | 0.91 | 0.95 | 1.08 | 1.02 | 1.01 | 0.94 | 0.77 | 0.66 | 0.7 | 0.7 | 0.69 | 0.72 | 0.8 | 0.92 | 0.91 | 1 | 0.88 | 0.88 | 0.82 | 0.84 | 0.8 | 0.79 | 0.82 | 0.78 | 1.21 | 1.34 | 1.39 | 1.31 | 1.16 | 1.09 | 1.14 | 1.16 | 1.12 | 1.25 | 1.3 | 1.32 | 1.54 | 1.43 | 1.65 | 1.46 | 1.74 | 1.72 | 1.99 | 1.91 | 1.93 | 1.75 | 1.57 | 1.33 | 1.98 | 2.06 | 1.93 | 1.81 | 1.67 | 1.43 | 1.37 | 1.31 | 1.43 | 1.26 | 1.28 | 1.43 | 1.6 | 1.87 | 1.96 | 2.19 | 2.25 | 2.29 | 2.23 | 2.2 | 2.16 | 2.18 | 2.32 | 2.09 | 3.55 | 3.17 | 2.77 | 2.36 | 2.03 | 1.75 | 1.22 | 0.92 | 0.86 | 0.81 | 0.75 | 0.81 | 0.88 | 1.34 | 2 | 2.65 | 3.19 | 3.49 | 3.59 | 3.69 | 3.89 | 3.68 | 3.55 | 3.59 | 3.97 | 3.73 | 3.65 | 3.29 | 2.71 | 2.24 | 1.67 | 1.29 | 0.9 | 0.72 | 0.64 | 0.6 | 0.83 | 1.37 | 2.24 | 3.23 | 3.75 | 4.14 | 4.04 | 4.04 | 4.13 | 4.19 | 4.3 | 4.03 | 3.95 | 3.71 | 3.41 | 2.89 | 2.51 | 1.97 | 1.39 | 0.93 | 0.73 | 0.49 | 0.58 | 0.61 | 0.75 | 1.16 | 1.87 | 2.59 | 3.16 | 3.68 | 4.09 | 4.49 | 4.39 | 4.37 | 4.33 | 4.16 | 4.43 | 4.09 | 3.61 | 3.26 | 2.85 | 2.22 | 1.63 | 1 | 0.63 | 0.46 | 0.56 | 0.76 | 1.09 | 1.62 | 2.22 | 3.01 | 3.67 | 4.17 | 4.53 | 4.63 | 4.82 | 4.79 | 4.71 | 4.55 | 3.64 | 3.27 | 2.82 | 2.29 | 2.01 | 1.62 | 1.12 | 0.71 | 0.51 | 0.42 | 0.48 | 0.6 | 0.88 | 1.23 | 1.74 | 2.31 | 2.94 | 3.39 | 3.84 | 4.1 | 4.12 | 3.99 | 3.9 | 3.75 | 2.47 | 2.39 | 2.21 | 1.7 | 1.47 | 1.25 | 0.94 | 0.67 | 0.51 | 0.56 | 0.69 | 0.8 | 0.98 | 1.22 | 1.6 | 1.87 | 2.08 | 2.46 | 2.84 | 2.99 | 2.95 | 2.78 | 2.59 | 2.46 | 1.1 | 1.07 | 1.02 | 0.91 | 0.84 | 0.8 | 0.57 | 0.42 | 0.35 | 0.39 | 0.49 | 0.53 | 0.49 | 0.56 | 0.59 | 0.73 | 0.99 | 1.11 | 1.27 | 1.46 | 1.31 | 1.19 | 1.09 | 1.08 | 0.57 | 0.63 | 0.61 | 0.64 | 0.59 | 0.58 | 0.54 | 0.47 | 0.5 | 0.56 | 0.61 | 0.71 | 0.68 | 0.69 | 0.74 | 0.75 | 0.66 | 0.65 | 0.78 | 0.81 | 0.8 | 0.71 | 0.65 | 0.6 | 0.64 | 0.66 | 0.7 | 0.66 | 0.7 | 0.66 | 0.58 | 0.7 | 0.65 | 0.59 | 0.58 | 0.61 | 0.7 | 0.78 | 0.72 | 0.61 | 0.62 | 0.63 | 0.66 | 0.64 | 0.69 | 0.75 | 0.76 | 0.71
ALTWD_2_COAWD1 |  | Wind | Wind | CISO | South | Socal | FC | 50.4 | 4.68 | 4.86 | 5.56 | 5.23 | 5.18 | 4.82 | 3.94 | 3.41 | 3.59 | 3.59 | 3.56 | 3.73 | 4.12 | 4.72 | 4.7 | 5.14 | 4.52 | 4.51 | 4.23 | 4.3 | 4.13 | 4.05 | 4.21 | 4.02 | 6.23 | 6.9 | 7.14 | 6.75 | 5.96 | 5.62 | 5.88 | 5.94 | 5.74 | 6.42 | 6.66 | 6.79 | 7.91 | 7.37 | 8.47 | 7.49 | 8.96 | 8.86 | 10.22 | 9.82 | 9.93 | 8.99 | 8.09 | 6.83 | 10.19 | 10.62 | 9.9 | 9.32 | 8.58 | 7.36 | 7.06 | 6.75 | 7.35 | 6.47 | 6.6 | 7.38 | 8.23 | 9.61 | 10.1 | 11.27 | 11.55 | 11.79 | 11.45 | 11.31 | 11.11 | 11.23 | 11.94 | 10.75 | 18.23 | 16.33 | 14.23 | 12.12 | 10.43 | 8.99 | 6.27 | 4.72 | 4.42 | 4.15 | 3.85 | 4.15 | 4.54 | 6.88 | 10.31 | 13.65 | 16.42 | 17.94 | 18.44 | 18.96 | 20.03 | 18.93 | 18.28 | 18.47 | 20.4 | 19.2 | 18.78 | 16.94 | 13.96 | 11.51 | 8.6 | 6.63 | 4.62 | 3.73 | 3.27 | 3.08 | 4.28 | 7.06 | 11.52 | 16.63 | 19.31 | 21.3 | 20.79 | 20.79 | 21.21 | 21.55 | 22.09 | 20.72 | 20.33 | 19.09 | 17.54 | 14.85 | 12.91 | 10.13 | 7.16 | 4.79 | 3.78 | 2.54 | 2.99 | 3.12 | 3.85 | 5.96 | 9.63 | 13.31 | 16.26 | 18.94 | 21.04 | 23.09 | 22.58 | 22.48 | 22.29 | 21.42 | 22.79 | 21.03 | 18.58 | 16.74 | 14.67 | 11.42 | 8.36 | 5.13 | 3.23 | 2.35 | 2.86 | 3.92 | 5.6 | 8.33 | 11.43 | 15.49 | 18.87 | 21.46 | 23.27 | 23.83 | 24.79 | 24.65 | 24.22 | 23.38 | 18.71 | 16.83 | 14.52 | 11.78 | 10.36 | 8.32 | 5.77 | 3.64 | 2.63 | 2.16 | 2.45 | 3.1 | 4.5 | 6.3 | 8.97 | 11.89 | 15.12 | 17.43 | 19.75 | 21.1 | 21.18 | 20.51 | 20.06 | 19.27 | 12.71 | 12.31 | 11.39 | 8.75 | 7.54 | 6.41 | 4.82 | 3.45 | 2.63 | 2.88 | 3.52 | 4.12 | 5.06 | 6.28 | 8.23 | 9.61 | 10.7 | 12.64 | 14.61 | 15.38 | 15.18 | 14.28 | 13.34 | 12.65 | 5.68 | 5.5 | 5.25 | 4.67 | 4.3 | 4.12 | 2.94 | 2.16 | 1.81 | 1.98 | 2.54 | 2.75 | 2.53 | 2.86 | 3.04 | 3.76 | 5.08 | 5.73 | 6.53 | 7.49 | 6.75 | 6.13 | 5.62 | 5.54 | 2.93 | 3.24 | 3.12 | 3.27 | 3.02 | 2.96 | 2.8 | 2.44 | 2.55 | 2.88 | 3.15 | 3.64 | 3.49 | 3.57 | 3.78 | 3.88 | 3.41 | 3.33 | 4.03 | 4.14 | 4.12 | 3.68 | 3.36 | 3.1 | 3.31 | 3.38 | 3.58 | 3.4 | 3.57 | 3.39 | 2.99 | 3.6 | 3.35 | 3.02 | 2.98 | 3.16 | 3.59 | 3.99 | 3.69 | 3.13 | 3.21 | 3.26 | 3.39 | 3.3 | 3.57 | 3.83 | 3.92 | 3.64
AQUAWS_2_AQWSR1 |  | Solar_1Axis | Solar Tracking | CISO | North | Norcal | ID | 250 | 0 | 0 | 0 | 0 | 0 | 0 | 0 | 5.31 | 40.96 | 78.07 | 96.55 | 106.31 | 106.35 | 100.37 | 93.95 | 64.17 | 13.98 | 0.01 | 0 | 0 | 0 | 0 | 0 | 0 | 0 | 0 | 0 | 0 | 0 | 0 | 0.06 | 30.86 | 128.38 | 160.03 | 163.45 | 154.9 | 152.66 | 151.67 | 154.94 | 132.17 | 69.35 | 3.82 | 0 | 0 | 0 | 0 | 0 | 0 | 0 | 0 | 0 | 0 | 0 | 0 | 6.47 | 79.85 | 149.83 | 160.53 | 150.68 | 154.77 | 152.47 | 140.32 | 129.6 | 120.7 | 84.96 | 19.65 | 0.03 | 0 | 0 | 0 | 0 | 0 | 0 | 0 | 0 | 0 | 0 | 3.46 | 74.57 | 164.6 | 181.06 | 180.04 | 176.87 | 181.14 | 181.53 | 178.81 | 181.73 | 174.24 | 158.94 | 73.76 | 3.4 | 0 | 0 | 0 | 0 | 0 | 0 | 0 | 0 | 0 | 0.03 | 27.49 | 129.74 | 182.95 | 191.31 | 191.56 | 189.82 | 193.86 | 193.83 | 198.3 | 198.26 | 193.88 | 182.74 | 113.08 | 17.57 | 0.01 | 0 | 0 | 0 | 0 | 0 | 0 | 0 | 0 | 0.18 | 39.47 | 143.36 | 194.26 | 208.01 | 210.59 | 212.18 | 213.38 | 212.78 | 210.9 | 210.84 | 206.23 | 191.33 | 141.76 | 39.97 | 0.47 | 0 | 0 | 0 | 0 | 0 | 0 | 0 | 0 | 0 | 17.93 | 115.03 | 185.51 | 204.71 | 207.53 | 209.02 | 208.19 | 207.77 | 205.51 | 205.11 | 196.77 | 182.41 | 127.95 | 30.09 | 0.18 | 0 | 0 | 0 | 0 | 0 | 0 | 0 | 0 | 0 | 2.53 | 67.4 | 155.76 | 188.33 | 197.08 | 197.96 | 199.51 | 197.98 | 196.37 | 195 | 183.52 | 150.49 | 66.8 | 3.69 | 0 | 0 | 0 | 0 | 0 | 0 | 0 | 0 | 0 | 0 | 0.27 | 41.18 | 146.82 | 184.97 | 191.2 | 189.82 | 187.68 | 188.01 | 190.65 | 191.51 | 180.46 | 118.78 | 23.34 | 0.02 | 0 | 0 | 0 | 0 | 0 | 0 | 0 | 0 | 0 | 0 | 0 | 12.28 | 97.47 | 161.2 | 166.07 | 162.76 | 158.68 | 159.86 | 162.74 | 162.13 | 136.46 | 45.37 | 0.94 | 0 | 0 | 0 | 0 | 0 | 0 | 0 | 0 | 0 | 0 | 0 | 0 | 0.45 | 38 | 114.41 | 134.77 | 132.23 | 127.99 | 131.74 | 135.64 | 127.42 | 79.82 | 9.47 | 0 | 0 | 0 | 0 | 0 | 0 | 0 | 0 | 0 | 0 | 0 | 0 | 0 | 0 | 7.47 | 51.16 | 83.97 | 102.06 | 107.2 | 104.37 | 101.06 | 93.47 | 52.27 | 5.62 | 0 | 0 | 0 | 0 | 0 | 0 | 0
ARBWD_6_QF |  | Wind | Wind | CISO | South | Socal | FC | 19.95 | 1.85 | 1.92 | 2.2 | 2.07 | 2.05 | 1.91 | 1.56 | 1.35 | 1.42 | 1.42 | 1.41 | 1.47 | 1.63 | 1.87 | 1.86 | 2.04 | 1.79 | 1.79 | 1.68 | 1.7 | 1.63 | 1.6 | 1.67 | 1.59 | 2.47 | 2.73 | 2.83 | 2.67 | 2.36 | 2.23 | 2.33 | 2.35 | 2.27 | 2.54 | 2.64 | 2.69 | 3.13 | 2.92 | 3.35 | 2.96 | 3.55 | 3.51 | 4.05 | 3.89 | 3.93 | 3.56 | 3.2 | 2.7 | 4.03 | 4.2 | 3.92 | 3.69 | 3.4 | 2.91 | 2.8 | 2.67 | 2.91 | 2.56 | 2.61 | 2.92 | 3.26 | 3.8 | 4 | 4.46 | 4.57 | 4.67 | 4.53 | 4.48 | 4.4 | 4.44 | 4.73 | 4.25 | 7.22 | 6.46 | 5.63 | 4.8 | 4.13 | 3.56 | 2.48 | 1.87 | 1.75 | 1.64 | 1.52 | 1.64 | 1.8 | 2.73 | 4.08 | 5.4 | 6.5 | 7.1 | 7.3 | 7.51 | 7.93 | 7.49 | 7.23 | 7.31 | 8.07 | 7.6 | 7.43 | 6.71 | 5.53 | 4.56 | 3.41 | 2.62 | 1.83 | 1.47 | 1.3 | 1.22 | 1.69 | 2.8 | 4.56 | 6.58 | 7.64 | 8.43 | 8.23 | 8.23 | 8.4 | 8.53 | 8.75 | 8.2 | 8.05 | 7.55 | 6.94 | 5.88 | 5.11 | 4.01 | 2.84 | 1.9 | 1.5 | 1.01 | 1.19 | 1.24 | 1.53 | 2.36 | 3.81 | 5.27 | 6.44 | 7.5 | 8.33 | 9.14 | 8.94 | 8.9 | 8.82 | 8.48 | 9.02 | 8.32 | 7.35 | 6.63 | 5.81 | 4.52 | 3.31 | 2.03 | 1.28 | 0.93 | 1.13 | 1.55 | 2.21 | 3.3 | 4.53 | 6.13 | 7.47 | 8.5 | 9.21 | 9.43 | 9.81 | 9.76 | 9.59 | 9.26 | 7.41 | 6.66 | 5.75 | 4.66 | 4.1 | 3.3 | 2.28 | 1.44 | 1.04 | 0.85 | 0.97 | 1.23 | 1.78 | 2.49 | 3.55 | 4.71 | 5.99 | 6.9 | 7.82 | 8.35 | 8.38 | 8.12 | 7.94 | 7.63 | 5.03 | 4.87 | 4.51 | 3.46 | 2.98 | 2.54 | 1.91 | 1.37 | 1.04 | 1.14 | 1.4 | 1.63 | 2 | 2.48 | 3.26 | 3.81 | 4.24 | 5 | 5.78 | 6.09 | 6.01 | 5.65 | 5.28 | 5.01 | 2.25 | 2.18 | 2.08 | 1.85 | 1.7 | 1.63 | 1.16 | 0.85 | 0.72 | 0.78 | 1.01 | 1.09 | 1 | 1.13 | 1.2 | 1.49 | 2.01 | 2.27 | 2.58 | 2.97 | 2.67 | 2.43 | 2.23 | 2.19 | 1.16 | 1.28 | 1.24 | 1.29 | 1.2 | 1.17 | 1.11 | 0.97 | 1.01 | 1.14 | 1.25 | 1.44 | 1.38 | 1.41 | 1.5 | 1.54 | 1.35 | 1.32 | 1.59 | 1.64 | 1.63 | 1.45 | 1.33 | 1.23 | 1.31 | 1.34 | 1.42 | 1.35 | 1.41 | 1.34 | 1.19 | 1.42 | 1.33 | 1.19 | 1.18 | 1.25 | 1.42 | 1.58 | 1.46 | 1.24 | 1.27 | 1.29 | 1.34 | 1.3 | 1.41 | 1.52 | 1.55 | 1.44
ARLNTN_2_AR1SR1 |  | Paired_Solar_1Axis | Solar Tracking | CISO | South | Socal | ID | 100 | 0 | 0 | 0 | 0 | 0 | 0 | 0.05 | 11.15 | 40.86 | 52.77 | 54.85 | 56.02 | 55.33 | 51.96 | 48.09 | 30.31 | 5.97 | 0 | 0 | 0 | 0 | 0 | 0 | 0 | 0 | 0 | 0 | 0 | 0 | 0 | 0.69 | 25.55 | 62.5 | 66.78 | 66.22 | 63.98 | 61.88 | 60.45 | 59.37 | 53.39 | 23.3 | 0.86 | 0 | 0 | 0 | 0 | 0 | 0 | 0 | 0 | 0 | 0 | 0 | 0 | 7.72 | 45.9 | 63.23 | 65.54 | 64.35 | 62.73 | 62.36 | 56.62 | 51.49 | 46.46 | 33.01 | 4.98 | 0 | 0 | 0 | 0 | 0 | 0 | 0 | 0 | 0 | 0 | 0 | 4.42 | 42.67 | 75.53 | 79.61 | 81.54 | 80.94 | 81.48 | 80.59 | 80.42 | 77.9 | 73.79 | 60.86 | 20.21 | 0.48 | 0 | 0 | 0 | 0 | 0 | 0 | 0 | 0 | 0 | 0.13 | 16.46 | 57.26 | 78.18 | 83.49 | 85.35 | 85.54 | 86.23 | 86.1 | 84.95 | 82.83 | 79.49 | 69.44 | 34.16 | 3.22 | 0 | 0 | 0 | 0 | 0 | 0 | 0 | 0 | 0 | 0.3 | 19.51 | 57.3 | 75.13 | 81.02 | 84.26 | 84.93 | 85.39 | 85.25 | 84.29 | 82.21 | 79.35 | 70.38 | 42.52 | 7.28 | 0 | 0 | 0 | 0 | 0 | 0 | 0 | 0 | 0 | 0.03 | 9.15 | 44.6 | 69.89 | 79.26 | 83.24 | 84.05 | 83.81 | 83.08 | 82.09 | 79.83 | 76.43 | 67.29 | 38.93 | 6.2 | 0 | 0 | 0 | 0 | 0 | 0 | 0 | 0 | 0 | 0 | 3.08 | 33.4 | 62.81 | 74.72 | 80.11 | 81.83 | 81.64 | 80.04 | 77.87 | 74.72 | 68.89 | 54.8 | 20.3 | 0.62 | 0 | 0 | 0 | 0 | 0 | 0 | 0 | 0 | 0 | 0 | 0.68 | 24.69 | 64.51 | 75.13 | 79.03 | 79.66 | 79.64 | 79.2 | 78.28 | 77.14 | 69.65 | 38.96 | 4.67 | 0 | 0 | 0 | 0 | 0 | 0 | 0 | 0 | 0 | 0 | 0 | 0.05 | 14.09 | 56.11 | 71.27 | 73.43 | 72.79 | 73 | 73.37 | 73.71 | 72.11 | 56.42 | 15.91 | 0.18 | 0 | 0 | 0 | 0 | 0 | 0 | 0 | 0 | 0 | 0 | 0 | 0 | 2.6 | 32.9 | 61.44 | 66.46 | 64.67 | 62.92 | 63.69 | 63.84 | 60.79 | 35.07 | 3.49 | 0 | 0 | 0 | 0 | 0 | 0 | 0 | 0 | 0 | 0 | 0 | 0 | 0 | 0.12 | 12.2 | 38.79 | 46.64 | 49.14 | 48.17 | 49.74 | 47.01 | 42.92 | 24.39 | 2.09 | 0 | 0 | 0 | 0 | 0 | 0 | 0
ARLNTN_2_ASUSR1 |  | Paired_Solar_1Axis | Solar Tracking | CISO | South | Socal | ID | 131 | 0 | 0 | 0 | 0 | 0 | 0 | 0.07 | 14.61 | 53.53 | 69.13 | 71.85 | 73.38 | 72.48 | 68.07 | 63 | 39.71 | 7.82 | 0 | 0 | 0 | 0 | 0 | 0 | 0 | 0 | 0 | 0 | 0 | 0 | 0 | 0.9 | 33.46 | 81.88 | 87.48 | 86.75 | 83.81 | 81.07 | 79.19 | 77.78 | 69.94 | 30.52 | 1.12 | 0 | 0 | 0 | 0 | 0 | 0 | 0 | 0 | 0 | 0 | 0 | 0 | 10.12 | 60.13 | 82.83 | 85.86 | 84.3 | 82.18 | 81.7 | 74.17 | 67.46 | 60.86 | 43.24 | 6.53 | 0 | 0 | 0 | 0 | 0 | 0 | 0 | 0 | 0 | 0 | 0 | 5.79 | 55.9 | 98.95 | 104.29 | 106.82 | 106.04 | 106.74 | 105.58 | 105.35 | 102.05 | 96.67 | 79.72 | 26.47 | 0.62 | 0 | 0 | 0 | 0 | 0 | 0 | 0 | 0 | 0 | 0.18 | 21.57 | 75.01 | 102.41 | 109.37 | 111.81 | 112.06 | 112.96 | 112.79 | 111.28 | 108.5 | 104.13 | 90.97 | 44.76 | 4.21 | 0 | 0 | 0 | 0 | 0 | 0 | 0 | 0 | 0 | 0.39 | 25.56 | 75.07 | 98.43 | 106.13 | 110.38 | 111.26 | 111.86 | 111.68 | 110.42 | 107.7 | 103.95 | 92.19 | 55.71 | 9.54 | 0.01 | 0 | 0 | 0 | 0 | 0 | 0 | 0 | 0 | 0.03 | 11.98 | 58.43 | 91.55 | 103.83 | 109.04 | 110.11 | 109.79 | 108.84 | 107.54 | 104.58 | 100.13 | 88.16 | 50.99 | 8.12 | 0 | 0 | 0 | 0 | 0 | 0 | 0 | 0 | 0 | 0 | 4.04 | 43.75 | 82.28 | 97.89 | 104.95 | 107.2 | 106.95 | 104.85 | 102.01 | 97.89 | 90.25 | 71.78 | 26.59 | 0.81 | 0 | 0 | 0 | 0 | 0 | 0 | 0 | 0 | 0 | 0 | 0.9 | 32.34 | 84.51 | 98.42 | 103.53 | 104.36 | 104.33 | 103.76 | 102.54 | 101.05 | 91.25 | 51.03 | 6.12 | 0 | 0 | 0 | 0 | 0 | 0 | 0 | 0 | 0 | 0 | 0 | 0.06 | 18.46 | 73.5 | 93.36 | 96.2 | 95.36 | 95.62 | 96.12 | 96.55 | 94.46 | 73.91 | 20.85 | 0.23 | 0 | 0 | 0 | 0 | 0 | 0 | 0 | 0 | 0 | 0 | 0 | 0 | 3.41 | 43.1 | 80.49 | 87.06 | 84.72 | 82.42 | 83.43 | 83.63 | 79.63 | 45.94 | 4.57 | 0 | 0 | 0 | 0 | 0 | 0 | 0 | 0 | 0 | 0 | 0 | 0 | 0 | 0.16 | 15.98 | 50.81 | 61.1 | 64.37 | 63.1 | 65.16 | 61.59 | 56.23 | 31.95 | 2.74 | 0 | 0 | 0 | 0 | 0 | 0 | 0
ARVINN_6_ORION1 |  | Solar_Fixed | Solar Fixed | CISO | North | Norcal | FC | 12 | 0 | 0 | 0 | 0 | 0 | 0 | 0 | 0.28 | 2.1 | 4.36 | 5.42 | 5.82 | 5.75 | 5.3 | 4.57 | 3.11 | 0.72 | 0 | 0 | 0 | 0 | 0 | 0 | 0 | 0 | 0 | 0 | 0 | 0 | 0 | 0 | 1.21 | 5.05 | 7.02 | 7.73 | 7.81 | 7.86 | 7.66 | 7.19 | 5.66 | 2.67 | 0.2 | 0 | 0 | 0 | 0 | 0 | 0 | 0 | 0 | 0 | 0 | 0 | 0 | 0.29 | 3.12 | 5.96 | 6.98 | 7.17 | 7.02 | 7.21 | 7.02 | 6.36 | 5.27 | 3.61 | 0.88 | 0 | 0 | 0 | 0 | 0 | 0 | 0 | 0 | 0 | 0 | 0 | 0.12 | 2.42 | 6.26 | 8.1 | 9 | 9.33 | 9.72 | 9.54 | 9.43 | 9.14 | 8.1 | 6.22 | 2.57 | 0.16 | 0 | 0 | 0 | 0 | 0 | 0 | 0 | 0 | 0 | 0 | 0.77 | 4.22 | 7.14 | 8.64 | 9.51 | 9.76 | 9.84 | 9.88 | 9.86 | 9.5 | 8.52 | 7.03 | 3.79 | 0.63 | 0 | 0 | 0 | 0 | 0 | 0 | 0 | 0 | 0 | 0 | 1.07 | 4.43 | 7.25 | 8.76 | 9.49 | 9.98 | 10.11 | 10.28 | 10.11 | 9.66 | 8.81 | 7.31 | 4.6 | 1.25 | 0.02 | 0 | 0 | 0 | 0 | 0 | 0 | 0 | 0 | 0 | 0.51 | 3.69 | 6.9 | 8.69 | 9.58 | 10.18 | 10.32 | 10.25 | 10.09 | 9.62 | 8.79 | 7.19 | 4.44 | 0.98 | 0.01 | 0 | 0 | 0 | 0 | 0 | 0 | 0 | 0 | 0 | 0.08 | 2.23 | 5.87 | 7.9 | 8.86 | 9.51 | 9.82 | 9.77 | 9.72 | 9.22 | 8.08 | 6.01 | 2.41 | 0.15 | 0 | 0 | 0 | 0 | 0 | 0 | 0 | 0 | 0 | 0 | 0.01 | 1.49 | 5.71 | 8.21 | 9.2 | 9.71 | 9.86 | 9.79 | 9.63 | 9.14 | 7.89 | 4.81 | 1.04 | 0 | 0 | 0 | 0 | 0 | 0 | 0 | 0 | 0 | 0 | 0 | 0 | 0.54 | 4.04 | 7.15 | 8.3 | 8.52 | 8.58 | 8.54 | 8.45 | 7.78 | 5.87 | 2.08 | 0.08 | 0 | 0 | 0 | 0 | 0 | 0 | 0 | 0 | 0 | 0 | 0 | 0 | 0.03 | 1.71 | 5.5 | 7.11 | 7.55 | 7.48 | 7.46 | 7.21 | 6.33 | 3.64 | 0.5 | 0 | 0 | 0 | 0 | 0 | 0 | 0 | 0 | 0 | 0 | 0 | 0 | 0 | 0 | 0.41 | 2.11 | 4.1 | 5.2 | 5.69 | 5.55 | 5.13 | 4.42 | 2.5 | 0.32 | 0 | 0 | 0 | 0 | 0 | 0 | 0
ARVINN_6_ORION2 |  | Solar_1Axis | Solar Tracking | CISO | North | Norcal | FC | 8 | 0 | 0 | 0 | 0 | 0 | 0 | 0 | 0.17 | 1.31 | 2.5 | 3.09 | 3.4 | 3.4 | 3.21 | 3.01 | 2.05 | 0.45 | 0 | 0 | 0 | 0 | 0 | 0 | 0 | 0 | 0 | 0 | 0 | 0 | 0 | 0 | 0.99 | 4.11 | 5.12 | 5.23 | 4.96 | 4.89 | 4.85 | 4.96 | 4.23 | 2.22 | 0.12 | 0 | 0 | 0 | 0 | 0 | 0 | 0 | 0 | 0 | 0 | 0 | 0 | 0.21 | 2.56 | 4.79 | 5.14 | 4.82 | 4.95 | 4.88 | 4.49 | 4.15 | 3.86 | 2.72 | 0.63 | 0 | 0 | 0 | 0 | 0 | 0 | 0 | 0 | 0 | 0 | 0 | 0.11 | 2.39 | 5.27 | 5.79 | 5.76 | 5.66 | 5.8 | 5.81 | 5.72 | 5.82 | 5.58 | 5.09 | 2.36 | 0.11 | 0 | 0 | 0 | 0 | 0 | 0 | 0 | 0 | 0 | 0 | 0.88 | 4.15 | 5.85 | 6.12 | 6.13 | 6.07 | 6.2 | 6.2 | 6.35 | 6.34 | 6.2 | 5.85 | 3.62 | 0.56 | 0 | 0 | 0 | 0 | 0 | 0 | 0 | 0 | 0 | 0.01 | 1.26 | 4.59 | 6.22 | 6.66 | 6.74 | 6.79 | 6.83 | 6.81 | 6.75 | 6.75 | 6.6 | 6.12 | 4.54 | 1.28 | 0.01 | 0 | 0 | 0 | 0 | 0 | 0 | 0 | 0 | 0 | 0.57 | 3.68 | 5.94 | 6.55 | 6.64 | 6.69 | 6.66 | 6.65 | 6.58 | 6.56 | 6.3 | 5.84 | 4.09 | 0.96 | 0.01 | 0 | 0 | 0 | 0 | 0 | 0 | 0 | 0 | 0 | 0.08 | 2.16 | 4.98 | 6.03 | 6.31 | 6.33 | 6.38 | 6.34 | 6.28 | 6.24 | 5.87 | 4.82 | 2.14 | 0.12 | 0 | 0 | 0 | 0 | 0 | 0 | 0 | 0 | 0 | 0 | 0.01 | 1.32 | 4.7 | 5.92 | 6.12 | 6.07 | 6.01 | 6.02 | 6.1 | 6.13 | 5.77 | 3.8 | 0.75 | 0 | 0 | 0 | 0 | 0 | 0 | 0 | 0 | 0 | 0 | 0 | 0 | 0.39 | 3.12 | 5.16 | 5.31 | 5.21 | 5.08 | 5.12 | 5.21 | 5.19 | 4.37 | 1.45 | 0.03 | 0 | 0 | 0 | 0 | 0 | 0 | 0 | 0 | 0 | 0 | 0 | 0 | 0.01 | 1.22 | 3.66 | 4.31 | 4.23 | 4.1 | 4.22 | 4.34 | 4.08 | 2.55 | 0.3 | 0 | 0 | 0 | 0 | 0 | 0 | 0 | 0 | 0 | 0 | 0 | 0 | 0 | 0 | 0.24 | 1.64 | 2.69 | 3.27 | 3.43 | 3.34 | 3.23 | 2.99 | 1.67 | 0.18 | 0 | 0 | 0 | 0 | 0 | 0 | 0
ASTORA_2_SOLAR1 |  | Solar_1Axis | Solar Tracking | CISO | South | Socal | FC | 100 | 0 | 0 | 0 | 0 | 0 | 0 | 0.05 | 11.15 | 40.86 | 52.77 | 54.85 | 56.02 | 55.33 | 51.96 | 48.09 | 30.31 | 5.97 | 0 | 0 | 0 | 0 | 0 | 0 | 0 | 0 | 0 | 0 | 0 | 0 | 0 | 0.69 | 25.55 | 62.5 | 66.78 | 66.22 | 63.98 | 61.88 | 60.45 | 59.37 | 53.39 | 23.3 | 0.86 | 0 | 0 | 0 | 0 | 0 | 0 | 0 | 0 | 0 | 0 | 0 | 0 | 7.72 | 45.9 | 63.23 | 65.54 | 64.35 | 62.73 | 62.36 | 56.62 | 51.49 | 46.46 | 33.01 | 4.98 | 0 | 0 | 0 | 0 | 0 | 0 | 0 | 0 | 0 | 0 | 0 | 4.42 | 42.67 | 75.53 | 79.61 | 81.54 | 80.94 | 81.48 | 80.59 | 80.42 | 77.9 | 73.79 | 60.86 | 20.21 | 0.48 | 0 | 0 | 0 | 0 | 0 | 0 | 0 | 0 | 0 | 0.13 | 16.46 | 57.26 | 78.18 | 83.49 | 85.35 | 85.54 | 86.23 | 86.1 | 84.95 | 82.83 | 79.49 | 69.44 | 34.16 | 3.22 | 0 | 0 | 0 | 0 | 0 | 0 | 0 | 0 | 0 | 0.3 | 19.51 | 57.3 | 75.13 | 81.02 | 84.26 | 84.93 | 85.39 | 85.25 | 84.29 | 82.21 | 79.35 | 70.38 | 42.52 | 7.28 | 0 | 0 | 0 | 0 | 0 | 0 | 0 | 0 | 0 | 0.03 | 9.15 | 44.6 | 69.89 | 79.26 | 83.24 | 84.05 | 83.81 | 83.08 | 82.09 | 79.83 | 76.43 | 67.29 | 38.93 | 6.2 | 0 | 0 | 0 | 0 | 0 | 0 | 0 | 0 | 0 | 0 | 3.08 | 33.4 | 62.81 | 74.72 | 80.11 | 81.83 | 81.64 | 80.04 | 77.87 | 74.72 | 68.89 | 54.8 | 20.3 | 0.62 | 0 | 0 | 0 | 0 | 0 | 0 | 0 | 0 | 0 | 0 | 0.68 | 24.69 | 64.51 | 75.13 | 79.03 | 79.66 | 79.64 | 79.2 | 78.28 | 77.14 | 69.65 | 38.96 | 4.67 | 0 | 0 | 0 | 0 | 0 | 0 | 0 | 0 | 0 | 0 | 0 | 0.05 | 14.09 | 56.11 | 71.27 | 73.43 | 72.79 | 73 | 73.37 | 73.71 | 72.11 | 56.42 | 15.91 | 0.18 | 0 | 0 | 0 | 0 | 0 | 0 | 0 | 0 | 0 | 0 | 0 | 0 | 2.6 | 32.9 | 61.44 | 66.46 | 64.67 | 62.92 | 63.69 | 63.84 | 60.79 | 35.07 | 3.49 | 0 | 0 | 0 | 0 | 0 | 0 | 0 | 0 | 0 | 0 | 0 | 0 | 0 | 0.12 | 12.2 | 38.79 | 46.64 | 49.14 | 48.17 | 49.74 | 47.01 | 42.92 | 24.39 | 2.09 | 0 | 0 | 0 | 0 | 0 | 0 | 0
ASTORA_2_SOLAR2 |  | Solar_1Axis | Solar Tracking | CISO | South | Socal | FC | 75 | 0 | 0 | 0 | 0 | 0 | 0 | 0.04 | 8.37 | 30.65 | 39.58 | 41.13 | 42.01 | 41.49 | 38.97 | 36.07 | 22.73 | 4.47 | 0 | 0 | 0 | 0 | 0 | 0 | 0 | 0 | 0 | 0 | 0 | 0 | 0 | 0.52 | 19.16 | 46.88 | 50.09 | 49.67 | 47.99 | 46.41 | 45.34 | 44.53 | 40.04 | 17.47 | 0.64 | 0 | 0 | 0 | 0 | 0 | 0 | 0 | 0 | 0 | 0 | 0 | 0 | 5.79 | 34.42 | 47.42 | 49.15 | 48.26 | 47.05 | 46.77 | 42.46 | 38.62 | 34.84 | 24.76 | 3.74 | 0 | 0 | 0 | 0 | 0 | 0 | 0 | 0 | 0 | 0 | 0 | 3.32 | 32 | 56.65 | 59.71 | 61.16 | 60.71 | 61.11 | 60.45 | 60.31 | 58.43 | 55.34 | 45.64 | 15.15 | 0.36 | 0 | 0 | 0 | 0 | 0 | 0 | 0 | 0 | 0 | 0.1 | 12.35 | 42.94 | 58.63 | 62.62 | 64.01 | 64.16 | 64.67 | 64.58 | 63.71 | 62.12 | 59.62 | 52.08 | 25.62 | 2.41 | 0 | 0 | 0 | 0 | 0 | 0 | 0 | 0 | 0 | 0.22 | 14.63 | 42.98 | 56.35 | 60.76 | 63.19 | 63.7 | 64.04 | 63.94 | 63.21 | 61.66 | 59.51 | 52.78 | 31.89 | 5.46 | 0 | 0 | 0 | 0 | 0 | 0 | 0 | 0 | 0 | 0.02 | 6.86 | 33.45 | 52.42 | 59.44 | 62.43 | 63.04 | 62.86 | 62.31 | 61.57 | 59.88 | 57.32 | 50.47 | 29.2 | 4.65 | 0 | 0 | 0 | 0 | 0 | 0 | 0 | 0 | 0 | 0 | 2.31 | 25.05 | 47.11 | 56.04 | 60.09 | 61.37 | 61.23 | 60.03 | 58.4 | 56.04 | 51.67 | 41.1 | 15.22 | 0.47 | 0 | 0 | 0 | 0 | 0 | 0 | 0 | 0 | 0 | 0 | 0.51 | 18.51 | 48.39 | 56.35 | 59.27 | 59.75 | 59.73 | 59.4 | 58.71 | 57.85 | 52.24 | 29.22 | 3.51 | 0 | 0 | 0 | 0 | 0 | 0 | 0 | 0 | 0 | 0 | 0 | 0.03 | 10.57 | 42.08 | 53.45 | 55.07 | 54.59 | 54.75 | 55.03 | 55.28 | 54.08 | 42.31 | 11.94 | 0.13 | 0 | 0 | 0 | 0 | 0 | 0 | 0 | 0 | 0 | 0 | 0 | 0 | 1.95 | 24.68 | 46.08 | 49.84 | 48.5 | 47.19 | 47.77 | 47.88 | 45.59 | 26.3 | 2.62 | 0 | 0 | 0 | 0 | 0 | 0 | 0 | 0 | 0 | 0 | 0 | 0 | 0 | 0.09 | 9.15 | 29.09 | 34.98 | 36.85 | 36.13 | 37.3 | 35.26 | 32.19 | 18.29 | 1.57 | 0 | 0 | 0 | 0 | 0 | 0 | 0
ATHOS_5_AP1X2 |  | Solar_1Axis | Solar Tracking | CISO | South | Socal | FC | 250 | 0 | 0 | 0 | 0 | 0 | 0 | 0.12 | 27.89 | 102.16 | 131.93 | 137.12 | 140.05 | 138.31 | 129.91 | 120.22 | 75.77 | 14.92 | 0 | 0 | 0 | 0 | 0 | 0 | 0 | 0 | 0 | 0 | 0 | 0 | 0 | 1.72 | 63.86 | 156.25 | 166.95 | 165.56 | 159.95 | 154.71 | 151.12 | 148.43 | 133.48 | 58.24 | 2.15 | 0 | 0 | 0 | 0 | 0 | 0 | 0 | 0 | 0 | 0 | 0 | 0 | 19.31 | 114.75 | 158.07 | 163.85 | 160.88 | 156.83 | 155.91 | 141.54 | 128.73 | 116.15 | 82.52 | 12.46 | 0 | 0 | 0 | 0 | 0 | 0 | 0 | 0 | 0 | 0 | 0 | 11.06 | 106.68 | 188.84 | 199.02 | 203.86 | 202.36 | 203.7 | 201.48 | 201.05 | 194.75 | 184.48 | 152.14 | 50.51 | 1.19 | 0 | 0 | 0 | 0 | 0 | 0 | 0 | 0 | 0 | 0.33 | 41.16 | 143.14 | 195.44 | 208.73 | 213.38 | 213.85 | 215.58 | 215.26 | 212.37 | 207.07 | 198.73 | 173.6 | 85.41 | 8.04 | 0 | 0 | 0 | 0 | 0 | 0 | 0 | 0 | 0 | 0.75 | 48.78 | 143.26 | 187.83 | 202.55 | 210.65 | 212.32 | 213.47 | 213.13 | 210.72 | 205.53 | 198.37 | 175.94 | 106.31 | 18.2 | 0.01 | 0 | 0 | 0 | 0 | 0 | 0 | 0 | 0 | 0.06 | 22.86 | 111.5 | 174.72 | 198.15 | 208.1 | 210.13 | 209.52 | 207.71 | 205.22 | 199.58 | 191.08 | 168.24 | 97.32 | 15.5 | 0.01 | 0 | 0 | 0 | 0 | 0 | 0 | 0 | 0 | 0 | 7.7 | 83.49 | 157.02 | 186.81 | 200.29 | 204.58 | 204.1 | 200.09 | 194.68 | 186.81 | 172.23 | 136.99 | 50.74 | 1.55 | 0 | 0 | 0 | 0 | 0 | 0 | 0 | 0 | 0 | 0 | 1.71 | 61.72 | 161.29 | 187.82 | 197.58 | 199.16 | 199.1 | 198.01 | 195.69 | 192.84 | 174.13 | 97.39 | 11.68 | 0 | 0 | 0 | 0 | 0 | 0 | 0 | 0 | 0 | 0 | 0 | 0.12 | 35.23 | 140.27 | 178.17 | 183.58 | 181.98 | 182.49 | 183.44 | 184.26 | 180.27 | 141.05 | 39.79 | 0.44 | 0 | 0 | 0 | 0 | 0 | 0 | 0 | 0 | 0 | 0 | 0 | 0 | 6.51 | 82.25 | 153.6 | 166.14 | 161.67 | 157.29 | 159.22 | 159.6 | 151.97 | 87.67 | 8.72 | 0 | 0 | 0 | 0 | 0 | 0 | 0 | 0 | 0 | 0 | 0 | 0 | 0 | 0.3 | 30.5 | 96.97 | 116.6 | 122.84 | 120.43 | 124.35 | 117.53 | 107.3 | 60.97 | 5.23 | 0 | 0 | 0 | 0 | 0 | 0 | 0
ATHOS_5_AP2X2 |  | Solar_1Axis | Solar Tracking | CISO | South | Socal | FC | 200 | 0 | 0 | 0 | 0 | 0 | 0 | 0.1 | 22.31 | 81.73 | 105.54 | 109.69 | 112.04 | 110.65 | 103.93 | 96.18 | 60.62 | 11.93 | 0 | 0 | 0 | 0 | 0 | 0 | 0 | 0 | 0 | 0 | 0 | 0 | 0 | 1.38 | 51.09 | 125 | 133.56 | 132.45 | 127.96 | 123.76 | 120.9 | 118.75 | 106.78 | 46.59 | 1.72 | 0 | 0 | 0 | 0 | 0 | 0 | 0 | 0 | 0 | 0 | 0 | 0 | 15.45 | 91.8 | 126.46 | 131.08 | 128.7 | 125.46 | 124.73 | 113.23 | 102.99 | 92.92 | 66.02 | 9.97 | 0 | 0 | 0 | 0 | 0 | 0 | 0 | 0 | 0 | 0 | 0 | 8.85 | 85.34 | 151.07 | 159.22 | 163.09 | 161.89 | 162.96 | 161.19 | 160.84 | 155.8 | 147.58 | 121.72 | 40.41 | 0.95 | 0 | 0 | 0 | 0 | 0 | 0 | 0 | 0 | 0 | 0.27 | 32.93 | 114.51 | 156.35 | 166.98 | 170.71 | 171.08 | 172.46 | 172.2 | 169.9 | 165.66 | 158.98 | 138.88 | 68.33 | 6.43 | 0 | 0 | 0 | 0 | 0 | 0 | 0 | 0 | 0 | 0.6 | 39.02 | 114.61 | 150.27 | 162.04 | 168.52 | 169.86 | 170.78 | 170.5 | 168.57 | 164.42 | 158.7 | 140.75 | 85.05 | 14.56 | 0.01 | 0 | 0 | 0 | 0 | 0 | 0 | 0 | 0 | 0.05 | 18.29 | 89.2 | 139.78 | 158.52 | 166.48 | 168.1 | 167.62 | 166.17 | 164.18 | 159.67 | 152.87 | 134.59 | 77.85 | 12.4 | 0.01 | 0 | 0 | 0 | 0 | 0 | 0 | 0 | 0 | 0 | 6.16 | 66.79 | 125.62 | 149.44 | 160.23 | 163.67 | 163.28 | 160.07 | 155.74 | 149.45 | 137.78 | 109.59 | 40.59 | 1.24 | 0 | 0 | 0 | 0 | 0 | 0 | 0 | 0 | 0 | 0 | 1.37 | 49.37 | 129.03 | 150.26 | 158.06 | 159.33 | 159.28 | 158.41 | 156.55 | 154.27 | 139.31 | 77.91 | 9.35 | 0 | 0 | 0 | 0 | 0 | 0 | 0 | 0 | 0 | 0 | 0 | 0.09 | 28.18 | 112.21 | 142.54 | 146.86 | 145.58 | 145.99 | 146.75 | 147.41 | 144.22 | 112.84 | 31.83 | 0.35 | 0 | 0 | 0 | 0 | 0 | 0 | 0 | 0 | 0 | 0 | 0 | 0 | 5.21 | 65.8 | 122.88 | 132.91 | 129.34 | 125.83 | 127.38 | 127.68 | 121.58 | 70.13 | 6.98 | 0 | 0 | 0 | 0 | 0 | 0 | 0 | 0 | 0 | 0 | 0 | 0 | 0 | 0.24 | 24.4 | 77.57 | 93.28 | 98.27 | 96.34 | 99.48 | 94.03 | 85.84 | 48.78 | 4.19 | 0 | 0 | 0 | 0 | 0 | 0 | 0
ATWEL2_1_SOLAR1 |  | Solar_1Axis | Solar Tracking | CISO | North | Norcal | FC | 20 | 0 | 0 | 0 | 0 | 0 | 0 | 0 | 0.42 | 3.28 | 6.25 | 7.72 | 8.5 | 8.51 | 8.03 | 7.52 | 5.13 | 1.12 | 0 | 0 | 0 | 0 | 0 | 0 | 0 | 0 | 0 | 0 | 0 | 0 | 0 | 0 | 2.47 | 10.27 | 12.8 | 13.08 | 12.39 | 12.21 | 12.13 | 12.4 | 10.57 | 5.55 | 0.31 | 0 | 0 | 0 | 0 | 0 | 0 | 0 | 0 | 0 | 0 | 0 | 0 | 0.52 | 6.39 | 11.99 | 12.84 | 12.05 | 12.38 | 12.2 | 11.23 | 10.37 | 9.66 | 6.8 | 1.57 | 0 | 0 | 0 | 0 | 0 | 0 | 0 | 0 | 0 | 0 | 0 | 0.28 | 5.97 | 13.17 | 14.48 | 14.4 | 14.15 | 14.49 | 14.52 | 14.31 | 14.54 | 13.94 | 12.71 | 5.9 | 0.27 | 0 | 0 | 0 | 0 | 0 | 0 | 0 | 0 | 0 | 0 | 2.2 | 10.38 | 14.64 | 15.3 | 15.32 | 15.19 | 15.51 | 15.51 | 15.86 | 15.86 | 15.51 | 14.62 | 9.05 | 1.41 | 0 | 0 | 0 | 0 | 0 | 0 | 0 | 0 | 0 | 0.01 | 3.16 | 11.47 | 15.54 | 16.64 | 16.85 | 16.97 | 17.07 | 17.02 | 16.87 | 16.87 | 16.5 | 15.31 | 11.34 | 3.2 | 0.04 | 0 | 0 | 0 | 0 | 0 | 0 | 0 | 0 | 0 | 1.43 | 9.2 | 14.84 | 16.38 | 16.6 | 16.72 | 16.65 | 16.62 | 16.44 | 16.41 | 15.74 | 14.59 | 10.24 | 2.41 | 0.01 | 0 | 0 | 0 | 0 | 0 | 0 | 0 | 0 | 0 | 0.2 | 5.39 | 12.46 | 15.07 | 15.77 | 15.84 | 15.96 | 15.84 | 15.71 | 15.6 | 14.68 | 12.04 | 5.34 | 0.3 | 0 | 0 | 0 | 0 | 0 | 0 | 0 | 0 | 0 | 0 | 0.02 | 3.29 | 11.75 | 14.8 | 15.3 | 15.19 | 15.01 | 15.04 | 15.25 | 15.32 | 14.44 | 9.5 | 1.87 | 0 | 0 | 0 | 0 | 0 | 0 | 0 | 0 | 0 | 0 | 0 | 0 | 0.98 | 7.8 | 12.9 | 13.29 | 13.02 | 12.69 | 12.79 | 13.02 | 12.97 | 10.92 | 3.63 | 0.08 | 0 | 0 | 0 | 0 | 0 | 0 | 0 | 0 | 0 | 0 | 0 | 0 | 0.04 | 3.04 | 9.15 | 10.78 | 10.58 | 10.24 | 10.54 | 10.85 | 10.19 | 6.39 | 0.76 | 0 | 0 | 0 | 0 | 0 | 0 | 0 | 0 | 0 | 0 | 0 | 0 | 0 | 0 | 0.6 | 4.09 | 6.72 | 8.16 | 8.58 | 8.35 | 8.09 | 7.48 | 4.18 | 0.45 | 0 | 0 | 0 | 0 | 0 | 0 | 0
ATWELL_1_SOLAR |  | Solar_Fixed | Solar Fixed | CISO | North | Norcal | FC | 20 | 0 | 0 | 0 | 0 | 0 | 0 | 0 | 0.47 | 3.5 | 7.26 | 9.03 | 9.71 | 9.58 | 8.84 | 7.62 | 5.18 | 1.2 | 0 | 0 | 0 | 0 | 0 | 0 | 0 | 0 | 0 | 0 | 0 | 0 | 0 | 0 | 2.02 | 8.41 | 11.7 | 12.89 | 13.01 | 13.1 | 12.76 | 11.98 | 9.43 | 4.45 | 0.33 | 0 | 0 | 0 | 0 | 0 | 0 | 0 | 0 | 0 | 0 | 0 | 0 | 0.48 | 5.2 | 9.94 | 11.63 | 11.95 | 11.7 | 12.02 | 11.7 | 10.61 | 8.78 | 6.01 | 1.47 | 0 | 0 | 0 | 0 | 0 | 0 | 0 | 0 | 0 | 0 | 0 | 0.2 | 4.03 | 10.43 | 13.51 | 15.01 | 15.55 | 16.2 | 15.9 | 15.72 | 15.24 | 13.5 | 10.37 | 4.28 | 0.27 | 0 | 0 | 0 | 0 | 0 | 0 | 0 | 0 | 0 | 0 | 1.28 | 7.04 | 11.9 | 14.4 | 15.86 | 16.26 | 16.4 | 16.47 | 16.43 | 15.84 | 14.2 | 11.71 | 6.32 | 1.05 | 0 | 0 | 0 | 0 | 0 | 0 | 0 | 0 | 0 | 0.01 | 1.78 | 7.39 | 12.09 | 14.6 | 15.82 | 16.63 | 16.86 | 17.13 | 16.86 | 16.09 | 14.69 | 12.18 | 7.66 | 2.08 | 0.03 | 0 | 0 | 0 | 0 | 0 | 0 | 0 | 0 | 0 | 0.85 | 6.15 | 11.5 | 14.49 | 15.97 | 16.97 | 17.19 | 17.08 | 16.81 | 16.03 | 14.64 | 11.98 | 7.41 | 1.64 | 0.01 | 0 | 0 | 0 | 0 | 0 | 0 | 0 | 0 | 0 | 0.13 | 3.71 | 9.79 | 13.17 | 14.77 | 15.86 | 16.36 | 16.29 | 16.2 | 15.36 | 13.46 | 10.02 | 4.02 | 0.24 | 0 | 0 | 0 | 0 | 0 | 0 | 0 | 0 | 0 | 0 | 0.01 | 2.49 | 9.52 | 13.68 | 15.33 | 16.18 | 16.43 | 16.31 | 16.05 | 15.23 | 13.14 | 8.01 | 1.73 | 0 | 0 | 0 | 0 | 0 | 0 | 0 | 0 | 0 | 0 | 0 | 0 | 0.89 | 6.74 | 11.92 | 13.83 | 14.19 | 14.3 | 14.23 | 14.09 | 12.97 | 9.78 | 3.47 | 0.13 | 0 | 0 | 0 | 0 | 0 | 0 | 0 | 0 | 0 | 0 | 0 | 0 | 0.04 | 2.86 | 9.17 | 11.86 | 12.58 | 12.47 | 12.43 | 12.02 | 10.55 | 6.07 | 0.83 | 0 | 0 | 0 | 0 | 0 | 0 | 0 | 0 | 0 | 0 | 0 | 0 | 0 | 0 | 0.68 | 3.52 | 6.84 | 8.66 | 9.49 | 9.25 | 8.54 | 7.37 | 4.16 | 0.53 | 0 | 0 | 0 | 0 | 0 | 0 | 0
AVENAL_6_AVPARK |  | Solar_Fixed | Solar Fixed | CISO | North | Norcal | ID | 6 | 0 | 0 | 0 | 0 | 0 | 0 | 0 | 0.14 | 1.05 | 2.18 | 2.71 | 2.91 | 2.87 | 2.65 | 2.29 | 1.55 | 0.36 | 0 | 0 | 0 | 0 | 0 | 0 | 0 | 0 | 0 | 0 | 0 | 0 | 0 | 0 | 0.61 | 2.52 | 3.51 | 3.87 | 3.9 | 3.93 | 3.83 | 3.59 | 2.83 | 1.33 | 0.1 | 0 | 0 | 0 | 0 | 0 | 0 | 0 | 0 | 0 | 0 | 0 | 0 | 0.14 | 1.56 | 2.98 | 3.49 | 3.58 | 3.51 | 3.6 | 3.51 | 3.18 | 2.63 | 1.8 | 0.44 | 0 | 0 | 0 | 0 | 0 | 0 | 0 | 0 | 0 | 0 | 0 | 0.06 | 1.21 | 3.13 | 4.05 | 4.5 | 4.66 | 4.86 | 4.77 | 4.72 | 4.57 | 4.05 | 3.11 | 1.28 | 0.08 | 0 | 0 | 0 | 0 | 0 | 0 | 0 | 0 | 0 | 0 | 0.38 | 2.11 | 3.57 | 4.32 | 4.76 | 4.88 | 4.92 | 4.94 | 4.93 | 4.75 | 4.26 | 3.51 | 1.9 | 0.31 | 0 | 0 | 0 | 0 | 0 | 0 | 0 | 0 | 0 | 0 | 0.54 | 2.22 | 3.63 | 4.38 | 4.75 | 4.99 | 5.06 | 5.14 | 5.06 | 4.83 | 4.41 | 3.65 | 2.3 | 0.62 | 0.01 | 0 | 0 | 0 | 0 | 0 | 0 | 0 | 0 | 0 | 0.26 | 1.84 | 3.45 | 4.35 | 4.79 | 5.09 | 5.16 | 5.13 | 5.04 | 4.81 | 4.39 | 3.59 | 2.22 | 0.49 | 0 | 0 | 0 | 0 | 0 | 0 | 0 | 0 | 0 | 0 | 0.04 | 1.11 | 2.94 | 3.95 | 4.43 | 4.76 | 4.91 | 4.89 | 4.86 | 4.61 | 4.04 | 3.01 | 1.21 | 0.07 | 0 | 0 | 0 | 0 | 0 | 0 | 0 | 0 | 0 | 0 | 0 | 0.75 | 2.85 | 4.1 | 4.6 | 4.85 | 4.93 | 4.89 | 4.81 | 4.57 | 3.94 | 2.4 | 0.52 | 0 | 0 | 0 | 0 | 0 | 0 | 0 | 0 | 0 | 0 | 0 | 0 | 0.27 | 2.02 | 3.58 | 4.15 | 4.26 | 4.29 | 4.27 | 4.23 | 3.89 | 2.94 | 1.04 | 0.04 | 0 | 0 | 0 | 0 | 0 | 0 | 0 | 0 | 0 | 0 | 0 | 0 | 0.01 | 0.86 | 2.75 | 3.56 | 3.78 | 3.74 | 3.73 | 3.61 | 3.17 | 1.82 | 0.25 | 0 | 0 | 0 | 0 | 0 | 0 | 0 | 0 | 0 | 0 | 0 | 0 | 0 | 0 | 0.2 | 1.06 | 2.05 | 2.6 | 2.85 | 2.78 | 2.56 | 2.21 | 1.25 | 0.16 | 0 | 0 | 0 | 0 | 0 | 0 | 0
AVENAL_6_AVSLR1 |  | Solar_1Axis | Solar Tracking | CISO | North | Norcal | EO | 7.9 | 0 | 0 | 0 | 0 | 0 | 0 | 0 | 0.17 | 1.29 | 2.47 | 3.05 | 3.36 | 3.36 | 3.17 | 2.97 | 2.03 | 0.44 | 0 | 0 | 0 | 0 | 0 | 0 | 0 | 0 | 0 | 0 | 0 | 0 | 0 | 0 | 0.98 | 4.06 | 5.06 | 5.16 | 4.89 | 4.82 | 4.79 | 4.9 | 4.18 | 2.19 | 0.12 | 0 | 0 | 0 | 0 | 0 | 0 | 0 | 0 | 0 | 0 | 0 | 0 | 0.2 | 2.52 | 4.73 | 5.07 | 4.76 | 4.89 | 4.82 | 4.43 | 4.1 | 3.81 | 2.68 | 0.62 | 0 | 0 | 0 | 0 | 0 | 0 | 0 | 0 | 0 | 0 | 0 | 0.11 | 2.36 | 5.2 | 5.72 | 5.69 | 5.59 | 5.72 | 5.74 | 5.65 | 5.74 | 5.51 | 5.02 | 2.33 | 0.11 | 0 | 0 | 0 | 0 | 0 | 0 | 0 | 0 | 0 | 0 | 0.87 | 4.1 | 5.78 | 6.05 | 6.05 | 6 | 6.13 | 6.12 | 6.27 | 6.26 | 6.13 | 5.77 | 3.57 | 0.56 | 0 | 0 | 0 | 0 | 0 | 0 | 0 | 0 | 0 | 0.01 | 1.25 | 4.53 | 6.14 | 6.57 | 6.65 | 6.7 | 6.74 | 6.72 | 6.66 | 6.66 | 6.52 | 6.05 | 4.48 | 1.26 | 0.01 | 0 | 0 | 0 | 0 | 0 | 0 | 0 | 0 | 0 | 0.57 | 3.63 | 5.86 | 6.47 | 6.56 | 6.61 | 6.58 | 6.57 | 6.49 | 6.48 | 6.22 | 5.76 | 4.04 | 0.95 | 0.01 | 0 | 0 | 0 | 0 | 0 | 0 | 0 | 0 | 0 | 0.08 | 2.13 | 4.92 | 5.95 | 6.23 | 6.26 | 6.3 | 6.26 | 6.21 | 6.16 | 5.8 | 4.76 | 2.11 | 0.12 | 0 | 0 | 0 | 0 | 0 | 0 | 0 | 0 | 0 | 0 | 0.01 | 1.3 | 4.64 | 5.84 | 6.04 | 6 | 5.93 | 5.94 | 6.02 | 6.05 | 5.7 | 3.75 | 0.74 | 0 | 0 | 0 | 0 | 0 | 0 | 0 | 0 | 0 | 0 | 0 | 0 | 0.39 | 3.08 | 5.09 | 5.25 | 5.14 | 5.01 | 5.05 | 5.14 | 5.12 | 4.31 | 1.43 | 0.03 | 0 | 0 | 0 | 0 | 0 | 0 | 0 | 0 | 0 | 0 | 0 | 0 | 0.01 | 1.2 | 3.62 | 4.26 | 4.18 | 4.04 | 4.16 | 4.29 | 4.03 | 2.52 | 0.3 | 0 | 0 | 0 | 0 | 0 | 0 | 0 | 0 | 0 | 0 | 0 | 0 | 0 | 0 | 0.24 | 1.62 | 2.65 | 3.22 | 3.39 | 3.3 | 3.19 | 2.95 | 1.65 | 0.18 | 0 | 0 | 0 | 0 | 0 | 0 | 0
AVENAL_6_AVSLR2 |  | Solar_1Axis | Solar Tracking | CISO | North | Norcal | EO | 7.9 | 0 | 0 | 0 | 0 | 0 | 0 | 0 | 0.17 | 1.29 | 2.47 | 3.05 | 3.36 | 3.36 | 3.17 | 2.97 | 2.03 | 0.44 | 0 | 0 | 0 | 0 | 0 | 0 | 0 | 0 | 0 | 0 | 0 | 0 | 0 | 0 | 0.98 | 4.06 | 5.06 | 5.16 | 4.89 | 4.82 | 4.79 | 4.9 | 4.18 | 2.19 | 0.12 | 0 | 0 | 0 | 0 | 0 | 0 | 0 | 0 | 0 | 0 | 0 | 0 | 0.2 | 2.52 | 4.73 | 5.07 | 4.76 | 4.89 | 4.82 | 4.43 | 4.1 | 3.81 | 2.68 | 0.62 | 0 | 0 | 0 | 0 | 0 | 0 | 0 | 0 | 0 | 0 | 0 | 0.11 | 2.36 | 5.2 | 5.72 | 5.69 | 5.59 | 5.72 | 5.74 | 5.65 | 5.74 | 5.51 | 5.02 | 2.33 | 0.11 | 0 | 0 | 0 | 0 | 0 | 0 | 0 | 0 | 0 | 0 | 0.87 | 4.1 | 5.78 | 6.05 | 6.05 | 6 | 6.13 | 6.12 | 6.27 | 6.26 | 6.13 | 5.77 | 3.57 | 0.56 | 0 | 0 | 0 | 0 | 0 | 0 | 0 | 0 | 0 | 0.01 | 1.25 | 4.53 | 6.14 | 6.57 | 6.65 | 6.7 | 6.74 | 6.72 | 6.66 | 6.66 | 6.52 | 6.05 | 4.48 | 1.26 | 0.01 | 0 | 0 | 0 | 0 | 0 | 0 | 0 | 0 | 0 | 0.57 | 3.63 | 5.86 | 6.47 | 6.56 | 6.61 | 6.58 | 6.57 | 6.49 | 6.48 | 6.22 | 5.76 | 4.04 | 0.95 | 0.01 | 0 | 0 | 0 | 0 | 0 | 0 | 0 | 0 | 0 | 0.08 | 2.13 | 4.92 | 5.95 | 6.23 | 6.26 | 6.3 | 6.26 | 6.21 | 6.16 | 5.8 | 4.76 | 2.11 | 0.12 | 0 | 0 | 0 | 0 | 0 | 0 | 0 | 0 | 0 | 0 | 0.01 | 1.3 | 4.64 | 5.84 | 6.04 | 6 | 5.93 | 5.94 | 6.02 | 6.05 | 5.7 | 3.75 | 0.74 | 0 | 0 | 0 | 0 | 0 | 0 | 0 | 0 | 0 | 0 | 0 | 0 | 0.39 | 3.08 | 5.09 | 5.25 | 5.14 | 5.01 | 5.05 | 5.14 | 5.12 | 4.31 | 1.43 | 0.03 | 0 | 0 | 0 | 0 | 0 | 0 | 0 | 0 | 0 | 0 | 0 | 0 | 0.01 | 1.2 | 3.62 | 4.26 | 4.18 | 4.04 | 4.16 | 4.29 | 4.03 | 2.52 | 0.3 | 0 | 0 | 0 | 0 | 0 | 0 | 0 | 0 | 0 | 0 | 0 | 0 | 0 | 0 | 0.24 | 1.62 | 2.65 | 3.22 | 3.39 | 3.3 | 3.19 | 2.95 | 1.65 | 0.18 | 0 | 0 | 0 | 0 | 0 | 0 | 0
AVENAL_6_SANDDG |  | Solar_Fixed | Solar Fixed | CISO | North | Norcal | ID | 19 | 0 | 0 | 0 | 0 | 0 | 0 | 0 | 0.44 | 3.33 | 6.9 | 8.58 | 9.22 | 9.1 | 8.4 | 7.24 | 4.92 | 1.14 | 0 | 0 | 0 | 0 | 0 | 0 | 0 | 0 | 0 | 0 | 0 | 0 | 0 | 0 | 1.92 | 7.99 | 11.11 | 12.25 | 12.36 | 12.45 | 12.12 | 11.38 | 8.96 | 4.23 | 0.32 | 0 | 0 | 0 | 0 | 0 | 0 | 0 | 0 | 0 | 0 | 0 | 0 | 0.45 | 4.94 | 9.44 | 11.05 | 11.35 | 11.11 | 11.42 | 11.11 | 10.08 | 8.34 | 5.71 | 1.4 | 0 | 0 | 0 | 0 | 0 | 0 | 0 | 0 | 0 | 0 | 0 | 0.19 | 3.82 | 9.91 | 12.83 | 14.26 | 14.77 | 15.39 | 15.11 | 14.94 | 14.48 | 12.82 | 9.85 | 4.07 | 0.25 | 0 | 0 | 0 | 0 | 0 | 0 | 0 | 0 | 0 | 0 | 1.21 | 6.69 | 11.3 | 13.68 | 15.06 | 15.45 | 15.58 | 15.65 | 15.61 | 15.04 | 13.49 | 11.12 | 6.01 | 1 | 0 | 0 | 0 | 0 | 0 | 0 | 0 | 0 | 0 | 0.01 | 1.69 | 7.02 | 11.48 | 13.87 | 15.03 | 15.79 | 16.01 | 16.27 | 16.01 | 15.29 | 13.96 | 11.57 | 7.28 | 1.97 | 0.02 | 0 | 0 | 0 | 0 | 0 | 0 | 0 | 0 | 0 | 0.81 | 5.84 | 10.93 | 13.77 | 15.18 | 16.12 | 16.33 | 16.23 | 15.97 | 15.23 | 13.91 | 11.38 | 7.04 | 1.56 | 0.01 | 0 | 0 | 0 | 0 | 0 | 0 | 0 | 0 | 0 | 0.13 | 3.53 | 9.3 | 12.51 | 14.03 | 15.06 | 15.54 | 15.47 | 15.39 | 14.59 | 12.79 | 9.52 | 3.82 | 0.23 | 0 | 0 | 0 | 0 | 0 | 0 | 0 | 0 | 0 | 0 | 0.01 | 2.36 | 9.04 | 13 | 14.56 | 15.37 | 15.61 | 15.49 | 15.24 | 14.47 | 12.49 | 7.61 | 1.64 | 0 | 0 | 0 | 0 | 0 | 0 | 0 | 0 | 0 | 0 | 0 | 0 | 0.85 | 6.4 | 11.32 | 13.14 | 13.48 | 13.59 | 13.51 | 13.38 | 12.32 | 9.29 | 3.3 | 0.12 | 0 | 0 | 0 | 0 | 0 | 0 | 0 | 0 | 0 | 0 | 0 | 0 | 0.04 | 2.71 | 8.71 | 11.26 | 11.96 | 11.85 | 11.81 | 11.42 | 10.02 | 5.77 | 0.79 | 0 | 0 | 0 | 0 | 0 | 0 | 0 | 0 | 0 | 0 | 0 | 0 | 0 | 0 | 0.64 | 3.35 | 6.5 | 8.23 | 9.01 | 8.79 | 8.12 | 7 | 3.95 | 0.5 | 0 | 0 | 0 | 0 | 0 | 0 | 0
AVENAL_6_SUNCTY |  | Solar_Fixed | Solar Fixed | CISO | North | Norcal | ID | 20 | 0 | 0 | 0 | 0 | 0 | 0 | 0 | 0.47 | 3.5 | 7.26 | 9.03 | 9.71 | 9.58 | 8.84 | 7.62 | 5.18 | 1.2 | 0 | 0 | 0 | 0 | 0 | 0 | 0 | 0 | 0 | 0 | 0 | 0 | 0 | 0 | 2.02 | 8.41 | 11.7 | 12.89 | 13.01 | 13.1 | 12.76 | 11.98 | 9.43 | 4.45 | 0.33 | 0 | 0 | 0 | 0 | 0 | 0 | 0 | 0 | 0 | 0 | 0 | 0 | 0.48 | 5.2 | 9.94 | 11.63 | 11.95 | 11.7 | 12.02 | 11.7 | 10.61 | 8.78 | 6.01 | 1.47 | 0 | 0 | 0 | 0 | 0 | 0 | 0 | 0 | 0 | 0 | 0 | 0.2 | 4.03 | 10.43 | 13.51 | 15.01 | 15.55 | 16.2 | 15.9 | 15.72 | 15.24 | 13.5 | 10.37 | 4.28 | 0.27 | 0 | 0 | 0 | 0 | 0 | 0 | 0 | 0 | 0 | 0 | 1.28 | 7.04 | 11.9 | 14.4 | 15.86 | 16.26 | 16.4 | 16.47 | 16.43 | 15.84 | 14.2 | 11.71 | 6.32 | 1.05 | 0 | 0 | 0 | 0 | 0 | 0 | 0 | 0 | 0 | 0.01 | 1.78 | 7.39 | 12.09 | 14.6 | 15.82 | 16.63 | 16.86 | 17.13 | 16.86 | 16.09 | 14.69 | 12.18 | 7.66 | 2.08 | 0.03 | 0 | 0 | 0 | 0 | 0 | 0 | 0 | 0 | 0 | 0.85 | 6.15 | 11.5 | 14.49 | 15.97 | 16.97 | 17.19 | 17.08 | 16.81 | 16.03 | 14.64 | 11.98 | 7.41 | 1.64 | 0.01 | 0 | 0 | 0 | 0 | 0 | 0 | 0 | 0 | 0 | 0.13 | 3.71 | 9.79 | 13.17 | 14.77 | 15.86 | 16.36 | 16.29 | 16.2 | 15.36 | 13.46 | 10.02 | 4.02 | 0.24 | 0 | 0 | 0 | 0 | 0 | 0 | 0 | 0 | 0 | 0 | 0.01 | 2.49 | 9.52 | 13.68 | 15.33 | 16.18 | 16.43 | 16.31 | 16.05 | 15.23 | 13.14 | 8.01 | 1.73 | 0 | 0 | 0 | 0 | 0 | 0 | 0 | 0 | 0 | 0 | 0 | 0 | 0.89 | 6.74 | 11.92 | 13.83 | 14.19 | 14.3 | 14.23 | 14.09 | 12.97 | 9.78 | 3.47 | 0.13 | 0 | 0 | 0 | 0 | 0 | 0 | 0 | 0 | 0 | 0 | 0 | 0 | 0.04 | 2.86 | 9.17 | 11.86 | 12.58 | 12.47 | 12.43 | 12.02 | 10.55 | 6.07 | 0.83 | 0 | 0 | 0 | 0 | 0 | 0 | 0 | 0 | 0 | 0 | 0 | 0 | 0 | 0 | 0.68 | 3.52 | 6.84 | 8.66 | 9.49 | 9.25 | 8.54 | 7.37 | 4.16 | 0.53 | 0 | 0 | 0 | 0 | 0 | 0 | 0
AVSOLR_2_SOLAR |  | Solar_Fixed | Solar Fixed | CISO | South | Socal | FC | 241.5 | 0 | 0 | 0 | 0 | 0 | 0 | 0.37 | 28.89 | 99.72 | 135.78 | 149.45 | 155.33 | 148.26 | 141.57 | 118.4 | 65.59 | 9.56 | 0 | 0 | 0 | 0 | 0 | 0 | 0 | 0 | 0 | 0 | 0 | 0 | 0 | 2.28 | 52.52 | 126.72 | 155 | 164.88 | 166.75 | 160.13 | 152.11 | 137.47 | 107.83 | 39.25 | 1 | 0 | 0 | 0 | 0 | 0 | 0 | 0 | 0 | 0 | 0 | 0 | 0.03 | 17.4 | 91.86 | 142.4 | 162.28 | 165.89 | 168.16 | 161.18 | 152.44 | 137.45 | 111.82 | 60.3 | 7.99 | 0 | 0 | 0 | 0 | 0 | 0 | 0 | 0 | 0 | 0 | 0 | 8.5 | 71.13 | 143.67 | 180.25 | 195.47 | 203.21 | 203.33 | 199.55 | 194.23 | 178.73 | 154.27 | 105.32 | 27.55 | 0.71 | 0 | 0 | 0 | 0 | 0 | 0 | 0 | 0 | 0 | 0.5 | 28.38 | 101.33 | 151.71 | 182.35 | 201 | 209.55 | 211.46 | 209.41 | 205.08 | 191.64 | 167.55 | 122.13 | 47.37 | 3.67 | 0.01 | 0 | 0 | 0 | 0 | 0 | 0 | 0 | 0 | 0.96 | 32.13 | 98.85 | 147.96 | 184.22 | 201.75 | 212.08 | 212.33 | 210.8 | 204.67 | 188.62 | 165.09 | 128.43 | 61.11 | 8.3 | 0.02 | 0 | 0 | 0 | 0 | 0 | 0 | 0 | 0 | 0.06 | 17.07 | 71.35 | 129.21 | 164.21 | 185.36 | 197.98 | 202.74 | 200.74 | 194.16 | 179.07 | 156.75 | 119.92 | 55.15 | 6.58 | 0.01 | 0 | 0 | 0 | 0 | 0 | 0 | 0 | 0 | 0 | 7.01 | 61.98 | 130.13 | 164.54 | 187.49 | 204 | 208.32 | 199.66 | 193.39 | 177.31 | 151.34 | 101.79 | 29.62 | 0.93 | 0.01 | 0 | 0 | 0 | 0 | 0 | 0 | 0 | 0 | 0 | 2.16 | 48.77 | 126.55 | 166.35 | 186.74 | 198.95 | 201.62 | 201.57 | 192.65 | 173.62 | 138.37 | 64.61 | 6.82 | 0.04 | 0 | 0 | 0 | 0 | 0 | 0 | 0 | 0 | 0 | 0 | 0.4 | 30.73 | 113 | 160.69 | 180.94 | 193.49 | 195.44 | 192.36 | 183.01 | 163.76 | 108.6 | 25.41 | 0.37 | 0 | 0 | 0 | 0 | 0 | 0 | 0 | 0 | 0 | 0 | 0 | 0.04 | 7.98 | 71.73 | 141 | 163.95 | 174.2 | 176.51 | 171.71 | 161.68 | 133.12 | 62.25 | 4.66 | 0 | 0 | 0 | 0 | 0 | 0 | 0 | 0 | 0 | 0 | 0 | 0 | 0 | 0.89 | 31.93 | 92.98 | 125.66 | 136.8 | 144.26 | 142.66 | 130.58 | 102.52 | 47.29 | 3 | 0 | 0 | 0 | 0 | 0 | 0 | 0
BAHIA_2_LKHSR1 |  | Solar_1Axis | Solar Tracking | CISO | North | Norcal | EO | 5 | 0 | 0 | 0 | 0 | 0 | 0 | 0 | 0.11 | 0.82 | 1.56 | 1.93 | 2.13 | 2.13 | 2.01 | 1.88 | 1.28 | 0.28 | 0 | 0 | 0 | 0 | 0 | 0 | 0 | 0 | 0 | 0 | 0 | 0 | 0 | 0 | 0.62 | 2.57 | 3.2 | 3.27 | 3.1 | 3.05 | 3.03 | 3.1 | 2.64 | 1.39 | 0.08 | 0 | 0 | 0 | 0 | 0 | 0 | 0 | 0 | 0 | 0 | 0 | 0 | 0.13 | 1.6 | 3 | 3.21 | 3.01 | 3.1 | 3.05 | 2.81 | 2.59 | 2.41 | 1.7 | 0.39 | 0 | 0 | 0 | 0 | 0 | 0 | 0 | 0 | 0 | 0 | 0 | 0.07 | 1.49 | 3.29 | 3.62 | 3.6 | 3.54 | 3.62 | 3.63 | 3.58 | 3.63 | 3.48 | 3.18 | 1.48 | 0.07 | 0 | 0 | 0 | 0 | 0 | 0 | 0 | 0 | 0 | 0 | 0.55 | 2.59 | 3.66 | 3.83 | 3.83 | 3.8 | 3.88 | 3.88 | 3.97 | 3.97 | 3.88 | 3.65 | 2.26 | 0.35 | 0 | 0 | 0 | 0 | 0 | 0 | 0 | 0 | 0 | 0 | 0.79 | 2.87 | 3.89 | 4.16 | 4.21 | 4.24 | 4.27 | 4.26 | 4.22 | 4.22 | 4.12 | 3.83 | 2.84 | 0.8 | 0.01 | 0 | 0 | 0 | 0 | 0 | 0 | 0 | 0 | 0 | 0.36 | 2.3 | 3.71 | 4.09 | 4.15 | 4.18 | 4.16 | 4.16 | 4.11 | 4.1 | 3.94 | 3.65 | 2.56 | 0.6 | 0 | 0 | 0 | 0 | 0 | 0 | 0 | 0 | 0 | 0 | 0.05 | 1.35 | 3.12 | 3.77 | 3.94 | 3.96 | 3.99 | 3.96 | 3.93 | 3.9 | 3.67 | 3.01 | 1.34 | 0.07 | 0 | 0 | 0 | 0 | 0 | 0 | 0 | 0 | 0 | 0 | 0.01 | 0.82 | 2.94 | 3.7 | 3.82 | 3.8 | 3.75 | 3.76 | 3.81 | 3.83 | 3.61 | 2.38 | 0.47 | 0 | 0 | 0 | 0 | 0 | 0 | 0 | 0 | 0 | 0 | 0 | 0 | 0.25 | 1.95 | 3.22 | 3.32 | 3.26 | 3.17 | 3.2 | 3.25 | 3.24 | 2.73 | 0.91 | 0.02 | 0 | 0 | 0 | 0 | 0 | 0 | 0 | 0 | 0 | 0 | 0 | 0 | 0.01 | 0.76 | 2.29 | 2.7 | 2.64 | 2.56 | 2.63 | 2.71 | 2.55 | 1.6 | 0.19 | 0 | 0 | 0 | 0 | 0 | 0 | 0 | 0 | 0 | 0 | 0 | 0 | 0 | 0 | 0.15 | 1.02 | 1.68 | 2.04 | 2.14 | 2.09 | 2.02 | 1.87 | 1.05 | 0.11 | 0 | 0 | 0 | 0 | 0 | 0 | 0
BARRE_2_ALASB1 | BARRE_2_ALASB1_SUN | Hybrid_Solar1Axis | Solar Tracking | CISO | South | Socal | FC | 10 | 0 | 0 | 0 | 0 | 0 | 0 | 0 | 1.12 | 4.09 | 5.28 | 5.48 | 5.6 | 5.53 | 5.2 | 4.81 | 3.03 | 0.6 | 0 | 0 | 0 | 0 | 0 | 0 | 0 | 0 | 0 | 0 | 0 | 0 | 0 | 0.07 | 2.55 | 6.25 | 6.68 | 6.62 | 6.4 | 6.19 | 6.04 | 5.94 | 5.34 | 2.33 | 0.09 | 0 | 0 | 0 | 0 | 0 | 0 | 0 | 0 | 0 | 0 | 0 | 0 | 0.77 | 4.59 | 6.32 | 6.55 | 6.44 | 6.27 | 6.24 | 5.66 | 5.15 | 4.65 | 3.3 | 0.5 | 0 | 0 | 0 | 0 | 0 | 0 | 0 | 0 | 0 | 0 | 0 | 0.44 | 4.27 | 7.55 | 7.96 | 8.15 | 8.09 | 8.15 | 8.06 | 8.04 | 7.79 | 7.38 | 6.09 | 2.02 | 0.05 | 0 | 0 | 0 | 0 | 0 | 0 | 0 | 0 | 0 | 0.01 | 1.65 | 5.73 | 7.82 | 8.35 | 8.54 | 8.55 | 8.62 | 8.61 | 8.49 | 8.28 | 7.95 | 6.94 | 3.42 | 0.32 | 0 | 0 | 0 | 0 | 0 | 0 | 0 | 0 | 0 | 0.03 | 1.95 | 5.73 | 7.51 | 8.1 | 8.43 | 8.49 | 8.54 | 8.53 | 8.43 | 8.22 | 7.93 | 7.04 | 4.25 | 0.73 | 0 | 0 | 0 | 0 | 0 | 0 | 0 | 0 | 0 | 0 | 0.91 | 4.46 | 6.99 | 7.93 | 8.32 | 8.41 | 8.38 | 8.31 | 8.21 | 7.98 | 7.64 | 6.73 | 3.89 | 0.62 | 0 | 0 | 0 | 0 | 0 | 0 | 0 | 0 | 0 | 0 | 0.31 | 3.34 | 6.28 | 7.47 | 8.01 | 8.18 | 8.16 | 8 | 7.79 | 7.47 | 6.89 | 5.48 | 2.03 | 0.06 | 0 | 0 | 0 | 0 | 0 | 0 | 0 | 0 | 0 | 0 | 0.07 | 2.47 | 6.45 | 7.51 | 7.9 | 7.97 | 7.96 | 7.92 | 7.83 | 7.71 | 6.97 | 3.9 | 0.47 | 0 | 0 | 0 | 0 | 0 | 0 | 0 | 0 | 0 | 0 | 0 | 0 | 1.41 | 5.61 | 7.13 | 7.34 | 7.28 | 7.3 | 7.34 | 7.37 | 7.21 | 5.64 | 1.59 | 0.02 | 0 | 0 | 0 | 0 | 0 | 0 | 0 | 0 | 0 | 0 | 0 | 0 | 0.26 | 3.29 | 6.14 | 6.65 | 6.47 | 6.29 | 6.37 | 6.38 | 6.08 | 3.51 | 0.35 | 0 | 0 | 0 | 0 | 0 | 0 | 0 | 0 | 0 | 0 | 0 | 0 | 0 | 0.01 | 1.22 | 3.88 | 4.66 | 4.91 | 4.82 | 4.97 | 4.7 | 4.29 | 2.44 | 0.21 | 0 | 0 | 0 | 0 | 0 | 0 | 0
BGSKYN_2_AS2SR1 |  | Paired_Solar_1Axis | Solar Tracking | CISO | South | Socal | ID | 105 | 0 | 0 | 0 | 0 | 0 | 0 | 0.05 | 11.71 | 42.91 | 55.41 | 57.59 | 58.82 | 58.09 | 54.56 | 50.49 | 31.82 | 6.26 | 0 | 0 | 0 | 0 | 0 | 0 | 0 | 0 | 0 | 0 | 0 | 0 | 0 | 0.72 | 26.82 | 65.63 | 70.12 | 69.53 | 67.18 | 64.98 | 63.47 | 62.34 | 56.06 | 24.46 | 0.9 | 0 | 0 | 0 | 0 | 0 | 0 | 0 | 0 | 0 | 0 | 0 | 0 | 8.11 | 48.19 | 66.39 | 68.82 | 67.57 | 65.87 | 65.48 | 59.45 | 54.07 | 48.78 | 34.66 | 5.23 | 0 | 0 | 0 | 0 | 0 | 0 | 0 | 0 | 0 | 0 | 0 | 4.64 | 44.8 | 79.31 | 83.59 | 85.62 | 84.99 | 85.55 | 84.62 | 84.44 | 81.8 | 77.48 | 63.9 | 21.22 | 0.5 | 0 | 0 | 0 | 0 | 0 | 0 | 0 | 0 | 0 | 0.14 | 17.29 | 60.12 | 82.08 | 87.66 | 89.62 | 89.82 | 90.54 | 90.41 | 89.2 | 86.97 | 83.47 | 72.91 | 35.87 | 3.38 | 0 | 0 | 0 | 0 | 0 | 0 | 0 | 0 | 0 | 0.31 | 20.49 | 60.17 | 78.89 | 85.07 | 88.47 | 89.18 | 89.66 | 89.51 | 88.5 | 86.32 | 83.32 | 73.89 | 44.65 | 7.64 | 0.01 | 0 | 0 | 0 | 0 | 0 | 0 | 0 | 0 | 0.03 | 9.6 | 46.83 | 73.38 | 83.22 | 87.4 | 88.25 | 88 | 87.24 | 86.19 | 83.83 | 80.25 | 70.66 | 40.87 | 6.51 | 0 | 0 | 0 | 0 | 0 | 0 | 0 | 0 | 0 | 0 | 3.23 | 35.07 | 65.95 | 78.46 | 84.12 | 85.92 | 85.72 | 84.04 | 81.77 | 78.46 | 72.34 | 57.53 | 21.31 | 0.65 | 0 | 0 | 0 | 0 | 0 | 0 | 0 | 0 | 0 | 0 | 0.72 | 25.92 | 67.74 | 78.88 | 82.98 | 83.65 | 83.62 | 83.17 | 82.19 | 80.99 | 73.14 | 40.9 | 4.91 | 0 | 0 | 0 | 0 | 0 | 0 | 0 | 0 | 0 | 0 | 0 | 0.05 | 14.8 | 58.91 | 74.83 | 77.1 | 76.43 | 76.65 | 77.04 | 77.39 | 75.72 | 59.24 | 16.71 | 0.18 | 0 | 0 | 0 | 0 | 0 | 0 | 0 | 0 | 0 | 0 | 0 | 0 | 2.73 | 34.55 | 64.51 | 69.78 | 67.9 | 66.06 | 66.87 | 67.03 | 63.83 | 36.82 | 3.66 | 0 | 0 | 0 | 0 | 0 | 0 | 0 | 0 | 0 | 0 | 0 | 0 | 0 | 0.13 | 12.81 | 40.73 | 48.97 | 51.59 | 50.58 | 52.23 | 49.36 | 45.07 | 25.61 | 2.2 | 0 | 0 | 0 | 0 | 0 | 0 | 0
BGSKYN_2_ASPSR2 |  | Paired_Solar_1Axis | Solar Tracking | CISO | South | Socal | ID | 100 | 0 | 0 | 0 | 0 | 0 | 0 | 0.05 | 11.15 | 40.86 | 52.77 | 54.85 | 56.02 | 55.33 | 51.96 | 48.09 | 30.31 | 5.97 | 0 | 0 | 0 | 0 | 0 | 0 | 0 | 0 | 0 | 0 | 0 | 0 | 0 | 0.69 | 25.55 | 62.5 | 66.78 | 66.22 | 63.98 | 61.88 | 60.45 | 59.37 | 53.39 | 23.3 | 0.86 | 0 | 0 | 0 | 0 | 0 | 0 | 0 | 0 | 0 | 0 | 0 | 0 | 7.72 | 45.9 | 63.23 | 65.54 | 64.35 | 62.73 | 62.36 | 56.62 | 51.49 | 46.46 | 33.01 | 4.98 | 0 | 0 | 0 | 0 | 0 | 0 | 0 | 0 | 0 | 0 | 0 | 4.42 | 42.67 | 75.53 | 79.61 | 81.54 | 80.94 | 81.48 | 80.59 | 80.42 | 77.9 | 73.79 | 60.86 | 20.21 | 0.48 | 0 | 0 | 0 | 0 | 0 | 0 | 0 | 0 | 0 | 0.13 | 16.46 | 57.26 | 78.18 | 83.49 | 85.35 | 85.54 | 86.23 | 86.1 | 84.95 | 82.83 | 79.49 | 69.44 | 34.16 | 3.22 | 0 | 0 | 0 | 0 | 0 | 0 | 0 | 0 | 0 | 0.3 | 19.51 | 57.3 | 75.13 | 81.02 | 84.26 | 84.93 | 85.39 | 85.25 | 84.29 | 82.21 | 79.35 | 70.38 | 42.52 | 7.28 | 0 | 0 | 0 | 0 | 0 | 0 | 0 | 0 | 0 | 0.03 | 9.15 | 44.6 | 69.89 | 79.26 | 83.24 | 84.05 | 83.81 | 83.08 | 82.09 | 79.83 | 76.43 | 67.29 | 38.93 | 6.2 | 0 | 0 | 0 | 0 | 0 | 0 | 0 | 0 | 0 | 0 | 3.08 | 33.4 | 62.81 | 74.72 | 80.11 | 81.83 | 81.64 | 80.04 | 77.87 | 74.72 | 68.89 | 54.8 | 20.3 | 0.62 | 0 | 0 | 0 | 0 | 0 | 0 | 0 | 0 | 0 | 0 | 0.68 | 24.69 | 64.51 | 75.13 | 79.03 | 79.66 | 79.64 | 79.2 | 78.28 | 77.14 | 69.65 | 38.96 | 4.67 | 0 | 0 | 0 | 0 | 0 | 0 | 0 | 0 | 0 | 0 | 0 | 0.05 | 14.09 | 56.11 | 71.27 | 73.43 | 72.79 | 73 | 73.37 | 73.71 | 72.11 | 56.42 | 15.91 | 0.18 | 0 | 0 | 0 | 0 | 0 | 0 | 0 | 0 | 0 | 0 | 0 | 0 | 2.6 | 32.9 | 61.44 | 66.46 | 64.67 | 62.92 | 63.69 | 63.84 | 60.79 | 35.07 | 3.49 | 0 | 0 | 0 | 0 | 0 | 0 | 0 | 0 | 0 | 0 | 0 | 0 | 0 | 0.12 | 12.2 | 38.79 | 46.64 | 49.14 | 48.17 | 49.74 | 47.01 | 42.92 | 24.39 | 2.09 | 0 | 0 | 0 | 0 | 0 | 0 | 0
BGSKYN_2_ASSR1B |  | Paired_Solar_1Axis | Solar Tracking | CISO | South | Socal | ID | 17 | 0 | 0 | 0 | 0 | 0 | 0 | 0.01 | 1.9 | 6.95 | 8.97 | 9.32 | 9.52 | 9.41 | 8.83 | 8.18 | 5.15 | 1.01 | 0 | 0 | 0 | 0 | 0 | 0 | 0 | 0 | 0 | 0 | 0 | 0 | 0 | 0.12 | 4.34 | 10.63 | 11.35 | 11.26 | 10.88 | 10.52 | 10.28 | 10.09 | 9.08 | 3.96 | 0.15 | 0 | 0 | 0 | 0 | 0 | 0 | 0 | 0 | 0 | 0 | 0 | 0 | 1.31 | 7.8 | 10.75 | 11.14 | 10.94 | 10.66 | 10.6 | 9.62 | 8.75 | 7.9 | 5.61 | 0.85 | 0 | 0 | 0 | 0 | 0 | 0 | 0 | 0 | 0 | 0 | 0 | 0.75 | 7.25 | 12.84 | 13.53 | 13.86 | 13.76 | 13.85 | 13.7 | 13.67 | 13.24 | 12.54 | 10.35 | 3.43 | 0.08 | 0 | 0 | 0 | 0 | 0 | 0 | 0 | 0 | 0 | 0.02 | 2.8 | 9.73 | 13.29 | 14.19 | 14.51 | 14.54 | 14.66 | 14.64 | 14.44 | 14.08 | 13.51 | 11.81 | 5.81 | 0.55 | 0 | 0 | 0 | 0 | 0 | 0 | 0 | 0 | 0 | 0.05 | 3.32 | 9.74 | 12.77 | 13.77 | 14.32 | 14.44 | 14.52 | 14.49 | 14.33 | 13.98 | 13.49 | 11.96 | 7.23 | 1.24 | 0 | 0 | 0 | 0 | 0 | 0 | 0 | 0 | 0 | 0 | 1.55 | 7.58 | 11.88 | 13.47 | 14.15 | 14.29 | 14.25 | 14.12 | 13.96 | 13.57 | 12.99 | 11.44 | 6.62 | 1.05 | 0 | 0 | 0 | 0 | 0 | 0 | 0 | 0 | 0 | 0 | 0.52 | 5.68 | 10.68 | 12.7 | 13.62 | 13.91 | 13.88 | 13.61 | 13.24 | 12.7 | 11.71 | 9.32 | 3.45 | 0.11 | 0 | 0 | 0 | 0 | 0 | 0 | 0 | 0 | 0 | 0 | 0.12 | 4.2 | 10.97 | 12.77 | 13.44 | 13.54 | 13.54 | 13.46 | 13.31 | 13.11 | 11.84 | 6.62 | 0.79 | 0 | 0 | 0 | 0 | 0 | 0 | 0 | 0 | 0 | 0 | 0 | 0.01 | 2.4 | 9.54 | 12.12 | 12.48 | 12.37 | 12.41 | 12.47 | 12.53 | 12.26 | 9.59 | 2.71 | 0.03 | 0 | 0 | 0 | 0 | 0 | 0 | 0 | 0 | 0 | 0 | 0 | 0 | 0.44 | 5.59 | 10.44 | 11.3 | 10.99 | 10.7 | 10.83 | 10.85 | 10.33 | 5.96 | 0.59 | 0 | 0 | 0 | 0 | 0 | 0 | 0 | 0 | 0 | 0 | 0 | 0 | 0 | 0.02 | 2.07 | 6.59 | 7.93 | 8.35 | 8.19 | 8.46 | 7.99 | 7.3 | 4.15 | 0.36 | 0 | 0 | 0 | 0 | 0 | 0 | 0
BGSKYN_2_ASSR3A |  | Paired_Solar_1Axis | Solar Tracking | CISO | South | Socal | ID | 15 | 0 | 0 | 0 | 0 | 0 | 0 | 0.01 | 1.67 | 6.13 | 7.92 | 8.23 | 8.4 | 8.3 | 7.79 | 7.21 | 4.55 | 0.89 | 0 | 0 | 0 | 0 | 0 | 0 | 0 | 0 | 0 | 0 | 0 | 0 | 0 | 0.1 | 3.83 | 9.38 | 10.02 | 9.93 | 9.6 | 9.28 | 9.07 | 8.91 | 8.01 | 3.49 | 0.13 | 0 | 0 | 0 | 0 | 0 | 0 | 0 | 0 | 0 | 0 | 0 | 0 | 1.16 | 6.88 | 9.48 | 9.83 | 9.65 | 9.41 | 9.35 | 8.49 | 7.72 | 6.97 | 4.95 | 0.75 | 0 | 0 | 0 | 0 | 0 | 0 | 0 | 0 | 0 | 0 | 0 | 0.66 | 6.4 | 11.33 | 11.94 | 12.23 | 12.14 | 12.22 | 12.09 | 12.06 | 11.69 | 11.07 | 9.13 | 3.03 | 0.07 | 0 | 0 | 0 | 0 | 0 | 0 | 0 | 0 | 0 | 0.02 | 2.47 | 8.59 | 11.73 | 12.52 | 12.8 | 12.83 | 12.93 | 12.92 | 12.74 | 12.42 | 11.92 | 10.42 | 5.12 | 0.48 | 0 | 0 | 0 | 0 | 0 | 0 | 0 | 0 | 0 | 0.04 | 2.93 | 8.6 | 11.27 | 12.15 | 12.64 | 12.74 | 12.81 | 12.79 | 12.64 | 12.33 | 11.9 | 10.56 | 6.38 | 1.09 | 0 | 0 | 0 | 0 | 0 | 0 | 0 | 0 | 0 | 0 | 1.37 | 6.69 | 10.48 | 11.89 | 12.49 | 12.61 | 12.57 | 12.46 | 12.31 | 11.98 | 11.46 | 10.09 | 5.84 | 0.93 | 0 | 0 | 0 | 0 | 0 | 0 | 0 | 0 | 0 | 0 | 0.46 | 5.01 | 9.42 | 11.21 | 12.02 | 12.27 | 12.25 | 12.01 | 11.68 | 11.21 | 10.33 | 8.22 | 3.04 | 0.09 | 0 | 0 | 0 | 0 | 0 | 0 | 0 | 0 | 0 | 0 | 0.1 | 3.7 | 9.68 | 11.27 | 11.85 | 11.95 | 11.95 | 11.88 | 11.74 | 11.57 | 10.45 | 5.84 | 0.7 | 0 | 0 | 0 | 0 | 0 | 0 | 0 | 0 | 0 | 0 | 0 | 0.01 | 2.11 | 8.42 | 10.69 | 11.01 | 10.92 | 10.95 | 11.01 | 11.06 | 10.82 | 8.46 | 2.39 | 0.03 | 0 | 0 | 0 | 0 | 0 | 0 | 0 | 0 | 0 | 0 | 0 | 0 | 0.39 | 4.94 | 9.22 | 9.97 | 9.7 | 9.44 | 9.55 | 9.58 | 9.12 | 5.26 | 0.52 | 0 | 0 | 0 | 0 | 0 | 0 | 0 | 0 | 0 | 0 | 0 | 0 | 0 | 0.02 | 1.83 | 5.82 | 7 | 7.37 | 7.23 | 7.46 | 7.05 | 6.44 | 3.66 | 0.31 | 0 | 0 | 0 | 0 | 0 | 0 | 0
BGSKYN_2_ASSR3B |  | Paired_Solar_1Axis | Solar Tracking | CISO | South | Socal | ID | 5 | 0 | 0 | 0 | 0 | 0 | 0 | 0 | 0.56 | 2.04 | 2.64 | 2.74 | 2.8 | 2.77 | 2.6 | 2.4 | 1.52 | 0.3 | 0 | 0 | 0 | 0 | 0 | 0 | 0 | 0 | 0 | 0 | 0 | 0 | 0 | 0.03 | 1.28 | 3.13 | 3.34 | 3.31 | 3.2 | 3.09 | 3.02 | 2.97 | 2.67 | 1.16 | 0.04 | 0 | 0 | 0 | 0 | 0 | 0 | 0 | 0 | 0 | 0 | 0 | 0 | 0.39 | 2.29 | 3.16 | 3.28 | 3.22 | 3.14 | 3.12 | 2.83 | 2.57 | 2.32 | 1.65 | 0.25 | 0 | 0 | 0 | 0 | 0 | 0 | 0 | 0 | 0 | 0 | 0 | 0.22 | 2.13 | 3.78 | 3.98 | 4.08 | 4.05 | 4.07 | 4.03 | 4.02 | 3.9 | 3.69 | 3.04 | 1.01 | 0.02 | 0 | 0 | 0 | 0 | 0 | 0 | 0 | 0 | 0 | 0.01 | 0.82 | 2.86 | 3.91 | 4.17 | 4.27 | 4.28 | 4.31 | 4.31 | 4.25 | 4.14 | 3.97 | 3.47 | 1.71 | 0.16 | 0 | 0 | 0 | 0 | 0 | 0 | 0 | 0 | 0 | 0.01 | 0.98 | 2.87 | 3.76 | 4.05 | 4.21 | 4.25 | 4.27 | 4.26 | 4.21 | 4.11 | 3.97 | 3.52 | 2.13 | 0.36 | 0 | 0 | 0 | 0 | 0 | 0 | 0 | 0 | 0 | 0 | 0.46 | 2.23 | 3.49 | 3.96 | 4.16 | 4.2 | 4.19 | 4.15 | 4.1 | 3.99 | 3.82 | 3.36 | 1.95 | 0.31 | 0 | 0 | 0 | 0 | 0 | 0 | 0 | 0 | 0 | 0 | 0.15 | 1.67 | 3.14 | 3.74 | 4.01 | 4.09 | 4.08 | 4 | 3.89 | 3.74 | 3.44 | 2.74 | 1.01 | 0.03 | 0 | 0 | 0 | 0 | 0 | 0 | 0 | 0 | 0 | 0 | 0.03 | 1.23 | 3.23 | 3.76 | 3.95 | 3.98 | 3.98 | 3.96 | 3.91 | 3.86 | 3.48 | 1.95 | 0.23 | 0 | 0 | 0 | 0 | 0 | 0 | 0 | 0 | 0 | 0 | 0 | 0 | 0.7 | 2.81 | 3.56 | 3.67 | 3.64 | 3.65 | 3.67 | 3.69 | 3.61 | 2.82 | 0.8 | 0.01 | 0 | 0 | 0 | 0 | 0 | 0 | 0 | 0 | 0 | 0 | 0 | 0 | 0.13 | 1.65 | 3.07 | 3.32 | 3.23 | 3.15 | 3.18 | 3.19 | 3.04 | 1.75 | 0.17 | 0 | 0 | 0 | 0 | 0 | 0 | 0 | 0 | 0 | 0 | 0 | 0 | 0 | 0.01 | 0.61 | 1.94 | 2.33 | 2.46 | 2.41 | 2.49 | 2.35 | 2.15 | 1.22 | 0.1 | 0 | 0 | 0 | 0 | 0 | 0 | 0
BGSKYN_2_BS3SR3 |  | Paired_Solar_1Axis | Solar Tracking | CISO | South | Socal | FC | 20 | 0 | 0 | 0 | 0 | 0 | 0 | 0.01 | 2.23 | 8.17 | 10.55 | 10.97 | 11.2 | 11.07 | 10.39 | 9.62 | 6.06 | 1.19 | 0 | 0 | 0 | 0 | 0 | 0 | 0 | 0 | 0 | 0 | 0 | 0 | 0 | 0.14 | 5.11 | 12.5 | 13.36 | 13.24 | 12.8 | 12.38 | 12.09 | 11.87 | 10.68 | 4.66 | 0.17 | 0 | 0 | 0 | 0 | 0 | 0 | 0 | 0 | 0 | 0 | 0 | 0 | 1.54 | 9.18 | 12.65 | 13.11 | 12.87 | 12.55 | 12.47 | 11.32 | 10.3 | 9.29 | 6.6 | 1 | 0 | 0 | 0 | 0 | 0 | 0 | 0 | 0 | 0 | 0 | 0 | 0.88 | 8.53 | 15.11 | 15.92 | 16.31 | 16.19 | 16.3 | 16.12 | 16.08 | 15.58 | 14.76 | 12.17 | 4.04 | 0.1 | 0 | 0 | 0 | 0 | 0 | 0 | 0 | 0 | 0 | 0.03 | 3.29 | 11.45 | 15.64 | 16.7 | 17.07 | 17.11 | 17.25 | 17.22 | 16.99 | 16.57 | 15.9 | 13.89 | 6.83 | 0.64 | 0 | 0 | 0 | 0 | 0 | 0 | 0 | 0 | 0 | 0.06 | 3.9 | 11.46 | 15.03 | 16.2 | 16.85 | 16.99 | 17.08 | 17.05 | 16.86 | 16.44 | 15.87 | 14.08 | 8.5 | 1.46 | 0 | 0 | 0 | 0 | 0 | 0 | 0 | 0 | 0 | 0.01 | 1.83 | 8.92 | 13.98 | 15.85 | 16.65 | 16.81 | 16.76 | 16.62 | 16.42 | 15.97 | 15.29 | 13.46 | 7.79 | 1.24 | 0 | 0 | 0 | 0 | 0 | 0 | 0 | 0 | 0 | 0 | 0.62 | 6.68 | 12.56 | 14.94 | 16.02 | 16.37 | 16.33 | 16.01 | 15.57 | 14.94 | 13.78 | 10.96 | 4.06 | 0.12 | 0 | 0 | 0 | 0 | 0 | 0 | 0 | 0 | 0 | 0 | 0.14 | 4.94 | 12.9 | 15.03 | 15.81 | 15.93 | 15.93 | 15.84 | 15.66 | 15.43 | 13.93 | 7.79 | 0.93 | 0 | 0 | 0 | 0 | 0 | 0 | 0 | 0 | 0 | 0 | 0 | 0.01 | 2.82 | 11.22 | 14.25 | 14.69 | 14.56 | 14.6 | 14.67 | 14.74 | 14.42 | 11.28 | 3.18 | 0.04 | 0 | 0 | 0 | 0 | 0 | 0 | 0 | 0 | 0 | 0 | 0 | 0 | 0.52 | 6.58 | 12.29 | 13.29 | 12.93 | 12.58 | 12.74 | 12.77 | 12.16 | 7.01 | 0.7 | 0 | 0 | 0 | 0 | 0 | 0 | 0 | 0 | 0 | 0 | 0 | 0 | 0 | 0.02 | 2.44 | 7.76 | 9.33 | 9.83 | 9.63 | 9.95 | 9.4 | 8.58 | 4.88 | 0.42 | 0 | 0 | 0 | 0 | 0 | 0 | 0
BIGSKY_2_BSKSR6 |  | Paired_Solar_1Axis | Solar Tracking | CISO | South | Socal | FC | 20 | 0 | 0 | 0 | 0 | 0 | 0 | 0.01 | 2.23 | 8.17 | 10.55 | 10.97 | 11.2 | 11.07 | 10.39 | 9.62 | 6.06 | 1.19 | 0 | 0 | 0 | 0 | 0 | 0 | 0 | 0 | 0 | 0 | 0 | 0 | 0 | 0.14 | 5.11 | 12.5 | 13.36 | 13.24 | 12.8 | 12.38 | 12.09 | 11.87 | 10.68 | 4.66 | 0.17 | 0 | 0 | 0 | 0 | 0 | 0 | 0 | 0 | 0 | 0 | 0 | 0 | 1.54 | 9.18 | 12.65 | 13.11 | 12.87 | 12.55 | 12.47 | 11.32 | 10.3 | 9.29 | 6.6 | 1 | 0 | 0 | 0 | 0 | 0 | 0 | 0 | 0 | 0 | 0 | 0 | 0.88 | 8.53 | 15.11 | 15.92 | 16.31 | 16.19 | 16.3 | 16.12 | 16.08 | 15.58 | 14.76 | 12.17 | 4.04 | 0.1 | 0 | 0 | 0 | 0 | 0 | 0 | 0 | 0 | 0 | 0.03 | 3.29 | 11.45 | 15.64 | 16.7 | 17.07 | 17.11 | 17.25 | 17.22 | 16.99 | 16.57 | 15.9 | 13.89 | 6.83 | 0.64 | 0 | 0 | 0 | 0 | 0 | 0 | 0 | 0 | 0 | 0.06 | 3.9 | 11.46 | 15.03 | 16.2 | 16.85 | 16.99 | 17.08 | 17.05 | 16.86 | 16.44 | 15.87 | 14.08 | 8.5 | 1.46 | 0 | 0 | 0 | 0 | 0 | 0 | 0 | 0 | 0 | 0.01 | 1.83 | 8.92 | 13.98 | 15.85 | 16.65 | 16.81 | 16.76 | 16.62 | 16.42 | 15.97 | 15.29 | 13.46 | 7.79 | 1.24 | 0 | 0 | 0 | 0 | 0 | 0 | 0 | 0 | 0 | 0 | 0.62 | 6.68 | 12.56 | 14.94 | 16.02 | 16.37 | 16.33 | 16.01 | 15.57 | 14.94 | 13.78 | 10.96 | 4.06 | 0.12 | 0 | 0 | 0 | 0 | 0 | 0 | 0 | 0 | 0 | 0 | 0.14 | 4.94 | 12.9 | 15.03 | 15.81 | 15.93 | 15.93 | 15.84 | 15.66 | 15.43 | 13.93 | 7.79 | 0.93 | 0 | 0 | 0 | 0 | 0 | 0 | 0 | 0 | 0 | 0 | 0 | 0.01 | 2.82 | 11.22 | 14.25 | 14.69 | 14.56 | 14.6 | 14.67 | 14.74 | 14.42 | 11.28 | 3.18 | 0.04 | 0 | 0 | 0 | 0 | 0 | 0 | 0 | 0 | 0 | 0 | 0 | 0 | 0.52 | 6.58 | 12.29 | 13.29 | 12.93 | 12.58 | 12.74 | 12.77 | 12.16 | 7.01 | 0.7 | 0 | 0 | 0 | 0 | 0 | 0 | 0 | 0 | 0 | 0 | 0 | 0 | 0 | 0.02 | 2.44 | 7.76 | 9.33 | 9.83 | 9.63 | 9.95 | 9.4 | 8.58 | 4.88 | 0.42 | 0 | 0 | 0 | 0 | 0 | 0 | 0
BIGSKY_2_BSKSR7 |  | Paired_Solar_1Axis | Solar Tracking | CISO | South | Socal | FC | 20 | 0 | 0 | 0 | 0 | 0 | 0 | 0.01 | 2.23 | 8.17 | 10.55 | 10.97 | 11.2 | 11.07 | 10.39 | 9.62 | 6.06 | 1.19 | 0 | 0 | 0 | 0 | 0 | 0 | 0 | 0 | 0 | 0 | 0 | 0 | 0 | 0.14 | 5.11 | 12.5 | 13.36 | 13.24 | 12.8 | 12.38 | 12.09 | 11.87 | 10.68 | 4.66 | 0.17 | 0 | 0 | 0 | 0 | 0 | 0 | 0 | 0 | 0 | 0 | 0 | 0 | 1.54 | 9.18 | 12.65 | 13.11 | 12.87 | 12.55 | 12.47 | 11.32 | 10.3 | 9.29 | 6.6 | 1 | 0 | 0 | 0 | 0 | 0 | 0 | 0 | 0 | 0 | 0 | 0 | 0.88 | 8.53 | 15.11 | 15.92 | 16.31 | 16.19 | 16.3 | 16.12 | 16.08 | 15.58 | 14.76 | 12.17 | 4.04 | 0.1 | 0 | 0 | 0 | 0 | 0 | 0 | 0 | 0 | 0 | 0.03 | 3.29 | 11.45 | 15.64 | 16.7 | 17.07 | 17.11 | 17.25 | 17.22 | 16.99 | 16.57 | 15.9 | 13.89 | 6.83 | 0.64 | 0 | 0 | 0 | 0 | 0 | 0 | 0 | 0 | 0 | 0.06 | 3.9 | 11.46 | 15.03 | 16.2 | 16.85 | 16.99 | 17.08 | 17.05 | 16.86 | 16.44 | 15.87 | 14.08 | 8.5 | 1.46 | 0 | 0 | 0 | 0 | 0 | 0 | 0 | 0 | 0 | 0.01 | 1.83 | 8.92 | 13.98 | 15.85 | 16.65 | 16.81 | 16.76 | 16.62 | 16.42 | 15.97 | 15.29 | 13.46 | 7.79 | 1.24 | 0 | 0 | 0 | 0 | 0 | 0 | 0 | 0 | 0 | 0 | 0.62 | 6.68 | 12.56 | 14.94 | 16.02 | 16.37 | 16.33 | 16.01 | 15.57 | 14.94 | 13.78 | 10.96 | 4.06 | 0.12 | 0 | 0 | 0 | 0 | 0 | 0 | 0 | 0 | 0 | 0 | 0.14 | 4.94 | 12.9 | 15.03 | 15.81 | 15.93 | 15.93 | 15.84 | 15.66 | 15.43 | 13.93 | 7.79 | 0.93 | 0 | 0 | 0 | 0 | 0 | 0 | 0 | 0 | 0 | 0 | 0 | 0.01 | 2.82 | 11.22 | 14.25 | 14.69 | 14.56 | 14.6 | 14.67 | 14.74 | 14.42 | 11.28 | 3.18 | 0.04 | 0 | 0 | 0 | 0 | 0 | 0 | 0 | 0 | 0 | 0 | 0 | 0 | 0.52 | 6.58 | 12.29 | 13.29 | 12.93 | 12.58 | 12.74 | 12.77 | 12.16 | 7.01 | 0.7 | 0 | 0 | 0 | 0 | 0 | 0 | 0 | 0 | 0 | 0 | 0 | 0 | 0 | 0.02 | 2.44 | 7.76 | 9.33 | 9.83 | 9.63 | 9.95 | 9.4 | 8.58 | 4.88 | 0.42 | 0 | 0 | 0 | 0 | 0 | 0 | 0
BIGSKY_2_BSKSR8 |  | Paired_Solar_1Axis | Solar Tracking | CISO | South | Socal | FC | 20 | 0 | 0 | 0 | 0 | 0 | 0 | 0.01 | 2.23 | 8.17 | 10.55 | 10.97 | 11.2 | 11.07 | 10.39 | 9.62 | 6.06 | 1.19 | 0 | 0 | 0 | 0 | 0 | 0 | 0 | 0 | 0 | 0 | 0 | 0 | 0 | 0.14 | 5.11 | 12.5 | 13.36 | 13.24 | 12.8 | 12.38 | 12.09 | 11.87 | 10.68 | 4.66 | 0.17 | 0 | 0 | 0 | 0 | 0 | 0 | 0 | 0 | 0 | 0 | 0 | 0 | 1.54 | 9.18 | 12.65 | 13.11 | 12.87 | 12.55 | 12.47 | 11.32 | 10.3 | 9.29 | 6.6 | 1 | 0 | 0 | 0 | 0 | 0 | 0 | 0 | 0 | 0 | 0 | 0 | 0.88 | 8.53 | 15.11 | 15.92 | 16.31 | 16.19 | 16.3 | 16.12 | 16.08 | 15.58 | 14.76 | 12.17 | 4.04 | 0.1 | 0 | 0 | 0 | 0 | 0 | 0 | 0 | 0 | 0 | 0.03 | 3.29 | 11.45 | 15.64 | 16.7 | 17.07 | 17.11 | 17.25 | 17.22 | 16.99 | 16.57 | 15.9 | 13.89 | 6.83 | 0.64 | 0 | 0 | 0 | 0 | 0 | 0 | 0 | 0 | 0 | 0.06 | 3.9 | 11.46 | 15.03 | 16.2 | 16.85 | 16.99 | 17.08 | 17.05 | 16.86 | 16.44 | 15.87 | 14.08 | 8.5 | 1.46 | 0 | 0 | 0 | 0 | 0 | 0 | 0 | 0 | 0 | 0.01 | 1.83 | 8.92 | 13.98 | 15.85 | 16.65 | 16.81 | 16.76 | 16.62 | 16.42 | 15.97 | 15.29 | 13.46 | 7.79 | 1.24 | 0 | 0 | 0 | 0 | 0 | 0 | 0 | 0 | 0 | 0 | 0.62 | 6.68 | 12.56 | 14.94 | 16.02 | 16.37 | 16.33 | 16.01 | 15.57 | 14.94 | 13.78 | 10.96 | 4.06 | 0.12 | 0 | 0 | 0 | 0 | 0 | 0 | 0 | 0 | 0 | 0 | 0.14 | 4.94 | 12.9 | 15.03 | 15.81 | 15.93 | 15.93 | 15.84 | 15.66 | 15.43 | 13.93 | 7.79 | 0.93 | 0 | 0 | 0 | 0 | 0 | 0 | 0 | 0 | 0 | 0 | 0 | 0.01 | 2.82 | 11.22 | 14.25 | 14.69 | 14.56 | 14.6 | 14.67 | 14.74 | 14.42 | 11.28 | 3.18 | 0.04 | 0 | 0 | 0 | 0 | 0 | 0 | 0 | 0 | 0 | 0 | 0 | 0 | 0.52 | 6.58 | 12.29 | 13.29 | 12.93 | 12.58 | 12.74 | 12.77 | 12.16 | 7.01 | 0.7 | 0 | 0 | 0 | 0 | 0 | 0 | 0 | 0 | 0 | 0 | 0 | 0 | 0 | 0.02 | 2.44 | 7.76 | 9.33 | 9.83 | 9.63 | 9.95 | 9.4 | 8.58 | 4.88 | 0.42 | 0 | 0 | 0 | 0 | 0 | 0 | 0
BIGSKY_2_SOLAR1 |  | Paired_Solar_1Axis | Solar Tracking | CISO | South | Socal | FC | 20 | 0 | 0 | 0 | 0 | 0 | 0 | 0.01 | 2.23 | 8.17 | 10.55 | 10.97 | 11.2 | 11.07 | 10.39 | 9.62 | 6.06 | 1.19 | 0 | 0 | 0 | 0 | 0 | 0 | 0 | 0 | 0 | 0 | 0 | 0 | 0 | 0.14 | 5.11 | 12.5 | 13.36 | 13.24 | 12.8 | 12.38 | 12.09 | 11.87 | 10.68 | 4.66 | 0.17 | 0 | 0 | 0 | 0 | 0 | 0 | 0 | 0 | 0 | 0 | 0 | 0 | 1.54 | 9.18 | 12.65 | 13.11 | 12.87 | 12.55 | 12.47 | 11.32 | 10.3 | 9.29 | 6.6 | 1 | 0 | 0 | 0 | 0 | 0 | 0 | 0 | 0 | 0 | 0 | 0 | 0.88 | 8.53 | 15.11 | 15.92 | 16.31 | 16.19 | 16.3 | 16.12 | 16.08 | 15.58 | 14.76 | 12.17 | 4.04 | 0.1 | 0 | 0 | 0 | 0 | 0 | 0 | 0 | 0 | 0 | 0.03 | 3.29 | 11.45 | 15.64 | 16.7 | 17.07 | 17.11 | 17.25 | 17.22 | 16.99 | 16.57 | 15.9 | 13.89 | 6.83 | 0.64 | 0 | 0 | 0 | 0 | 0 | 0 | 0 | 0 | 0 | 0.06 | 3.9 | 11.46 | 15.03 | 16.2 | 16.85 | 16.99 | 17.08 | 17.05 | 16.86 | 16.44 | 15.87 | 14.08 | 8.5 | 1.46 | 0 | 0 | 0 | 0 | 0 | 0 | 0 | 0 | 0 | 0.01 | 1.83 | 8.92 | 13.98 | 15.85 | 16.65 | 16.81 | 16.76 | 16.62 | 16.42 | 15.97 | 15.29 | 13.46 | 7.79 | 1.24 | 0 | 0 | 0 | 0 | 0 | 0 | 0 | 0 | 0 | 0 | 0.62 | 6.68 | 12.56 | 14.94 | 16.02 | 16.37 | 16.33 | 16.01 | 15.57 | 14.94 | 13.78 | 10.96 | 4.06 | 0.12 | 0 | 0 | 0 | 0 | 0 | 0 | 0 | 0 | 0 | 0 | 0.14 | 4.94 | 12.9 | 15.03 | 15.81 | 15.93 | 15.93 | 15.84 | 15.66 | 15.43 | 13.93 | 7.79 | 0.93 | 0 | 0 | 0 | 0 | 0 | 0 | 0 | 0 | 0 | 0 | 0 | 0.01 | 2.82 | 11.22 | 14.25 | 14.69 | 14.56 | 14.6 | 14.67 | 14.74 | 14.42 | 11.28 | 3.18 | 0.04 | 0 | 0 | 0 | 0 | 0 | 0 | 0 | 0 | 0 | 0 | 0 | 0 | 0.52 | 6.58 | 12.29 | 13.29 | 12.93 | 12.58 | 12.74 | 12.77 | 12.16 | 7.01 | 0.7 | 0 | 0 | 0 | 0 | 0 | 0 | 0 | 0 | 0 | 0 | 0 | 0 | 0 | 0.02 | 2.44 | 7.76 | 9.33 | 9.83 | 9.63 | 9.95 | 9.4 | 8.58 | 4.88 | 0.42 | 0 | 0 | 0 | 0 | 0 | 0 | 0
BIGSKY_2_SOLAR2 |  | Paired_Solar_1Axis | Solar Tracking | CISO | South | Socal | FC | 40 | 0 | 0 | 0 | 0 | 0 | 0 | 0.02 | 4.46 | 16.35 | 21.11 | 21.94 | 22.41 | 22.13 | 20.79 | 19.24 | 12.12 | 2.39 | 0 | 0 | 0 | 0 | 0 | 0 | 0 | 0 | 0 | 0 | 0 | 0 | 0 | 0.28 | 10.22 | 25 | 26.71 | 26.49 | 25.59 | 24.75 | 24.18 | 23.75 | 21.36 | 9.32 | 0.34 | 0 | 0 | 0 | 0 | 0 | 0 | 0 | 0 | 0 | 0 | 0 | 0 | 3.09 | 18.36 | 25.29 | 26.22 | 25.74 | 25.09 | 24.95 | 22.65 | 20.6 | 18.58 | 13.2 | 1.99 | 0 | 0 | 0 | 0 | 0 | 0 | 0 | 0 | 0 | 0 | 0 | 1.77 | 17.07 | 30.21 | 31.84 | 32.62 | 32.38 | 32.59 | 32.24 | 32.17 | 31.16 | 29.52 | 24.34 | 8.08 | 0.19 | 0 | 0 | 0 | 0 | 0 | 0 | 0 | 0 | 0 | 0.05 | 6.59 | 22.9 | 31.27 | 33.4 | 34.14 | 34.22 | 34.49 | 34.44 | 33.98 | 33.13 | 31.8 | 27.78 | 13.67 | 1.29 | 0 | 0 | 0 | 0 | 0 | 0 | 0 | 0 | 0 | 0.12 | 7.8 | 22.92 | 30.05 | 32.41 | 33.7 | 33.97 | 34.16 | 34.1 | 33.71 | 32.88 | 31.74 | 28.15 | 17.01 | 2.91 | 0 | 0 | 0 | 0 | 0 | 0 | 0 | 0 | 0 | 0.01 | 3.66 | 17.84 | 27.96 | 31.7 | 33.3 | 33.62 | 33.52 | 33.23 | 32.84 | 31.93 | 30.57 | 26.92 | 15.57 | 2.48 | 0 | 0 | 0 | 0 | 0 | 0 | 0 | 0 | 0 | 0 | 1.23 | 13.36 | 25.12 | 29.89 | 32.05 | 32.73 | 32.66 | 32.01 | 31.15 | 29.89 | 27.56 | 21.92 | 8.12 | 0.25 | 0 | 0 | 0 | 0 | 0 | 0 | 0 | 0 | 0 | 0 | 0.27 | 9.87 | 25.81 | 30.05 | 31.61 | 31.87 | 31.86 | 31.68 | 31.31 | 30.85 | 27.86 | 15.58 | 1.87 | 0 | 0 | 0 | 0 | 0 | 0 | 0 | 0 | 0 | 0 | 0 | 0.02 | 5.64 | 22.44 | 28.51 | 29.37 | 29.12 | 29.2 | 29.35 | 29.48 | 28.84 | 22.57 | 6.37 | 0.07 | 0 | 0 | 0 | 0 | 0 | 0 | 0 | 0 | 0 | 0 | 0 | 0 | 1.04 | 13.16 | 24.58 | 26.58 | 25.87 | 25.17 | 25.48 | 25.54 | 24.32 | 14.03 | 1.4 | 0 | 0 | 0 | 0 | 0 | 0 | 0 | 0 | 0 | 0 | 0 | 0 | 0 | 0.05 | 4.88 | 15.51 | 18.66 | 19.65 | 19.27 | 19.9 | 18.81 | 17.17 | 9.76 | 0.84 | 0 | 0 | 0 | 0 | 0 | 0 | 0
BIGSKY_2_SOLAR3 |  | Paired_Solar_1Axis | Solar Tracking | CISO | South | Socal | FC | 20 | 0 | 0 | 0 | 0 | 0 | 0 | 0.01 | 2.23 | 8.17 | 10.55 | 10.97 | 11.2 | 11.07 | 10.39 | 9.62 | 6.06 | 1.19 | 0 | 0 | 0 | 0 | 0 | 0 | 0 | 0 | 0 | 0 | 0 | 0 | 0 | 0.14 | 5.11 | 12.5 | 13.36 | 13.24 | 12.8 | 12.38 | 12.09 | 11.87 | 10.68 | 4.66 | 0.17 | 0 | 0 | 0 | 0 | 0 | 0 | 0 | 0 | 0 | 0 | 0 | 0 | 1.54 | 9.18 | 12.65 | 13.11 | 12.87 | 12.55 | 12.47 | 11.32 | 10.3 | 9.29 | 6.6 | 1 | 0 | 0 | 0 | 0 | 0 | 0 | 0 | 0 | 0 | 0 | 0 | 0.88 | 8.53 | 15.11 | 15.92 | 16.31 | 16.19 | 16.3 | 16.12 | 16.08 | 15.58 | 14.76 | 12.17 | 4.04 | 0.1 | 0 | 0 | 0 | 0 | 0 | 0 | 0 | 0 | 0 | 0.03 | 3.29 | 11.45 | 15.64 | 16.7 | 17.07 | 17.11 | 17.25 | 17.22 | 16.99 | 16.57 | 15.9 | 13.89 | 6.83 | 0.64 | 0 | 0 | 0 | 0 | 0 | 0 | 0 | 0 | 0 | 0.06 | 3.9 | 11.46 | 15.03 | 16.2 | 16.85 | 16.99 | 17.08 | 17.05 | 16.86 | 16.44 | 15.87 | 14.08 | 8.5 | 1.46 | 0 | 0 | 0 | 0 | 0 | 0 | 0 | 0 | 0 | 0.01 | 1.83 | 8.92 | 13.98 | 15.85 | 16.65 | 16.81 | 16.76 | 16.62 | 16.42 | 15.97 | 15.29 | 13.46 | 7.79 | 1.24 | 0 | 0 | 0 | 0 | 0 | 0 | 0 | 0 | 0 | 0 | 0.62 | 6.68 | 12.56 | 14.94 | 16.02 | 16.37 | 16.33 | 16.01 | 15.57 | 14.94 | 13.78 | 10.96 | 4.06 | 0.12 | 0 | 0 | 0 | 0 | 0 | 0 | 0 | 0 | 0 | 0 | 0.14 | 4.94 | 12.9 | 15.03 | 15.81 | 15.93 | 15.93 | 15.84 | 15.66 | 15.43 | 13.93 | 7.79 | 0.93 | 0 | 0 | 0 | 0 | 0 | 0 | 0 | 0 | 0 | 0 | 0 | 0.01 | 2.82 | 11.22 | 14.25 | 14.69 | 14.56 | 14.6 | 14.67 | 14.74 | 14.42 | 11.28 | 3.18 | 0.04 | 0 | 0 | 0 | 0 | 0 | 0 | 0 | 0 | 0 | 0 | 0 | 0 | 0.52 | 6.58 | 12.29 | 13.29 | 12.93 | 12.58 | 12.74 | 12.77 | 12.16 | 7.01 | 0.7 | 0 | 0 | 0 | 0 | 0 | 0 | 0 | 0 | 0 | 0 | 0 | 0 | 0 | 0.02 | 2.44 | 7.76 | 9.33 | 9.83 | 9.63 | 9.95 | 9.4 | 8.58 | 4.88 | 0.42 | 0 | 0 | 0 | 0 | 0 | 0 | 0
BIGSKY_2_SOLAR4 |  | Paired_Solar_1Axis | Solar Tracking | CISO | South | Socal | FC | 20 | 0 | 0 | 0 | 0 | 0 | 0 | 0.01 | 2.23 | 8.17 | 10.55 | 10.97 | 11.2 | 11.07 | 10.39 | 9.62 | 6.06 | 1.19 | 0 | 0 | 0 | 0 | 0 | 0 | 0 | 0 | 0 | 0 | 0 | 0 | 0 | 0.14 | 5.11 | 12.5 | 13.36 | 13.24 | 12.8 | 12.38 | 12.09 | 11.87 | 10.68 | 4.66 | 0.17 | 0 | 0 | 0 | 0 | 0 | 0 | 0 | 0 | 0 | 0 | 0 | 0 | 1.54 | 9.18 | 12.65 | 13.11 | 12.87 | 12.55 | 12.47 | 11.32 | 10.3 | 9.29 | 6.6 | 1 | 0 | 0 | 0 | 0 | 0 | 0 | 0 | 0 | 0 | 0 | 0 | 0.88 | 8.53 | 15.11 | 15.92 | 16.31 | 16.19 | 16.3 | 16.12 | 16.08 | 15.58 | 14.76 | 12.17 | 4.04 | 0.1 | 0 | 0 | 0 | 0 | 0 | 0 | 0 | 0 | 0 | 0.03 | 3.29 | 11.45 | 15.64 | 16.7 | 17.07 | 17.11 | 17.25 | 17.22 | 16.99 | 16.57 | 15.9 | 13.89 | 6.83 | 0.64 | 0 | 0 | 0 | 0 | 0 | 0 | 0 | 0 | 0 | 0.06 | 3.9 | 11.46 | 15.03 | 16.2 | 16.85 | 16.99 | 17.08 | 17.05 | 16.86 | 16.44 | 15.87 | 14.08 | 8.5 | 1.46 | 0 | 0 | 0 | 0 | 0 | 0 | 0 | 0 | 0 | 0.01 | 1.83 | 8.92 | 13.98 | 15.85 | 16.65 | 16.81 | 16.76 | 16.62 | 16.42 | 15.97 | 15.29 | 13.46 | 7.79 | 1.24 | 0 | 0 | 0 | 0 | 0 | 0 | 0 | 0 | 0 | 0 | 0.62 | 6.68 | 12.56 | 14.94 | 16.02 | 16.37 | 16.33 | 16.01 | 15.57 | 14.94 | 13.78 | 10.96 | 4.06 | 0.12 | 0 | 0 | 0 | 0 | 0 | 0 | 0 | 0 | 0 | 0 | 0.14 | 4.94 | 12.9 | 15.03 | 15.81 | 15.93 | 15.93 | 15.84 | 15.66 | 15.43 | 13.93 | 7.79 | 0.93 | 0 | 0 | 0 | 0 | 0 | 0 | 0 | 0 | 0 | 0 | 0 | 0.01 | 2.82 | 11.22 | 14.25 | 14.69 | 14.56 | 14.6 | 14.67 | 14.74 | 14.42 | 11.28 | 3.18 | 0.04 | 0 | 0 | 0 | 0 | 0 | 0 | 0 | 0 | 0 | 0 | 0 | 0 | 0.52 | 6.58 | 12.29 | 13.29 | 12.93 | 12.58 | 12.74 | 12.77 | 12.16 | 7.01 | 0.7 | 0 | 0 | 0 | 0 | 0 | 0 | 0 | 0 | 0 | 0 | 0 | 0 | 0 | 0.02 | 2.44 | 7.76 | 9.33 | 9.83 | 9.63 | 9.95 | 9.4 | 8.58 | 4.88 | 0.42 | 0 | 0 | 0 | 0 | 0 | 0 | 0
BIGSKY_2_SOLAR5 |  | Paired_Solar_1Axis | Solar Tracking | CISO | South | Socal | FC | 5 | 0 | 0 | 0 | 0 | 0 | 0 | 0 | 0.56 | 2.04 | 2.64 | 2.74 | 2.8 | 2.77 | 2.6 | 2.4 | 1.52 | 0.3 | 0 | 0 | 0 | 0 | 0 | 0 | 0 | 0 | 0 | 0 | 0 | 0 | 0 | 0.03 | 1.28 | 3.13 | 3.34 | 3.31 | 3.2 | 3.09 | 3.02 | 2.97 | 2.67 | 1.16 | 0.04 | 0 | 0 | 0 | 0 | 0 | 0 | 0 | 0 | 0 | 0 | 0 | 0 | 0.39 | 2.29 | 3.16 | 3.28 | 3.22 | 3.14 | 3.12 | 2.83 | 2.57 | 2.32 | 1.65 | 0.25 | 0 | 0 | 0 | 0 | 0 | 0 | 0 | 0 | 0 | 0 | 0 | 0.22 | 2.13 | 3.78 | 3.98 | 4.08 | 4.05 | 4.07 | 4.03 | 4.02 | 3.9 | 3.69 | 3.04 | 1.01 | 0.02 | 0 | 0 | 0 | 0 | 0 | 0 | 0 | 0 | 0 | 0.01 | 0.82 | 2.86 | 3.91 | 4.17 | 4.27 | 4.28 | 4.31 | 4.31 | 4.25 | 4.14 | 3.97 | 3.47 | 1.71 | 0.16 | 0 | 0 | 0 | 0 | 0 | 0 | 0 | 0 | 0 | 0.01 | 0.98 | 2.87 | 3.76 | 4.05 | 4.21 | 4.25 | 4.27 | 4.26 | 4.21 | 4.11 | 3.97 | 3.52 | 2.13 | 0.36 | 0 | 0 | 0 | 0 | 0 | 0 | 0 | 0 | 0 | 0 | 0.46 | 2.23 | 3.49 | 3.96 | 4.16 | 4.2 | 4.19 | 4.15 | 4.1 | 3.99 | 3.82 | 3.36 | 1.95 | 0.31 | 0 | 0 | 0 | 0 | 0 | 0 | 0 | 0 | 0 | 0 | 0.15 | 1.67 | 3.14 | 3.74 | 4.01 | 4.09 | 4.08 | 4 | 3.89 | 3.74 | 3.44 | 2.74 | 1.01 | 0.03 | 0 | 0 | 0 | 0 | 0 | 0 | 0 | 0 | 0 | 0 | 0.03 | 1.23 | 3.23 | 3.76 | 3.95 | 3.98 | 3.98 | 3.96 | 3.91 | 3.86 | 3.48 | 1.95 | 0.23 | 0 | 0 | 0 | 0 | 0 | 0 | 0 | 0 | 0 | 0 | 0 | 0 | 0.7 | 2.81 | 3.56 | 3.67 | 3.64 | 3.65 | 3.67 | 3.69 | 3.61 | 2.82 | 0.8 | 0.01 | 0 | 0 | 0 | 0 | 0 | 0 | 0 | 0 | 0 | 0 | 0 | 0 | 0.13 | 1.65 | 3.07 | 3.32 | 3.23 | 3.15 | 3.18 | 3.19 | 3.04 | 1.75 | 0.17 | 0 | 0 | 0 | 0 | 0 | 0 | 0 | 0 | 0 | 0 | 0 | 0 | 0 | 0.01 | 0.61 | 1.94 | 2.33 | 2.46 | 2.41 | 2.49 | 2.35 | 2.15 | 1.22 | 0.1 | 0 | 0 | 0 | 0 | 0 | 0 | 0
BIGSKY_2_SOLAR6 |  | Paired_Solar_1Axis | Solar Tracking | CISO | South | Socal | FC | 85 | 0 | 0 | 0 | 0 | 0 | 0 | 0.04 | 9.48 | 34.73 | 44.86 | 46.62 | 47.62 | 47.03 | 44.17 | 40.88 | 25.76 | 5.07 | 0 | 0 | 0 | 0 | 0 | 0 | 0 | 0 | 0 | 0 | 0 | 0 | 0 | 0.59 | 21.71 | 53.13 | 56.76 | 56.29 | 54.38 | 52.6 | 51.38 | 50.47 | 45.38 | 19.8 | 0.73 | 0 | 0 | 0 | 0 | 0 | 0 | 0 | 0 | 0 | 0 | 0 | 0 | 6.57 | 39.01 | 53.74 | 55.71 | 54.7 | 53.32 | 53.01 | 48.12 | 43.77 | 39.49 | 28.06 | 4.24 | 0 | 0 | 0 | 0 | 0 | 0 | 0 | 0 | 0 | 0 | 0 | 3.76 | 36.27 | 64.2 | 67.67 | 69.31 | 68.8 | 69.26 | 68.5 | 68.36 | 66.22 | 62.72 | 51.73 | 17.17 | 0.4 | 0 | 0 | 0 | 0 | 0 | 0 | 0 | 0 | 0 | 0.11 | 13.99 | 48.67 | 66.45 | 70.97 | 72.55 | 72.71 | 73.3 | 73.19 | 72.21 | 70.4 | 67.57 | 59.03 | 29.04 | 2.73 | 0 | 0 | 0 | 0 | 0 | 0 | 0 | 0 | 0 | 0.25 | 16.58 | 48.71 | 63.86 | 68.87 | 71.62 | 72.19 | 72.58 | 72.46 | 71.64 | 69.88 | 67.45 | 59.82 | 36.14 | 6.19 | 0 | 0 | 0 | 0 | 0 | 0 | 0 | 0 | 0 | 0.02 | 7.77 | 37.91 | 59.41 | 67.37 | 70.75 | 71.44 | 71.24 | 70.62 | 69.78 | 67.86 | 64.97 | 57.2 | 33.09 | 5.27 | 0 | 0 | 0 | 0 | 0 | 0 | 0 | 0 | 0 | 0 | 2.62 | 28.39 | 53.39 | 63.51 | 68.1 | 69.56 | 69.39 | 68.03 | 66.19 | 63.52 | 58.56 | 46.58 | 17.25 | 0.53 | 0 | 0 | 0 | 0 | 0 | 0 | 0 | 0 | 0 | 0 | 0.58 | 20.98 | 54.84 | 63.86 | 67.18 | 67.71 | 67.7 | 67.32 | 66.53 | 65.57 | 59.21 | 33.11 | 3.97 | 0 | 0 | 0 | 0 | 0 | 0 | 0 | 0 | 0 | 0 | 0 | 0.04 | 11.98 | 47.69 | 60.58 | 62.42 | 61.87 | 62.05 | 62.37 | 62.65 | 61.29 | 47.96 | 13.53 | 0.15 | 0 | 0 | 0 | 0 | 0 | 0 | 0 | 0 | 0 | 0 | 0 | 0 | 2.21 | 27.97 | 52.22 | 56.49 | 54.97 | 53.48 | 54.14 | 54.27 | 51.67 | 29.81 | 2.97 | 0 | 0 | 0 | 0 | 0 | 0 | 0 | 0 | 0 | 0 | 0 | 0 | 0 | 0.1 | 10.37 | 32.97 | 39.64 | 41.77 | 40.94 | 42.28 | 39.96 | 36.48 | 20.73 | 1.78 | 0 | 0 | 0 | 0 | 0 | 0 | 0
BIGSKY_2_SOLAR7 |  | Paired_Solar_1Axis | Solar Tracking | CISO | South | Socal | FC | 50 | 0 | 0 | 0 | 0 | 0 | 0 | 0.02 | 5.58 | 20.43 | 26.39 | 27.42 | 28.01 | 27.66 | 25.98 | 24.04 | 15.15 | 2.98 | 0 | 0 | 0 | 0 | 0 | 0 | 0 | 0 | 0 | 0 | 0 | 0 | 0 | 0.34 | 12.77 | 31.25 | 33.39 | 33.11 | 31.99 | 30.94 | 30.22 | 29.69 | 26.7 | 11.65 | 0.43 | 0 | 0 | 0 | 0 | 0 | 0 | 0 | 0 | 0 | 0 | 0 | 0 | 3.86 | 22.95 | 31.61 | 32.77 | 32.18 | 31.37 | 31.18 | 28.31 | 25.75 | 23.23 | 16.5 | 2.49 | 0 | 0 | 0 | 0 | 0 | 0 | 0 | 0 | 0 | 0 | 0 | 2.21 | 21.34 | 37.77 | 39.8 | 40.77 | 40.47 | 40.74 | 40.3 | 40.21 | 38.95 | 36.9 | 30.43 | 10.1 | 0.24 | 0 | 0 | 0 | 0 | 0 | 0 | 0 | 0 | 0 | 0.07 | 8.23 | 28.63 | 39.09 | 41.75 | 42.68 | 42.77 | 43.12 | 43.05 | 42.47 | 41.41 | 39.75 | 34.72 | 17.08 | 1.61 | 0 | 0 | 0 | 0 | 0 | 0 | 0 | 0 | 0 | 0.15 | 9.76 | 28.65 | 37.57 | 40.51 | 42.13 | 42.46 | 42.69 | 42.63 | 42.14 | 41.11 | 39.67 | 35.19 | 21.26 | 3.64 | 0 | 0 | 0 | 0 | 0 | 0 | 0 | 0 | 0 | 0.01 | 4.57 | 22.3 | 34.94 | 39.63 | 41.62 | 42.03 | 41.9 | 41.54 | 41.04 | 39.92 | 38.22 | 33.65 | 19.46 | 3.1 | 0 | 0 | 0 | 0 | 0 | 0 | 0 | 0 | 0 | 0 | 1.54 | 16.7 | 31.4 | 37.36 | 40.06 | 40.92 | 40.82 | 40.02 | 38.94 | 37.36 | 34.45 | 27.4 | 10.15 | 0.31 | 0 | 0 | 0 | 0 | 0 | 0 | 0 | 0 | 0 | 0 | 0.34 | 12.34 | 32.26 | 37.56 | 39.52 | 39.83 | 39.82 | 39.6 | 39.14 | 38.57 | 34.83 | 19.48 | 2.34 | 0 | 0 | 0 | 0 | 0 | 0 | 0 | 0 | 0 | 0 | 0 | 0.02 | 7.05 | 28.05 | 35.63 | 36.72 | 36.4 | 36.5 | 36.69 | 36.85 | 36.05 | 28.21 | 7.96 | 0.09 | 0 | 0 | 0 | 0 | 0 | 0 | 0 | 0 | 0 | 0 | 0 | 0 | 1.3 | 16.45 | 30.72 | 33.23 | 32.33 | 31.46 | 31.84 | 31.92 | 30.39 | 17.53 | 1.74 | 0 | 0 | 0 | 0 | 0 | 0 | 0 | 0 | 0 | 0 | 0 | 0 | 0 | 0.06 | 6.1 | 19.39 | 23.32 | 24.57 | 24.09 | 24.87 | 23.51 | 21.46 | 12.19 | 1.05 | 0 | 0 | 0 | 0 | 0 | 0 | 0
BKRFLD_2_SOLAR1 |  | Solar_1Axis | Solar Tracking | CISO | North | Norcal | FC | 1.38 | 0 | 0 | 0 | 0 | 0 | 0 | 0 | 0.03 | 0.23 | 0.43 | 0.53 | 0.59 | 0.59 | 0.55 | 0.52 | 0.35 | 0.08 | 0 | 0 | 0 | 0 | 0 | 0 | 0 | 0 | 0 | 0 | 0 | 0 | 0 | 0 | 0.17 | 0.71 | 0.88 | 0.9 | 0.86 | 0.84 | 0.84 | 0.86 | 0.73 | 0.38 | 0.02 | 0 | 0 | 0 | 0 | 0 | 0 | 0 | 0 | 0 | 0 | 0 | 0 | 0.04 | 0.44 | 0.83 | 0.89 | 0.83 | 0.85 | 0.84 | 0.77 | 0.72 | 0.67 | 0.47 | 0.11 | 0 | 0 | 0 | 0 | 0 | 0 | 0 | 0 | 0 | 0 | 0 | 0.02 | 0.41 | 0.91 | 1 | 0.99 | 0.98 | 1 | 1 | 0.99 | 1 | 0.96 | 0.88 | 0.41 | 0.02 | 0 | 0 | 0 | 0 | 0 | 0 | 0 | 0 | 0 | 0 | 0.15 | 0.72 | 1.01 | 1.06 | 1.06 | 1.05 | 1.07 | 1.07 | 1.09 | 1.09 | 1.07 | 1.01 | 0.62 | 0.1 | 0 | 0 | 0 | 0 | 0 | 0 | 0 | 0 | 0 | 0 | 0.22 | 0.79 | 1.07 | 1.15 | 1.16 | 1.17 | 1.18 | 1.17 | 1.16 | 1.16 | 1.14 | 1.06 | 0.78 | 0.22 | 0 | 0 | 0 | 0 | 0 | 0 | 0 | 0 | 0 | 0 | 0.1 | 0.63 | 1.02 | 1.13 | 1.15 | 1.15 | 1.15 | 1.15 | 1.13 | 1.13 | 1.09 | 1.01 | 0.71 | 0.17 | 0 | 0 | 0 | 0 | 0 | 0 | 0 | 0 | 0 | 0 | 0.01 | 0.37 | 0.86 | 1.04 | 1.09 | 1.09 | 1.1 | 1.09 | 1.08 | 1.08 | 1.01 | 0.83 | 0.37 | 0.02 | 0 | 0 | 0 | 0 | 0 | 0 | 0 | 0 | 0 | 0 | 0 | 0.23 | 0.81 | 1.02 | 1.06 | 1.05 | 1.04 | 1.04 | 1.05 | 1.06 | 1 | 0.66 | 0.13 | 0 | 0 | 0 | 0 | 0 | 0 | 0 | 0 | 0 | 0 | 0 | 0 | 0.07 | 0.54 | 0.89 | 0.92 | 0.9 | 0.88 | 0.88 | 0.9 | 0.89 | 0.75 | 0.25 | 0.01 | 0 | 0 | 0 | 0 | 0 | 0 | 0 | 0 | 0 | 0 | 0 | 0 | 0 | 0.21 | 0.63 | 0.74 | 0.73 | 0.71 | 0.73 | 0.75 | 0.7 | 0.44 | 0.05 | 0 | 0 | 0 | 0 | 0 | 0 | 0 | 0 | 0 | 0 | 0 | 0 | 0 | 0 | 0.04 | 0.28 | 0.46 | 0.56 | 0.59 | 0.58 | 0.56 | 0.52 | 0.29 | 0.03 | 0 | 0 | 0 | 0 | 0 | 0 | 0
BLAST_1_WIND |  | Wind | Wind | CISO | South | Socal | FC | 49 | 4.55 | 4.73 | 5.4 | 5.08 | 5.03 | 4.69 | 3.83 | 3.31 | 3.49 | 3.49 | 3.46 | 3.62 | 4.01 | 4.59 | 4.57 | 5 | 4.39 | 4.39 | 4.12 | 4.18 | 4.01 | 3.93 | 4.09 | 3.9 | 6.06 | 6.71 | 6.94 | 6.56 | 5.8 | 5.47 | 5.71 | 5.78 | 5.58 | 6.24 | 6.48 | 6.61 | 7.69 | 7.17 | 8.23 | 7.28 | 8.71 | 8.61 | 9.94 | 9.55 | 9.66 | 8.74 | 7.87 | 6.64 | 9.91 | 10.32 | 9.63 | 9.06 | 8.34 | 7.15 | 6.87 | 6.56 | 7.15 | 6.29 | 6.41 | 7.17 | 8 | 9.34 | 9.82 | 10.95 | 11.23 | 11.46 | 11.13 | 11 | 10.8 | 10.92 | 11.61 | 10.45 | 17.73 | 15.87 | 13.83 | 11.78 | 10.14 | 8.74 | 6.1 | 4.59 | 4.3 | 4.03 | 3.74 | 4.03 | 4.42 | 6.69 | 10.02 | 13.27 | 15.96 | 17.44 | 17.93 | 18.44 | 19.47 | 18.41 | 17.77 | 17.96 | 19.83 | 18.67 | 18.26 | 16.47 | 13.57 | 11.19 | 8.36 | 6.45 | 4.49 | 3.62 | 3.18 | 2.99 | 4.16 | 6.87 | 11.2 | 16.17 | 18.77 | 20.71 | 20.21 | 20.21 | 20.63 | 20.95 | 21.48 | 20.14 | 19.76 | 18.56 | 17.06 | 14.44 | 12.56 | 9.85 | 6.97 | 4.66 | 3.67 | 2.47 | 2.91 | 3.04 | 3.75 | 5.8 | 9.37 | 12.94 | 15.81 | 18.41 | 20.46 | 22.45 | 21.95 | 21.85 | 21.67 | 20.82 | 22.15 | 20.44 | 18.06 | 16.28 | 14.26 | 11.1 | 8.13 | 4.99 | 3.14 | 2.29 | 2.78 | 3.81 | 5.44 | 8.1 | 11.12 | 15.06 | 18.35 | 20.87 | 22.63 | 23.17 | 24.1 | 23.97 | 23.55 | 22.74 | 18.19 | 16.37 | 14.12 | 11.45 | 10.07 | 8.09 | 5.61 | 3.54 | 2.56 | 2.1 | 2.38 | 3.01 | 4.38 | 6.13 | 8.72 | 11.56 | 14.7 | 16.94 | 19.2 | 20.51 | 20.59 | 19.94 | 19.51 | 18.74 | 12.36 | 11.97 | 11.07 | 8.51 | 7.33 | 6.23 | 4.68 | 3.36 | 2.56 | 2.8 | 3.43 | 4.01 | 4.92 | 6.1 | 8 | 9.35 | 10.4 | 12.29 | 14.2 | 14.95 | 14.75 | 13.88 | 12.97 | 12.3 | 5.52 | 5.35 | 5.1 | 4.54 | 4.18 | 4.01 | 2.85 | 2.1 | 1.76 | 1.93 | 2.47 | 2.67 | 2.46 | 2.79 | 2.95 | 3.66 | 4.94 | 5.57 | 6.35 | 7.28 | 6.56 | 5.96 | 5.47 | 5.39 | 2.85 | 3.15 | 3.04 | 3.18 | 2.94 | 2.88 | 2.72 | 2.37 | 2.48 | 2.8 | 3.06 | 3.54 | 3.39 | 3.47 | 3.68 | 3.77 | 3.32 | 3.23 | 3.92 | 4.03 | 4.01 | 3.57 | 3.27 | 3.01 | 3.22 | 3.29 | 3.48 | 3.31 | 3.48 | 3.29 | 2.91 | 3.5 | 3.26 | 2.93 | 2.89 | 3.07 | 3.49 | 3.88 | 3.59 | 3.04 | 3.12 | 3.17 | 3.3 | 3.21 | 3.47 | 3.73 | 3.81 | 3.54
BLCKWL_6_SOLAR1 |  | Solar_1Axis | Solar Tracking | CISO | North | Norcal | FC | 12 | 0 | 0 | 0 | 0 | 0 | 0 | 0 | 0.25 | 1.97 | 3.75 | 4.63 | 5.1 | 5.1 | 4.82 | 4.51 | 3.08 | 0.67 | 0 | 0 | 0 | 0 | 0 | 0 | 0 | 0 | 0 | 0 | 0 | 0 | 0 | 0 | 1.48 | 6.16 | 7.68 | 7.85 | 7.44 | 7.33 | 7.28 | 7.44 | 6.34 | 3.33 | 0.18 | 0 | 0 | 0 | 0 | 0 | 0 | 0 | 0 | 0 | 0 | 0 | 0 | 0.31 | 3.83 | 7.19 | 7.71 | 7.23 | 7.43 | 7.32 | 6.74 | 6.22 | 5.79 | 4.08 | 0.94 | 0 | 0 | 0 | 0 | 0 | 0 | 0 | 0 | 0 | 0 | 0 | 0.17 | 3.58 | 7.9 | 8.69 | 8.64 | 8.49 | 8.69 | 8.71 | 8.58 | 8.72 | 8.36 | 7.63 | 3.54 | 0.16 | 0 | 0 | 0 | 0 | 0 | 0 | 0 | 0 | 0 | 0 | 1.32 | 6.23 | 8.78 | 9.18 | 9.19 | 9.11 | 9.31 | 9.3 | 9.52 | 9.52 | 9.31 | 8.77 | 5.43 | 0.84 | 0 | 0 | 0 | 0 | 0 | 0 | 0 | 0 | 0 | 0.01 | 1.89 | 6.88 | 9.32 | 9.98 | 10.11 | 10.18 | 10.24 | 10.21 | 10.12 | 10.12 | 9.9 | 9.18 | 6.8 | 1.92 | 0.02 | 0 | 0 | 0 | 0 | 0 | 0 | 0 | 0 | 0 | 0.86 | 5.52 | 8.9 | 9.83 | 9.96 | 10.03 | 9.99 | 9.97 | 9.86 | 9.85 | 9.45 | 8.76 | 6.14 | 1.44 | 0.01 | 0 | 0 | 0 | 0 | 0 | 0 | 0 | 0 | 0 | 0.12 | 3.24 | 7.48 | 9.04 | 9.46 | 9.5 | 9.58 | 9.5 | 9.43 | 9.36 | 8.81 | 7.22 | 3.21 | 0.18 | 0 | 0 | 0 | 0 | 0 | 0 | 0 | 0 | 0 | 0 | 0.01 | 1.98 | 7.05 | 8.88 | 9.18 | 9.11 | 9.01 | 9.02 | 9.15 | 9.19 | 8.66 | 5.7 | 1.12 | 0 | 0 | 0 | 0 | 0 | 0 | 0 | 0 | 0 | 0 | 0 | 0 | 0.59 | 4.68 | 7.74 | 7.97 | 7.81 | 7.62 | 7.67 | 7.81 | 7.78 | 6.55 | 2.18 | 0.05 | 0 | 0 | 0 | 0 | 0 | 0 | 0 | 0 | 0 | 0 | 0 | 0 | 0.02 | 1.82 | 5.49 | 6.47 | 6.35 | 6.14 | 6.32 | 6.51 | 6.12 | 3.83 | 0.45 | 0 | 0 | 0 | 0 | 0 | 0 | 0 | 0 | 0 | 0 | 0 | 0 | 0 | 0 | 0.36 | 2.46 | 4.03 | 4.9 | 5.15 | 5.01 | 4.85 | 4.49 | 2.51 | 0.27 | 0 | 0 | 0 | 0 | 0 | 0 | 0
BLKCRK_2_SOLAR1 |  | Paired_Solar_1Axis | Solar Tracking | CISO | South | Socal | EO | 250 | 0 | 0 | 0 | 0 | 0 | 0 | 0.12 | 27.89 | 102.16 | 131.93 | 137.12 | 140.05 | 138.31 | 129.91 | 120.22 | 75.77 | 14.92 | 0 | 0 | 0 | 0 | 0 | 0 | 0 | 0 | 0 | 0 | 0 | 0 | 0 | 1.72 | 63.86 | 156.25 | 166.95 | 165.56 | 159.95 | 154.71 | 151.12 | 148.43 | 133.48 | 58.24 | 2.15 | 0 | 0 | 0 | 0 | 0 | 0 | 0 | 0 | 0 | 0 | 0 | 0 | 19.31 | 114.75 | 158.07 | 163.85 | 160.88 | 156.83 | 155.91 | 141.54 | 128.73 | 116.15 | 82.52 | 12.46 | 0 | 0 | 0 | 0 | 0 | 0 | 0 | 0 | 0 | 0 | 0 | 11.06 | 106.68 | 188.84 | 199.02 | 203.86 | 202.36 | 203.7 | 201.48 | 201.05 | 194.75 | 184.48 | 152.14 | 50.51 | 1.19 | 0 | 0 | 0 | 0 | 0 | 0 | 0 | 0 | 0 | 0.33 | 41.16 | 143.14 | 195.44 | 208.73 | 213.38 | 213.85 | 215.58 | 215.26 | 212.37 | 207.07 | 198.73 | 173.6 | 85.41 | 8.04 | 0 | 0 | 0 | 0 | 0 | 0 | 0 | 0 | 0 | 0.75 | 48.78 | 143.26 | 187.83 | 202.55 | 210.65 | 212.32 | 213.47 | 213.13 | 210.72 | 205.53 | 198.37 | 175.94 | 106.31 | 18.2 | 0.01 | 0 | 0 | 0 | 0 | 0 | 0 | 0 | 0 | 0.06 | 22.86 | 111.5 | 174.72 | 198.15 | 208.1 | 210.13 | 209.52 | 207.71 | 205.22 | 199.58 | 191.08 | 168.24 | 97.32 | 15.5 | 0.01 | 0 | 0 | 0 | 0 | 0 | 0 | 0 | 0 | 0 | 7.7 | 83.49 | 157.02 | 186.81 | 200.29 | 204.58 | 204.1 | 200.09 | 194.68 | 186.81 | 172.23 | 136.99 | 50.74 | 1.55 | 0 | 0 | 0 | 0 | 0 | 0 | 0 | 0 | 0 | 0 | 1.71 | 61.72 | 161.29 | 187.82 | 197.58 | 199.16 | 199.1 | 198.01 | 195.69 | 192.84 | 174.13 | 97.39 | 11.68 | 0 | 0 | 0 | 0 | 0 | 0 | 0 | 0 | 0 | 0 | 0 | 0.12 | 35.23 | 140.27 | 178.17 | 183.58 | 181.98 | 182.49 | 183.44 | 184.26 | 180.27 | 141.05 | 39.79 | 0.44 | 0 | 0 | 0 | 0 | 0 | 0 | 0 | 0 | 0 | 0 | 0 | 0 | 6.51 | 82.25 | 153.6 | 166.14 | 161.67 | 157.29 | 159.22 | 159.6 | 151.97 | 87.67 | 8.72 | 0 | 0 | 0 | 0 | 0 | 0 | 0 | 0 | 0 | 0 | 0 | 0 | 0 | 0.3 | 30.5 | 96.97 | 116.6 | 122.84 | 120.43 | 124.35 | 117.53 | 107.3 | 60.97 | 5.23 | 0 | 0 | 0 | 0 | 0 | 0 | 0
BLYTHE_1_SOLAR1 |  | Solar_Fixed | Solar Fixed | CISO | South | Socal | EO | 21 | 0 | 0 | 0 | 0 | 0 | 0 | 0.03 | 2.51 | 8.67 | 11.81 | 13 | 13.51 | 12.89 | 12.31 | 10.3 | 5.7 | 0.83 | 0 | 0 | 0 | 0 | 0 | 0 | 0 | 0 | 0 | 0 | 0 | 0 | 0 | 0.2 | 4.57 | 11.02 | 13.48 | 14.34 | 14.5 | 13.92 | 13.23 | 11.95 | 9.38 | 3.41 | 0.09 | 0 | 0 | 0 | 0 | 0 | 0 | 0 | 0 | 0 | 0 | 0 | 0 | 1.51 | 7.99 | 12.38 | 14.11 | 14.43 | 14.62 | 14.02 | 13.26 | 11.95 | 9.72 | 5.24 | 0.69 | 0 | 0 | 0 | 0 | 0 | 0 | 0 | 0 | 0 | 0 | 0 | 0.74 | 6.19 | 12.49 | 15.67 | 17 | 17.67 | 17.68 | 17.35 | 16.89 | 15.54 | 13.41 | 9.16 | 2.4 | 0.06 | 0 | 0 | 0 | 0 | 0 | 0 | 0 | 0 | 0 | 0.04 | 2.47 | 8.81 | 13.19 | 15.86 | 17.48 | 18.22 | 18.39 | 18.21 | 17.83 | 16.66 | 14.57 | 10.62 | 4.12 | 0.32 | 0 | 0 | 0 | 0 | 0 | 0 | 0 | 0 | 0 | 0.08 | 2.79 | 8.6 | 12.87 | 16.02 | 17.54 | 18.44 | 18.46 | 18.33 | 17.8 | 16.4 | 14.36 | 11.17 | 5.31 | 0.72 | 0 | 0 | 0 | 0 | 0 | 0 | 0 | 0 | 0 | 0 | 1.48 | 6.2 | 11.24 | 14.28 | 16.12 | 17.22 | 17.63 | 17.46 | 16.88 | 15.57 | 13.63 | 10.43 | 4.8 | 0.57 | 0 | 0 | 0 | 0 | 0 | 0 | 0 | 0 | 0 | 0 | 0.61 | 5.39 | 11.32 | 14.31 | 16.3 | 17.74 | 18.11 | 17.36 | 16.82 | 15.42 | 13.16 | 8.85 | 2.58 | 0.08 | 0 | 0 | 0 | 0 | 0 | 0 | 0 | 0 | 0 | 0 | 0.19 | 4.24 | 11 | 14.47 | 16.24 | 17.3 | 17.53 | 17.53 | 16.75 | 15.1 | 12.03 | 5.62 | 0.59 | 0 | 0 | 0 | 0 | 0 | 0 | 0 | 0 | 0 | 0 | 0 | 0.03 | 2.67 | 9.83 | 13.97 | 15.73 | 16.83 | 17 | 16.73 | 15.91 | 14.24 | 9.44 | 2.21 | 0.03 | 0 | 0 | 0 | 0 | 0 | 0 | 0 | 0 | 0 | 0 | 0 | 0 | 0.69 | 6.24 | 12.26 | 14.26 | 15.15 | 15.35 | 14.93 | 14.06 | 11.58 | 5.41 | 0.41 | 0 | 0 | 0 | 0 | 0 | 0 | 0 | 0 | 0 | 0 | 0 | 0 | 0 | 0.08 | 2.78 | 8.09 | 10.93 | 11.9 | 12.54 | 12.41 | 11.35 | 8.91 | 4.11 | 0.26 | 0 | 0 | 0 | 0 | 0 | 0 | 0
BLYTHE_1_SOLAR2 |  | Solar_1Axis | Solar Tracking | CISO | South | Socal | EO | 20 | 0 | 0 | 0 | 0 | 0 | 0 | 0.01 | 2.23 | 8.17 | 10.55 | 10.97 | 11.2 | 11.07 | 10.39 | 9.62 | 6.06 | 1.19 | 0 | 0 | 0 | 0 | 0 | 0 | 0 | 0 | 0 | 0 | 0 | 0 | 0 | 0.14 | 5.11 | 12.5 | 13.36 | 13.24 | 12.8 | 12.38 | 12.09 | 11.87 | 10.68 | 4.66 | 0.17 | 0 | 0 | 0 | 0 | 0 | 0 | 0 | 0 | 0 | 0 | 0 | 0 | 1.54 | 9.18 | 12.65 | 13.11 | 12.87 | 12.55 | 12.47 | 11.32 | 10.3 | 9.29 | 6.6 | 1 | 0 | 0 | 0 | 0 | 0 | 0 | 0 | 0 | 0 | 0 | 0 | 0.88 | 8.53 | 15.11 | 15.92 | 16.31 | 16.19 | 16.3 | 16.12 | 16.08 | 15.58 | 14.76 | 12.17 | 4.04 | 0.1 | 0 | 0 | 0 | 0 | 0 | 0 | 0 | 0 | 0 | 0.03 | 3.29 | 11.45 | 15.64 | 16.7 | 17.07 | 17.11 | 17.25 | 17.22 | 16.99 | 16.57 | 15.9 | 13.89 | 6.83 | 0.64 | 0 | 0 | 0 | 0 | 0 | 0 | 0 | 0 | 0 | 0.06 | 3.9 | 11.46 | 15.03 | 16.2 | 16.85 | 16.99 | 17.08 | 17.05 | 16.86 | 16.44 | 15.87 | 14.08 | 8.5 | 1.46 | 0 | 0 | 0 | 0 | 0 | 0 | 0 | 0 | 0 | 0.01 | 1.83 | 8.92 | 13.98 | 15.85 | 16.65 | 16.81 | 16.76 | 16.62 | 16.42 | 15.97 | 15.29 | 13.46 | 7.79 | 1.24 | 0 | 0 | 0 | 0 | 0 | 0 | 0 | 0 | 0 | 0 | 0.62 | 6.68 | 12.56 | 14.94 | 16.02 | 16.37 | 16.33 | 16.01 | 15.57 | 14.94 | 13.78 | 10.96 | 4.06 | 0.12 | 0 | 0 | 0 | 0 | 0 | 0 | 0 | 0 | 0 | 0 | 0.14 | 4.94 | 12.9 | 15.03 | 15.81 | 15.93 | 15.93 | 15.84 | 15.66 | 15.43 | 13.93 | 7.79 | 0.93 | 0 | 0 | 0 | 0 | 0 | 0 | 0 | 0 | 0 | 0 | 0 | 0.01 | 2.82 | 11.22 | 14.25 | 14.69 | 14.56 | 14.6 | 14.67 | 14.74 | 14.42 | 11.28 | 3.18 | 0.04 | 0 | 0 | 0 | 0 | 0 | 0 | 0 | 0 | 0 | 0 | 0 | 0 | 0.52 | 6.58 | 12.29 | 13.29 | 12.93 | 12.58 | 12.74 | 12.77 | 12.16 | 7.01 | 0.7 | 0 | 0 | 0 | 0 | 0 | 0 | 0 | 0 | 0 | 0 | 0 | 0 | 0 | 0.02 | 2.44 | 7.76 | 9.33 | 9.83 | 9.63 | 9.95 | 9.4 | 8.58 | 4.88 | 0.42 | 0 | 0 | 0 | 0 | 0 | 0 | 0
BRDSLD_2_HIWIND |  | Wind | Wind | CISO | North | Norcal | FC | 162 | 11.28 | 12.16 | 10.04 | 10.25 | 9.95 | 9.99 | 10.29 | 11.21 | 10.14 | 8.66 | 8.85 | 8.22 | 8.01 | 7.44 | 6.71 | 6.46 | 6.79 | 7.56 | 9.2 | 11.28 | 11.64 | 12.34 | 11.82 | 11.72 | 23.64 | 23.62 | 21.79 | 21.02 | 19.54 | 18.84 | 19.17 | 21.17 | 18.62 | 17.29 | 17.16 | 15.32 | 14.77 | 15.49 | 16 | 13.72 | 11.68 | 12.11 | 13.76 | 18.95 | 20.5 | 20.19 | 24.17 | 25.05 | 29.14 | 26.57 | 25.56 | 24.14 | 19.65 | 16 | 17.23 | 16.96 | 13.8 | 12.31 | 11.54 | 12.62 | 12.54 | 15.65 | 15.94 | 17.59 | 20.03 | 22.81 | 28.7 | 30.37 | 30.39 | 30.11 | 29.95 | 30.66 | 64.98 | 60.21 | 52.08 | 48.13 | 42.31 | 38.7 | 31.19 | 25.94 | 22.38 | 21.4 | 18.18 | 16.13 | 17.05 | 21.86 | 26.5 | 37.39 | 44.78 | 55.17 | 56.9 | 60.54 | 63.7 | 66.76 | 68.14 | 69.74 | 72.08 | 74.33 | 73.76 | 63.14 | 54.4 | 50.47 | 41.08 | 40.97 | 34.09 | 28.13 | 22.14 | 23.83 | 28.8 | 32.99 | 46.66 | 58.53 | 68.87 | 73.66 | 74.73 | 77.59 | 80.95 | 78.11 | 76.78 | 76.14 | 78.07 | 78.58 | 73.62 | 70.9 | 63.93 | 53.71 | 43.56 | 39.26 | 32.5 | 24.27 | 16.41 | 16.37 | 16.66 | 24.1 | 39.44 | 54.66 | 64.04 | 69.12 | 71.22 | 75.65 | 82.95 | 82.79 | 84.61 | 83.1 | 96.33 | 92.25 | 90.76 | 86.34 | 79.19 | 75.1 | 63.62 | 49.45 | 37.02 | 30.1 | 23 | 20.78 | 26.52 | 37.11 | 52.6 | 61.79 | 69.57 | 75.49 | 81.74 | 84.58 | 89.75 | 93.5 | 98.25 | 100.14 | 81.47 | 74.65 | 67.26 | 58.88 | 51.1 | 44.42 | 39.4 | 27.01 | 17.86 | 13.1 | 9.63 | 8.05 | 8.18 | 10.11 | 15.69 | 27.62 | 40.76 | 49.22 | 59.56 | 73.57 | 78.37 | 80.31 | 81.58 | 80.83 | 76.64 | 70.02 | 63.05 | 56.04 | 49.61 | 44.52 | 42.24 | 37.25 | 32.65 | 25.38 | 17.59 | 12.79 | 13.74 | 15.18 | 20.37 | 31.34 | 39.86 | 48.13 | 58.7 | 64.57 | 68.39 | 69.03 | 74.76 | 74.05 | 33.32 | 32.51 | 29.1 | 26.67 | 24.28 | 18.06 | 17.22 | 13.48 | 11.42 | 11.47 | 9.19 | 8.59 | 7.84 | 7.78 | 8.42 | 9.49 | 11.61 | 17.71 | 19.84 | 23.59 | 29.76 | 33.29 | 37.16 | 37.25 | 10.24 | 9.54 | 10.8 | 10.63 | 9.06 | 9.62 | 9.34 | 9.2 | 7.24 | 6.03 | 5.5 | 5 | 5.44 | 4.92 | 5.62 | 6.29 | 5.71 | 6.52 | 7.38 | 7.72 | 9.77 | 10.7 | 11.57 | 11.87 | 10.94 | 11.95 | 10.06 | 10.11 | 10.29 | 11.12 | 10.64 | 10.39 | 10.56 | 8.95 | 7.75 | 7.78 | 7.45 | 6.51 | 7.63 | 7.61 | 7.09 | 8.95 | 10.12 | 11.77 | 12.88 | 12.09 | 12.29 | 11.32
BRDSLD_2_MTZUM2 |  | Wind | Wind | CISO | North | Norcal | FC | 78.2 | 5.44 | 5.87 | 4.85 | 4.95 | 4.8 | 4.82 | 4.97 | 5.41 | 4.9 | 4.18 | 4.27 | 3.97 | 3.87 | 3.59 | 3.24 | 3.12 | 3.28 | 3.65 | 4.44 | 5.44 | 5.62 | 5.96 | 5.71 | 5.66 | 11.41 | 11.4 | 10.52 | 10.15 | 9.43 | 9.09 | 9.25 | 10.22 | 8.99 | 8.35 | 8.28 | 7.4 | 7.13 | 7.48 | 7.73 | 6.62 | 5.64 | 5.85 | 6.64 | 9.15 | 9.9 | 9.74 | 11.67 | 12.09 | 14.07 | 12.83 | 12.34 | 11.65 | 9.49 | 7.72 | 8.32 | 8.19 | 6.66 | 5.94 | 5.57 | 6.09 | 6.06 | 7.56 | 7.7 | 8.49 | 9.67 | 11.01 | 13.86 | 14.66 | 14.67 | 14.53 | 14.46 | 14.8 | 31.37 | 29.06 | 25.14 | 23.24 | 20.42 | 18.68 | 15.05 | 12.52 | 10.8 | 10.33 | 8.78 | 7.79 | 8.23 | 10.55 | 12.79 | 18.05 | 21.62 | 26.63 | 27.47 | 29.22 | 30.75 | 32.23 | 32.89 | 33.67 | 34.79 | 35.88 | 35.6 | 30.48 | 26.26 | 24.36 | 19.83 | 19.78 | 16.45 | 13.58 | 10.69 | 11.5 | 13.9 | 15.92 | 22.53 | 28.25 | 33.25 | 35.56 | 36.07 | 37.45 | 39.07 | 37.7 | 37.06 | 36.76 | 37.69 | 37.93 | 35.54 | 34.22 | 30.86 | 25.93 | 21.03 | 18.95 | 15.69 | 11.71 | 7.92 | 7.9 | 8.04 | 11.63 | 19.04 | 26.38 | 30.92 | 33.37 | 34.38 | 36.52 | 40.04 | 39.96 | 40.84 | 40.12 | 46.5 | 44.53 | 43.81 | 41.68 | 38.23 | 36.25 | 30.71 | 23.87 | 17.87 | 14.53 | 11.1 | 10.03 | 12.8 | 17.91 | 25.39 | 29.83 | 33.58 | 36.44 | 39.46 | 40.83 | 43.32 | 45.13 | 47.43 | 48.34 | 39.33 | 36.04 | 32.47 | 28.42 | 24.67 | 21.44 | 19.02 | 13.04 | 8.62 | 6.32 | 4.65 | 3.89 | 3.95 | 4.88 | 7.58 | 13.33 | 19.68 | 23.76 | 28.75 | 35.51 | 37.83 | 38.77 | 39.38 | 39.02 | 37 | 33.8 | 30.44 | 27.05 | 23.95 | 21.49 | 20.39 | 17.98 | 15.76 | 12.25 | 8.49 | 6.17 | 6.63 | 7.33 | 9.83 | 15.13 | 19.24 | 23.23 | 28.33 | 31.17 | 33.01 | 33.32 | 36.09 | 35.75 | 16.09 | 15.69 | 14.05 | 12.87 | 11.72 | 8.72 | 8.31 | 6.51 | 5.51 | 5.54 | 4.44 | 4.15 | 3.78 | 3.75 | 4.06 | 4.58 | 5.61 | 8.55 | 9.58 | 11.39 | 14.37 | 16.07 | 17.94 | 17.98 | 4.95 | 4.6 | 5.21 | 5.13 | 4.37 | 4.64 | 4.51 | 4.44 | 3.5 | 2.91 | 2.66 | 2.41 | 2.62 | 2.37 | 2.71 | 3.04 | 2.76 | 3.15 | 3.56 | 3.72 | 4.72 | 5.17 | 5.59 | 5.73 | 5.28 | 5.77 | 4.86 | 4.88 | 4.97 | 5.37 | 5.14 | 5.02 | 5.1 | 4.32 | 3.74 | 3.75 | 3.59 | 3.14 | 3.68 | 3.67 | 3.42 | 4.32 | 4.89 | 5.68 | 6.22 | 5.84 | 5.93 | 5.46
BRDSLD_2_MTZUMA |  | Wind | Wind | CISO | North | Norcal | FC | 36.8 | 2.56 | 2.76 | 2.28 | 2.33 | 2.26 | 2.27 | 2.34 | 2.55 | 2.3 | 1.97 | 2.01 | 1.87 | 1.82 | 1.69 | 1.52 | 1.47 | 1.54 | 1.72 | 2.09 | 2.56 | 2.64 | 2.8 | 2.69 | 2.66 | 5.37 | 5.37 | 4.95 | 4.77 | 4.44 | 4.28 | 4.35 | 4.81 | 4.23 | 3.93 | 3.9 | 3.48 | 3.35 | 3.52 | 3.64 | 3.12 | 2.65 | 2.75 | 3.12 | 4.3 | 4.66 | 4.59 | 5.49 | 5.69 | 6.62 | 6.04 | 5.81 | 5.48 | 4.46 | 3.64 | 3.91 | 3.85 | 3.14 | 2.8 | 2.62 | 2.87 | 2.85 | 3.56 | 3.62 | 4 | 4.55 | 5.18 | 6.52 | 6.9 | 6.9 | 6.84 | 6.8 | 6.96 | 14.76 | 13.68 | 11.83 | 10.93 | 9.61 | 8.79 | 7.08 | 5.89 | 5.08 | 4.86 | 4.13 | 3.66 | 3.87 | 4.97 | 6.02 | 8.49 | 10.17 | 12.53 | 12.93 | 13.75 | 14.47 | 15.17 | 15.48 | 15.84 | 16.37 | 16.89 | 16.75 | 14.34 | 12.36 | 11.46 | 9.33 | 9.31 | 7.74 | 6.39 | 5.03 | 5.41 | 6.54 | 7.49 | 10.6 | 13.3 | 15.65 | 16.73 | 16.98 | 17.62 | 18.39 | 17.74 | 17.44 | 17.3 | 17.73 | 17.85 | 16.72 | 16.11 | 14.52 | 12.2 | 9.9 | 8.92 | 7.38 | 5.51 | 3.73 | 3.72 | 3.78 | 5.47 | 8.96 | 12.42 | 14.55 | 15.7 | 16.18 | 17.18 | 18.84 | 18.81 | 19.22 | 18.88 | 21.88 | 20.95 | 20.62 | 19.61 | 17.99 | 17.06 | 14.45 | 11.23 | 8.41 | 6.84 | 5.23 | 4.72 | 6.02 | 8.43 | 11.95 | 14.04 | 15.8 | 17.15 | 18.57 | 19.21 | 20.39 | 21.24 | 22.32 | 22.75 | 18.51 | 16.96 | 15.28 | 13.37 | 11.61 | 10.09 | 8.95 | 6.14 | 4.06 | 2.98 | 2.19 | 1.83 | 1.86 | 2.3 | 3.56 | 6.27 | 9.26 | 11.18 | 13.53 | 16.71 | 17.8 | 18.24 | 18.53 | 18.36 | 17.41 | 15.91 | 14.32 | 12.73 | 11.27 | 10.11 | 9.6 | 8.46 | 7.42 | 5.77 | 3.99 | 2.9 | 3.12 | 3.45 | 4.63 | 7.12 | 9.05 | 10.93 | 13.33 | 14.67 | 15.54 | 15.68 | 16.98 | 16.82 | 7.57 | 7.38 | 6.61 | 6.06 | 5.52 | 4.1 | 3.91 | 3.06 | 2.59 | 2.61 | 2.09 | 1.95 | 1.78 | 1.77 | 1.91 | 2.16 | 2.64 | 4.02 | 4.51 | 5.36 | 6.76 | 7.56 | 8.44 | 8.46 | 2.33 | 2.17 | 2.45 | 2.42 | 2.06 | 2.18 | 2.12 | 2.09 | 1.65 | 1.37 | 1.25 | 1.14 | 1.23 | 1.12 | 1.28 | 1.43 | 1.3 | 1.48 | 1.68 | 1.75 | 2.22 | 2.43 | 2.63 | 2.7 | 2.49 | 2.71 | 2.29 | 2.3 | 2.34 | 2.53 | 2.42 | 2.36 | 2.4 | 2.03 | 1.76 | 1.77 | 1.69 | 1.48 | 1.73 | 1.73 | 1.61 | 2.03 | 2.3 | 2.67 | 2.93 | 2.75 | 2.79 | 2.57
BRDSLD_2_SHILO1 |  | Wind | Wind | CISO | North | Norcal | FC | 150 | 10.44 | 11.26 | 9.29 | 9.49 | 9.21 | 9.25 | 9.53 | 10.38 | 9.39 | 8.02 | 8.2 | 7.61 | 7.42 | 6.88 | 6.21 | 5.98 | 6.28 | 7 | 8.51 | 10.44 | 10.78 | 11.43 | 10.95 | 10.85 | 21.89 | 21.87 | 20.17 | 19.46 | 18.09 | 17.44 | 17.75 | 19.6 | 17.24 | 16.01 | 15.89 | 14.19 | 13.67 | 14.34 | 14.82 | 12.7 | 10.82 | 11.21 | 12.74 | 17.55 | 18.98 | 18.69 | 22.38 | 23.19 | 26.99 | 24.6 | 23.67 | 22.35 | 18.2 | 14.82 | 15.95 | 15.7 | 12.78 | 11.4 | 10.68 | 11.69 | 11.61 | 14.49 | 14.76 | 16.29 | 18.55 | 21.12 | 26.58 | 28.12 | 28.13 | 27.88 | 27.73 | 28.39 | 60.17 | 55.75 | 48.22 | 44.57 | 39.17 | 35.83 | 28.88 | 24.02 | 20.72 | 19.81 | 16.83 | 14.94 | 15.79 | 20.24 | 24.53 | 34.62 | 41.46 | 51.09 | 52.69 | 56.05 | 58.99 | 61.82 | 63.1 | 64.58 | 66.74 | 68.83 | 68.29 | 58.46 | 50.37 | 46.73 | 38.03 | 37.94 | 31.56 | 26.04 | 20.5 | 22.06 | 26.67 | 30.54 | 43.21 | 54.19 | 63.77 | 68.21 | 69.19 | 71.84 | 74.95 | 72.32 | 71.09 | 70.5 | 72.29 | 72.76 | 68.17 | 65.65 | 59.19 | 49.73 | 40.33 | 36.36 | 30.09 | 22.47 | 15.19 | 15.15 | 15.42 | 22.31 | 36.52 | 50.61 | 59.3 | 64 | 65.94 | 70.04 | 76.81 | 76.65 | 78.35 | 76.95 | 89.2 | 85.41 | 84.03 | 79.94 | 73.33 | 69.53 | 58.91 | 45.79 | 34.28 | 27.87 | 21.3 | 19.24 | 24.56 | 34.36 | 48.71 | 57.21 | 64.42 | 69.9 | 75.68 | 78.32 | 83.1 | 86.57 | 90.97 | 92.73 | 75.44 | 69.12 | 62.28 | 54.52 | 47.32 | 41.13 | 36.48 | 25.01 | 16.54 | 12.13 | 8.92 | 7.45 | 7.57 | 9.37 | 14.53 | 25.58 | 37.74 | 45.57 | 55.15 | 68.12 | 72.57 | 74.36 | 75.53 | 74.84 | 70.96 | 64.83 | 58.38 | 51.89 | 45.94 | 41.22 | 39.11 | 34.49 | 30.23 | 23.5 | 16.28 | 11.84 | 12.72 | 14.06 | 18.86 | 29.02 | 36.91 | 44.56 | 54.35 | 59.78 | 63.32 | 63.92 | 69.22 | 68.56 | 30.86 | 30.1 | 26.95 | 24.69 | 22.48 | 16.72 | 15.95 | 12.48 | 10.57 | 10.62 | 8.51 | 7.95 | 7.26 | 7.2 | 7.8 | 8.78 | 10.75 | 16.4 | 18.37 | 21.85 | 27.56 | 30.83 | 34.41 | 34.49 | 9.49 | 8.83 | 10 | 9.84 | 8.39 | 8.91 | 8.64 | 8.52 | 6.71 | 5.58 | 5.1 | 4.63 | 5.03 | 4.55 | 5.21 | 5.82 | 5.28 | 6.04 | 6.84 | 7.14 | 9.04 | 9.91 | 10.72 | 10.99 | 10.13 | 11.06 | 9.31 | 9.36 | 9.53 | 10.3 | 9.85 | 9.62 | 9.78 | 8.29 | 7.18 | 7.2 | 6.89 | 6.03 | 7.06 | 7.04 | 6.56 | 8.29 | 9.37 | 10.89 | 11.93 | 11.19 | 11.38 | 10.48
BRDSLD_2_SHILO2 |  | Wind | Wind | CISO | North | Norcal | FC | 150 | 10.44 | 11.26 | 9.29 | 9.49 | 9.21 | 9.25 | 9.53 | 10.38 | 9.39 | 8.02 | 8.2 | 7.61 | 7.42 | 6.88 | 6.21 | 5.98 | 6.28 | 7 | 8.51 | 10.44 | 10.78 | 11.43 | 10.95 | 10.85 | 21.89 | 21.87 | 20.17 | 19.46 | 18.09 | 17.44 | 17.75 | 19.6 | 17.24 | 16.01 | 15.89 | 14.19 | 13.67 | 14.34 | 14.82 | 12.7 | 10.82 | 11.21 | 12.74 | 17.55 | 18.98 | 18.69 | 22.38 | 23.19 | 26.99 | 24.6 | 23.67 | 22.35 | 18.2 | 14.82 | 15.95 | 15.7 | 12.78 | 11.4 | 10.68 | 11.69 | 11.61 | 14.49 | 14.76 | 16.29 | 18.55 | 21.12 | 26.58 | 28.12 | 28.13 | 27.88 | 27.73 | 28.39 | 60.17 | 55.75 | 48.22 | 44.57 | 39.17 | 35.83 | 28.88 | 24.02 | 20.72 | 19.81 | 16.83 | 14.94 | 15.79 | 20.24 | 24.53 | 34.62 | 41.46 | 51.09 | 52.69 | 56.05 | 58.99 | 61.82 | 63.1 | 64.58 | 66.74 | 68.83 | 68.29 | 58.46 | 50.37 | 46.73 | 38.03 | 37.94 | 31.56 | 26.04 | 20.5 | 22.06 | 26.67 | 30.54 | 43.21 | 54.19 | 63.77 | 68.21 | 69.19 | 71.84 | 74.95 | 72.32 | 71.09 | 70.5 | 72.29 | 72.76 | 68.17 | 65.65 | 59.19 | 49.73 | 40.33 | 36.36 | 30.09 | 22.47 | 15.19 | 15.15 | 15.42 | 22.31 | 36.52 | 50.61 | 59.3 | 64 | 65.94 | 70.04 | 76.81 | 76.65 | 78.35 | 76.95 | 89.2 | 85.41 | 84.03 | 79.94 | 73.33 | 69.53 | 58.91 | 45.79 | 34.28 | 27.87 | 21.3 | 19.24 | 24.56 | 34.36 | 48.71 | 57.21 | 64.42 | 69.9 | 75.68 | 78.32 | 83.1 | 86.57 | 90.97 | 92.73 | 75.44 | 69.12 | 62.28 | 54.52 | 47.32 | 41.13 | 36.48 | 25.01 | 16.54 | 12.13 | 8.92 | 7.45 | 7.57 | 9.37 | 14.53 | 25.58 | 37.74 | 45.57 | 55.15 | 68.12 | 72.57 | 74.36 | 75.53 | 74.84 | 70.96 | 64.83 | 58.38 | 51.89 | 45.94 | 41.22 | 39.11 | 34.49 | 30.23 | 23.5 | 16.28 | 11.84 | 12.72 | 14.06 | 18.86 | 29.02 | 36.91 | 44.56 | 54.35 | 59.78 | 63.32 | 63.92 | 69.22 | 68.56 | 30.86 | 30.1 | 26.95 | 24.69 | 22.48 | 16.72 | 15.95 | 12.48 | 10.57 | 10.62 | 8.51 | 7.95 | 7.26 | 7.2 | 7.8 | 8.78 | 10.75 | 16.4 | 18.37 | 21.85 | 27.56 | 30.83 | 34.41 | 34.49 | 9.49 | 8.83 | 10 | 9.84 | 8.39 | 8.91 | 8.64 | 8.52 | 6.71 | 5.58 | 5.1 | 4.63 | 5.03 | 4.55 | 5.21 | 5.82 | 5.28 | 6.04 | 6.84 | 7.14 | 9.04 | 9.91 | 10.72 | 10.99 | 10.13 | 11.06 | 9.31 | 9.36 | 9.53 | 10.3 | 9.85 | 9.62 | 9.78 | 8.29 | 7.18 | 7.2 | 6.89 | 6.03 | 7.06 | 7.04 | 6.56 | 8.29 | 9.37 | 10.89 | 11.93 | 11.19 | 11.38 | 10.48
BRDSLD_2_SHLO3A |  | Wind | Wind | CISO | North | Norcal | FC | 102.5 | 7.14 | 7.7 | 6.35 | 6.49 | 6.29 | 6.32 | 6.51 | 7.09 | 6.42 | 5.48 | 5.6 | 5.2 | 5.07 | 4.7 | 4.25 | 4.09 | 4.29 | 4.78 | 5.82 | 7.14 | 7.36 | 7.81 | 7.48 | 7.41 | 14.96 | 14.95 | 13.79 | 13.3 | 12.36 | 11.92 | 12.13 | 13.39 | 11.78 | 10.94 | 10.86 | 9.69 | 9.34 | 9.8 | 10.13 | 8.68 | 7.39 | 7.66 | 8.7 | 11.99 | 12.97 | 12.77 | 15.29 | 15.85 | 18.44 | 16.81 | 16.17 | 15.27 | 12.43 | 10.13 | 10.9 | 10.73 | 8.73 | 7.79 | 7.3 | 7.99 | 7.94 | 9.9 | 10.09 | 11.13 | 12.68 | 14.43 | 18.16 | 19.22 | 19.23 | 19.05 | 18.95 | 19.4 | 41.12 | 38.09 | 32.95 | 30.46 | 26.77 | 24.49 | 19.73 | 16.42 | 14.16 | 13.54 | 11.5 | 10.21 | 10.79 | 13.83 | 16.76 | 23.66 | 28.33 | 34.91 | 36 | 38.3 | 40.31 | 42.24 | 43.12 | 44.13 | 45.6 | 47.03 | 46.67 | 39.95 | 34.42 | 31.93 | 25.99 | 25.92 | 21.57 | 17.8 | 14.01 | 15.08 | 18.22 | 20.87 | 29.52 | 37.03 | 43.58 | 46.61 | 47.28 | 49.09 | 51.22 | 49.42 | 48.58 | 48.18 | 49.4 | 49.72 | 46.58 | 44.86 | 40.45 | 33.98 | 27.56 | 24.84 | 20.56 | 15.35 | 10.38 | 10.36 | 10.54 | 15.25 | 24.96 | 34.58 | 40.52 | 43.74 | 45.06 | 47.86 | 52.48 | 52.38 | 53.54 | 52.58 | 60.95 | 58.37 | 57.42 | 54.63 | 50.11 | 47.51 | 40.25 | 31.29 | 23.42 | 19.04 | 14.55 | 13.15 | 16.78 | 23.48 | 33.28 | 39.1 | 44.02 | 47.76 | 51.72 | 53.52 | 56.79 | 59.16 | 62.16 | 63.36 | 51.55 | 47.23 | 42.56 | 37.25 | 32.33 | 28.11 | 24.93 | 17.09 | 11.3 | 8.29 | 6.09 | 5.09 | 5.18 | 6.4 | 9.93 | 17.48 | 25.79 | 31.14 | 37.68 | 46.55 | 49.59 | 50.81 | 51.62 | 51.14 | 48.49 | 44.3 | 39.89 | 35.46 | 31.39 | 28.17 | 26.73 | 23.57 | 20.66 | 16.06 | 11.13 | 8.09 | 8.69 | 9.61 | 12.89 | 19.83 | 25.22 | 30.45 | 37.14 | 40.85 | 43.27 | 43.68 | 47.3 | 46.85 | 21.09 | 20.57 | 18.41 | 16.87 | 15.36 | 11.43 | 10.9 | 8.53 | 7.22 | 7.26 | 5.82 | 5.43 | 4.96 | 4.92 | 5.33 | 6 | 7.35 | 11.21 | 12.55 | 14.93 | 18.83 | 21.07 | 23.51 | 23.57 | 6.48 | 6.03 | 6.83 | 6.73 | 5.73 | 6.09 | 5.91 | 5.82 | 4.58 | 3.82 | 3.48 | 3.17 | 3.44 | 3.11 | 3.56 | 3.98 | 3.61 | 4.13 | 4.67 | 4.88 | 6.18 | 6.77 | 7.32 | 7.51 | 6.92 | 7.56 | 6.36 | 6.4 | 6.51 | 7.04 | 6.73 | 6.57 | 6.68 | 5.66 | 4.91 | 4.92 | 4.71 | 4.12 | 4.82 | 4.81 | 4.49 | 5.67 | 6.4 | 7.44 | 8.15 | 7.65 | 7.78 | 7.16
BRDSLD_2_SHLO3B |  | Wind | Wind | CISO | North | Norcal | FC | 100 | 6.96 | 7.51 | 6.2 | 6.33 | 6.14 | 6.16 | 6.35 | 6.92 | 6.26 | 5.34 | 5.46 | 5.07 | 4.95 | 4.59 | 4.14 | 3.99 | 4.19 | 4.67 | 5.68 | 6.96 | 7.18 | 7.62 | 7.3 | 7.23 | 14.59 | 14.58 | 13.45 | 12.97 | 12.06 | 11.63 | 11.83 | 13.07 | 11.5 | 10.68 | 10.59 | 9.46 | 9.12 | 9.56 | 9.88 | 8.47 | 7.21 | 7.48 | 8.49 | 11.7 | 12.66 | 12.46 | 14.92 | 15.46 | 17.99 | 16.4 | 15.78 | 14.9 | 12.13 | 9.88 | 10.63 | 10.47 | 8.52 | 7.6 | 7.12 | 7.79 | 7.74 | 9.66 | 9.84 | 10.86 | 12.37 | 14.08 | 17.72 | 18.75 | 18.76 | 18.58 | 18.49 | 18.93 | 40.11 | 37.17 | 32.15 | 29.71 | 26.12 | 23.89 | 19.25 | 16.02 | 13.82 | 13.21 | 11.22 | 9.96 | 10.53 | 13.5 | 16.36 | 23.08 | 27.64 | 34.06 | 35.13 | 37.37 | 39.32 | 41.21 | 42.06 | 43.05 | 44.49 | 45.88 | 45.53 | 38.97 | 33.58 | 31.15 | 25.36 | 25.29 | 21.04 | 17.36 | 13.66 | 14.71 | 17.78 | 20.36 | 28.8 | 36.13 | 42.51 | 45.47 | 46.13 | 47.89 | 49.97 | 48.22 | 47.4 | 47 | 48.19 | 48.51 | 45.45 | 43.77 | 39.46 | 33.15 | 26.89 | 24.24 | 20.06 | 14.98 | 10.13 | 10.1 | 10.28 | 14.87 | 24.35 | 33.74 | 39.53 | 42.67 | 43.96 | 46.69 | 51.2 | 51.1 | 52.23 | 51.3 | 59.46 | 56.94 | 56.02 | 53.3 | 48.88 | 46.36 | 39.27 | 30.52 | 22.85 | 18.58 | 14.2 | 12.83 | 16.37 | 22.91 | 32.47 | 38.14 | 42.94 | 46.6 | 50.46 | 52.21 | 55.4 | 57.72 | 60.65 | 61.82 | 50.29 | 46.08 | 41.52 | 36.35 | 31.54 | 27.42 | 24.32 | 16.67 | 11.03 | 8.09 | 5.95 | 4.97 | 5.05 | 6.24 | 9.69 | 17.05 | 25.16 | 30.38 | 36.76 | 45.41 | 48.38 | 49.57 | 50.36 | 49.89 | 47.31 | 43.22 | 38.92 | 34.59 | 30.63 | 27.48 | 26.08 | 22.99 | 20.15 | 15.67 | 10.86 | 7.89 | 8.48 | 9.37 | 12.57 | 19.34 | 24.61 | 29.71 | 36.23 | 39.86 | 42.22 | 42.61 | 46.15 | 45.71 | 20.57 | 20.06 | 17.96 | 16.46 | 14.99 | 11.15 | 10.63 | 8.32 | 7.05 | 7.08 | 5.67 | 5.3 | 4.84 | 4.8 | 5.2 | 5.86 | 7.17 | 10.93 | 12.24 | 14.56 | 18.37 | 20.55 | 22.94 | 22.99 | 6.32 | 5.89 | 6.67 | 6.56 | 5.59 | 5.94 | 5.76 | 5.68 | 4.47 | 3.72 | 3.4 | 3.09 | 3.36 | 3.04 | 3.47 | 3.88 | 3.52 | 4.03 | 4.56 | 4.76 | 6.03 | 6.61 | 7.14 | 7.32 | 6.75 | 7.38 | 6.21 | 6.24 | 6.35 | 6.86 | 6.57 | 6.41 | 6.52 | 5.52 | 4.79 | 4.8 | 4.6 | 4.02 | 4.71 | 4.69 | 4.38 | 5.53 | 6.25 | 7.26 | 7.95 | 7.46 | 7.59 | 6.99
BREGGO_6_DEGRSL |  | Solar_2Axis | Solar Tracking | CISO | South | Socal | FC | 6.3 | 0 | 0 | 0 | 0 | 0 | 0 | 0 | 0.7 | 2.57 | 3.32 | 3.46 | 3.53 | 3.49 | 3.27 | 3.03 | 1.91 | 0.38 | 0 | 0 | 0 | 0 | 0 | 0 | 0 | 0 | 0 | 0 | 0 | 0 | 0 | 0.04 | 1.61 | 3.94 | 4.21 | 4.17 | 4.03 | 3.9 | 3.81 | 3.74 | 3.36 | 1.47 | 0.05 | 0 | 0 | 0 | 0 | 0 | 0 | 0 | 0 | 0 | 0 | 0 | 0 | 0.49 | 2.89 | 3.98 | 4.13 | 4.05 | 3.95 | 3.93 | 3.57 | 3.24 | 2.93 | 2.08 | 0.31 | 0 | 0 | 0 | 0 | 0 | 0 | 0 | 0 | 0 | 0 | 0 | 0.28 | 2.69 | 4.76 | 5.02 | 5.14 | 5.1 | 5.13 | 5.08 | 5.07 | 4.91 | 4.65 | 3.83 | 1.27 | 0.03 | 0 | 0 | 0 | 0 | 0 | 0 | 0 | 0 | 0 | 0.01 | 1.04 | 3.61 | 4.93 | 5.26 | 5.38 | 5.39 | 5.43 | 5.42 | 5.35 | 5.22 | 5.01 | 4.37 | 2.15 | 0.2 | 0 | 0 | 0 | 0 | 0 | 0 | 0 | 0 | 0 | 0.02 | 1.23 | 3.61 | 4.73 | 5.1 | 5.31 | 5.35 | 5.38 | 5.37 | 5.31 | 5.18 | 5 | 4.43 | 2.68 | 0.46 | 0 | 0 | 0 | 0 | 0 | 0 | 0 | 0 | 0 | 0 | 0.58 | 2.81 | 4.4 | 4.99 | 5.24 | 5.3 | 5.28 | 5.23 | 5.17 | 5.03 | 4.82 | 4.24 | 2.45 | 0.39 | 0 | 0 | 0 | 0 | 0 | 0 | 0 | 0 | 0 | 0 | 0.19 | 2.1 | 3.96 | 4.71 | 5.05 | 5.16 | 5.14 | 5.04 | 4.91 | 4.71 | 4.34 | 3.45 | 1.28 | 0.04 | 0 | 0 | 0 | 0 | 0 | 0 | 0 | 0 | 0 | 0 | 0.04 | 1.56 | 4.06 | 4.73 | 4.98 | 5.02 | 5.02 | 4.99 | 4.93 | 4.86 | 4.39 | 2.45 | 0.29 | 0 | 0 | 0 | 0 | 0 | 0 | 0 | 0 | 0 | 0 | 0 | 0 | 0.89 | 3.53 | 4.49 | 4.63 | 4.59 | 4.6 | 4.62 | 4.64 | 4.54 | 3.55 | 1 | 0.01 | 0 | 0 | 0 | 0 | 0 | 0 | 0 | 0 | 0 | 0 | 0 | 0 | 0.16 | 2.07 | 3.87 | 4.19 | 4.07 | 3.96 | 4.01 | 4.02 | 3.83 | 2.21 | 0.22 | 0 | 0 | 0 | 0 | 0 | 0 | 0 | 0 | 0 | 0 | 0 | 0 | 0 | 0.01 | 0.77 | 2.44 | 2.94 | 3.1 | 3.03 | 3.13 | 2.96 | 2.7 | 1.54 | 0.13 | 0 | 0 | 0 | 0 | 0 | 0 | 0
BREGGO_6_SOLAR |  | Solar_Fixed | Solar Fixed | CISO | South | Socal | FC | 26 | 0 | 0 | 0 | 0 | 0 | 0 | 0.04 | 3.11 | 10.74 | 14.62 | 16.09 | 16.72 | 15.96 | 15.24 | 12.75 | 7.06 | 1.03 | 0 | 0 | 0 | 0 | 0 | 0 | 0 | 0 | 0 | 0 | 0 | 0 | 0 | 0.25 | 5.65 | 13.64 | 16.69 | 17.75 | 17.95 | 17.24 | 16.38 | 14.8 | 11.61 | 4.23 | 0.11 | 0 | 0 | 0 | 0 | 0 | 0 | 0 | 0 | 0 | 0 | 0 | 0 | 1.87 | 9.89 | 15.33 | 17.47 | 17.86 | 18.1 | 17.35 | 16.41 | 14.8 | 12.04 | 6.49 | 0.86 | 0 | 0 | 0 | 0 | 0 | 0 | 0 | 0 | 0 | 0 | 0 | 0.91 | 7.66 | 15.47 | 19.41 | 21.04 | 21.88 | 21.89 | 21.48 | 20.91 | 19.24 | 16.61 | 11.34 | 2.97 | 0.08 | 0 | 0 | 0 | 0 | 0 | 0 | 0 | 0 | 0 | 0.05 | 3.06 | 10.91 | 16.33 | 19.63 | 21.64 | 22.56 | 22.77 | 22.55 | 22.08 | 20.63 | 18.04 | 13.15 | 5.1 | 0.39 | 0 | 0 | 0 | 0 | 0 | 0 | 0 | 0 | 0 | 0.1 | 3.46 | 10.64 | 15.93 | 19.83 | 21.72 | 22.83 | 22.86 | 22.69 | 22.03 | 20.31 | 17.77 | 13.83 | 6.58 | 0.89 | 0 | 0 | 0 | 0 | 0 | 0 | 0 | 0 | 0 | 0.01 | 1.84 | 7.68 | 13.91 | 17.68 | 19.96 | 21.31 | 21.83 | 21.61 | 20.9 | 19.28 | 16.88 | 12.91 | 5.94 | 0.71 | 0 | 0 | 0 | 0 | 0 | 0 | 0 | 0 | 0 | 0 | 0.75 | 6.67 | 14.01 | 17.71 | 20.18 | 21.96 | 22.43 | 21.5 | 20.82 | 19.09 | 16.29 | 10.96 | 3.19 | 0.1 | 0 | 0 | 0 | 0 | 0 | 0 | 0 | 0 | 0 | 0 | 0.23 | 5.25 | 13.62 | 17.91 | 20.1 | 21.42 | 21.71 | 21.7 | 20.74 | 18.69 | 14.9 | 6.96 | 0.73 | 0 | 0 | 0 | 0 | 0 | 0 | 0 | 0 | 0 | 0 | 0 | 0.04 | 3.31 | 12.17 | 17.3 | 19.48 | 20.83 | 21.04 | 20.71 | 19.7 | 17.63 | 11.69 | 2.74 | 0.04 | 0 | 0 | 0 | 0 | 0 | 0 | 0 | 0 | 0 | 0 | 0 | 0 | 0.86 | 7.72 | 15.18 | 17.65 | 18.75 | 19 | 18.49 | 17.41 | 14.33 | 6.7 | 0.5 | 0 | 0 | 0 | 0 | 0 | 0 | 0 | 0 | 0 | 0 | 0 | 0 | 0 | 0.1 | 3.44 | 10.01 | 13.53 | 14.73 | 15.53 | 15.36 | 14.06 | 11.04 | 5.09 | 0.32 | 0 | 0 | 0 | 0 | 0 | 0 | 0
BRODIE_2_WIND |  | Wind | Wind | CISO | South | Socal | FC | 102 | 9.47 | 9.84 | 11.24 | 10.58 | 10.48 | 9.76 | 7.98 | 6.89 | 7.27 | 7.27 | 7.2 | 7.54 | 8.34 | 9.56 | 9.52 | 10.41 | 9.14 | 9.14 | 8.57 | 8.69 | 8.35 | 8.19 | 8.51 | 8.13 | 12.62 | 13.96 | 14.46 | 13.66 | 12.06 | 11.38 | 11.89 | 12.02 | 11.61 | 12.99 | 13.48 | 13.75 | 16.01 | 14.92 | 17.14 | 15.15 | 18.13 | 17.93 | 20.68 | 19.88 | 20.1 | 18.19 | 16.38 | 13.82 | 20.62 | 21.49 | 20.05 | 18.87 | 17.36 | 14.89 | 14.3 | 13.65 | 14.88 | 13.1 | 13.35 | 14.93 | 16.65 | 19.45 | 20.43 | 22.8 | 23.37 | 23.86 | 23.17 | 22.89 | 22.48 | 22.73 | 24.16 | 21.75 | 36.9 | 33.04 | 28.79 | 24.52 | 21.1 | 18.19 | 12.69 | 9.56 | 8.95 | 8.39 | 7.79 | 8.4 | 9.2 | 13.93 | 20.86 | 27.63 | 33.23 | 36.3 | 37.32 | 38.38 | 40.54 | 38.31 | 36.99 | 37.38 | 41.28 | 38.86 | 38.01 | 34.29 | 28.25 | 23.3 | 17.41 | 13.42 | 9.36 | 7.54 | 6.63 | 6.23 | 8.66 | 14.29 | 23.31 | 33.66 | 39.07 | 43.1 | 42.08 | 42.07 | 42.93 | 43.61 | 44.71 | 41.93 | 41.14 | 38.63 | 35.51 | 30.05 | 26.14 | 20.5 | 14.5 | 9.69 | 7.65 | 5.14 | 6.06 | 6.32 | 7.8 | 12.07 | 19.5 | 26.94 | 32.9 | 38.33 | 42.59 | 46.73 | 45.69 | 45.49 | 45.11 | 43.35 | 46.12 | 42.56 | 37.6 | 33.88 | 29.68 | 23.11 | 16.92 | 10.39 | 6.53 | 4.76 | 5.79 | 7.93 | 11.32 | 16.86 | 23.14 | 31.34 | 38.19 | 43.44 | 47.1 | 48.22 | 50.17 | 49.89 | 49.01 | 47.33 | 37.87 | 34.07 | 29.39 | 23.83 | 20.96 | 16.85 | 11.67 | 7.36 | 5.32 | 4.37 | 4.95 | 6.27 | 9.12 | 12.75 | 18.16 | 24.07 | 30.6 | 35.27 | 39.96 | 42.7 | 42.86 | 41.52 | 40.6 | 39 | 25.73 | 24.91 | 23.05 | 17.71 | 15.26 | 12.96 | 9.75 | 6.99 | 5.33 | 5.83 | 7.13 | 8.34 | 10.24 | 12.7 | 16.65 | 19.46 | 21.66 | 25.58 | 29.56 | 31.13 | 30.71 | 28.9 | 27 | 25.6 | 11.49 | 11.13 | 10.62 | 9.45 | 8.7 | 8.35 | 5.94 | 4.36 | 3.66 | 4.01 | 5.15 | 5.56 | 5.13 | 5.8 | 6.14 | 7.62 | 10.28 | 11.6 | 13.21 | 15.16 | 13.66 | 12.42 | 11.38 | 11.21 | 5.93 | 6.55 | 6.32 | 6.62 | 6.11 | 6 | 5.67 | 4.94 | 5.16 | 5.83 | 6.38 | 7.37 | 7.05 | 7.23 | 7.66 | 7.85 | 6.9 | 6.73 | 8.15 | 8.38 | 8.34 | 7.44 | 6.8 | 6.27 | 6.7 | 6.84 | 7.25 | 6.89 | 7.23 | 6.86 | 6.06 | 7.28 | 6.78 | 6.1 | 6.02 | 6.39 | 7.26 | 8.08 | 7.47 | 6.33 | 6.5 | 6.6 | 6.86 | 6.67 | 7.22 | 7.76 | 7.94 | 7.38
BUCKWD_1_NPALM1 |  | Solar_1Axis | Solar Tracking | CISO | South | Socal | FC | 2.4 | 0 | 0 | 0 | 0 | 0 | 0 | 0 | 0.27 | 0.98 | 1.27 | 1.32 | 1.34 | 1.33 | 1.25 | 1.15 | 0.73 | 0.14 | 0 | 0 | 0 | 0 | 0 | 0 | 0 | 0 | 0 | 0 | 0 | 0 | 0 | 0.02 | 0.61 | 1.5 | 1.6 | 1.59 | 1.54 | 1.49 | 1.45 | 1.42 | 1.28 | 0.56 | 0.02 | 0 | 0 | 0 | 0 | 0 | 0 | 0 | 0 | 0 | 0 | 0 | 0 | 0.19 | 1.1 | 1.52 | 1.57 | 1.54 | 1.51 | 1.5 | 1.36 | 1.24 | 1.12 | 0.79 | 0.12 | 0 | 0 | 0 | 0 | 0 | 0 | 0 | 0 | 0 | 0 | 0 | 0.11 | 1.02 | 1.81 | 1.91 | 1.96 | 1.94 | 1.96 | 1.93 | 1.93 | 1.87 | 1.77 | 1.46 | 0.48 | 0.01 | 0 | 0 | 0 | 0 | 0 | 0 | 0 | 0 | 0 | 0 | 0.4 | 1.37 | 1.88 | 2 | 2.05 | 2.05 | 2.07 | 2.07 | 2.04 | 1.99 | 1.91 | 1.67 | 0.82 | 0.08 | 0 | 0 | 0 | 0 | 0 | 0 | 0 | 0 | 0 | 0.01 | 0.47 | 1.38 | 1.8 | 1.94 | 2.02 | 2.04 | 2.05 | 2.05 | 2.02 | 1.97 | 1.9 | 1.69 | 1.02 | 0.17 | 0 | 0 | 0 | 0 | 0 | 0 | 0 | 0 | 0 | 0 | 0.22 | 1.07 | 1.68 | 1.9 | 2 | 2.02 | 2.01 | 1.99 | 1.97 | 1.92 | 1.83 | 1.62 | 0.93 | 0.15 | 0 | 0 | 0 | 0 | 0 | 0 | 0 | 0 | 0 | 0 | 0.07 | 0.8 | 1.51 | 1.79 | 1.92 | 1.96 | 1.96 | 1.92 | 1.87 | 1.79 | 1.65 | 1.32 | 0.49 | 0.01 | 0 | 0 | 0 | 0 | 0 | 0 | 0 | 0 | 0 | 0 | 0.02 | 0.59 | 1.55 | 1.8 | 1.9 | 1.91 | 1.91 | 1.9 | 1.88 | 1.85 | 1.67 | 0.93 | 0.11 | 0 | 0 | 0 | 0 | 0 | 0 | 0 | 0 | 0 | 0 | 0 | 0 | 0.34 | 1.35 | 1.71 | 1.76 | 1.75 | 1.75 | 1.76 | 1.77 | 1.73 | 1.35 | 0.38 | 0 | 0 | 0 | 0 | 0 | 0 | 0 | 0 | 0 | 0 | 0 | 0 | 0 | 0.06 | 0.79 | 1.47 | 1.59 | 1.55 | 1.51 | 1.53 | 1.53 | 1.46 | 0.84 | 0.08 | 0 | 0 | 0 | 0 | 0 | 0 | 0 | 0 | 0 | 0 | 0 | 0 | 0 | 0 | 0.29 | 0.93 | 1.12 | 1.18 | 1.16 | 1.19 | 1.13 | 1.03 | 0.59 | 0.05 | 0 | 0 | 0 | 0 | 0 | 0 | 0
BUCKWD_1_QF |  | Wind | Wind | CISO | South | Socal | FC | 16.5 | 1.53 | 1.59 | 1.82 | 1.71 | 1.7 | 1.58 | 1.29 | 1.12 | 1.18 | 1.18 | 1.17 | 1.22 | 1.35 | 1.55 | 1.54 | 1.68 | 1.48 | 1.48 | 1.39 | 1.41 | 1.35 | 1.32 | 1.38 | 1.31 | 2.04 | 2.26 | 2.34 | 2.21 | 1.95 | 1.84 | 1.92 | 1.95 | 1.88 | 2.1 | 2.18 | 2.22 | 2.59 | 2.41 | 2.77 | 2.45 | 2.93 | 2.9 | 3.35 | 3.22 | 3.25 | 2.94 | 2.65 | 2.24 | 3.34 | 3.48 | 3.24 | 3.05 | 2.81 | 2.41 | 2.31 | 2.21 | 2.41 | 2.12 | 2.16 | 2.42 | 2.69 | 3.15 | 3.31 | 3.69 | 3.78 | 3.86 | 3.75 | 3.7 | 3.64 | 3.68 | 3.91 | 3.52 | 5.97 | 5.34 | 4.66 | 3.97 | 3.41 | 2.94 | 2.05 | 1.55 | 1.45 | 1.36 | 1.26 | 1.36 | 1.49 | 2.25 | 3.37 | 4.47 | 5.38 | 5.87 | 6.04 | 6.21 | 6.56 | 6.2 | 5.98 | 6.05 | 6.68 | 6.29 | 6.15 | 5.55 | 4.57 | 3.77 | 2.82 | 2.17 | 1.51 | 1.22 | 1.07 | 1.01 | 1.4 | 2.31 | 3.77 | 5.44 | 6.32 | 6.97 | 6.81 | 6.81 | 6.95 | 7.06 | 7.23 | 6.78 | 6.65 | 6.25 | 5.74 | 4.86 | 4.23 | 3.32 | 2.35 | 1.57 | 1.24 | 0.83 | 0.98 | 1.02 | 1.26 | 1.95 | 3.15 | 4.36 | 5.32 | 6.2 | 6.89 | 7.56 | 7.39 | 7.36 | 7.3 | 7.01 | 7.46 | 6.88 | 6.08 | 5.48 | 4.8 | 3.74 | 2.74 | 1.68 | 1.06 | 0.77 | 0.94 | 1.28 | 1.83 | 2.73 | 3.74 | 5.07 | 6.18 | 7.03 | 7.62 | 7.8 | 8.12 | 8.07 | 7.93 | 7.66 | 6.13 | 5.51 | 4.75 | 3.86 | 3.39 | 2.73 | 1.89 | 1.19 | 0.86 | 0.71 | 0.8 | 1.01 | 1.47 | 2.06 | 2.94 | 3.89 | 4.95 | 5.71 | 6.46 | 6.91 | 6.93 | 6.72 | 6.57 | 6.31 | 4.16 | 4.03 | 3.73 | 2.87 | 2.47 | 2.1 | 1.58 | 1.13 | 0.86 | 0.94 | 1.15 | 1.35 | 1.66 | 2.05 | 2.69 | 3.15 | 3.5 | 4.14 | 4.78 | 5.04 | 4.97 | 4.67 | 4.37 | 4.14 | 1.86 | 1.8 | 1.72 | 1.53 | 1.41 | 1.35 | 0.96 | 0.71 | 0.59 | 0.65 | 0.83 | 0.9 | 0.83 | 0.94 | 0.99 | 1.23 | 1.66 | 1.88 | 2.14 | 2.45 | 2.21 | 2.01 | 1.84 | 1.81 | 0.96 | 1.06 | 1.02 | 1.07 | 0.99 | 0.97 | 0.92 | 0.8 | 0.84 | 0.94 | 1.03 | 1.19 | 1.14 | 1.17 | 1.24 | 1.27 | 1.12 | 1.09 | 1.32 | 1.36 | 1.35 | 1.2 | 1.1 | 1.01 | 1.08 | 1.11 | 1.17 | 1.11 | 1.17 | 1.11 | 0.98 | 1.18 | 1.1 | 0.99 | 0.97 | 1.03 | 1.17 | 1.31 | 1.21 | 1.02 | 1.05 | 1.07 | 1.11 | 1.08 | 1.17 | 1.25 | 1.28 | 1.19
BUCKWD_7_WINTCV |  | Wind | Wind | CISO | South | Socal | FC | #N/A | #N/A | #N/A | #N/A | #N/A | #N/A | #N/A | #N/A | #N/A | #N/A | #N/A | #N/A | #N/A | #N/A | #N/A | #N/A | #N/A | #N/A | #N/A | #N/A | #N/A | #N/A | #N/A | #N/A | #N/A | #N/A | #N/A | #N/A | #N/A | #N/A | #N/A | #N/A | #N/A | #N/A | #N/A | #N/A | #N/A | #N/A | #N/A | #N/A | #N/A | #N/A | #N/A | #N/A | #N/A | #N/A | #N/A | #N/A | #N/A | #N/A | #N/A | #N/A | #N/A | #N/A | #N/A | #N/A | #N/A | #N/A | #N/A | #N/A | #N/A | #N/A | #N/A | #N/A | #N/A | #N/A | #N/A | #N/A | #N/A | #N/A | #N/A | #N/A | #N/A | #N/A | #N/A | #N/A | #N/A | #N/A | #N/A | #N/A | #N/A | #N/A | #N/A | #N/A | #N/A | #N/A | #N/A | #N/A | #N/A | #N/A | #N/A | #N/A | #N/A | #N/A | #N/A | #N/A | #N/A | #N/A | #N/A | #N/A | #N/A | #N/A | #N/A | #N/A | #N/A | #N/A | #N/A | #N/A | #N/A | #N/A | #N/A | #N/A | #N/A | #N/A | #N/A | #N/A | #N/A | #N/A | #N/A | #N/A | #N/A | #N/A | #N/A | #N/A | #N/A | #N/A | #N/A | #N/A | #N/A | #N/A | #N/A | #N/A | #N/A | #N/A | #N/A | #N/A | #N/A | #N/A | #N/A | #N/A | #N/A | #N/A | #N/A | #N/A | #N/A | #N/A | #N/A | #N/A | #N/A | #N/A | #N/A | #N/A | #N/A | #N/A | #N/A | #N/A | #N/A | #N/A | #N/A | #N/A | #N/A | #N/A | #N/A | #N/A | #N/A | #N/A | #N/A | #N/A | #N/A | #N/A | #N/A | #N/A | #N/A | #N/A | #N/A | #N/A | #N/A | #N/A | #N/A | #N/A | #N/A | #N/A | #N/A | #N/A | #N/A | #N/A | #N/A | #N/A | #N/A | #N/A | #N/A | #N/A | #N/A | #N/A | #N/A | #N/A | #N/A | #N/A | #N/A | #N/A | #N/A | #N/A | #N/A | #N/A | #N/A | #N/A | #N/A | #N/A | #N/A | #N/A | #N/A | #N/A | #N/A | #N/A | #N/A | #N/A | #N/A | #N/A | #N/A | #N/A | #N/A | #N/A | #N/A | #N/A | #N/A | #N/A | #N/A | #N/A | #N/A | #N/A | #N/A | #N/A | #N/A | #N/A | #N/A | #N/A | #N/A | #N/A | #N/A | #N/A | #N/A | #N/A | #N/A | #N/A | #N/A | #N/A | #N/A | #N/A | #N/A | #N/A | #N/A | #N/A | #N/A | #N/A | #N/A | #N/A | #N/A | #N/A | #N/A | #N/A | #N/A | #N/A | #N/A | #N/A | #N/A | #N/A | #N/A | #N/A | #N/A | #N/A | #N/A | #N/A | #N/A | #N/A | #N/A | #N/A | #N/A | #N/A | #N/A | #N/A | #N/A | #N/A | #N/A | #N/A | #N/A | #N/A | #N/A | #N/A | #N/A
CABALO_2_M2BSR1 |  | Solar_1Axis | Solar Tracking | CISO | North | Norcal | ID | 50 | 0 | 0 | 0 | 0 | 0 | 0 | 0 | 1.06 | 8.19 | 15.61 | 19.31 | 21.26 | 21.27 | 20.07 | 18.79 | 12.83 | 2.8 | 0 | 0 | 0 | 0 | 0 | 0 | 0 | 0 | 0 | 0 | 0 | 0 | 0 | 0.01 | 6.17 | 25.68 | 32.01 | 32.69 | 30.98 | 30.53 | 30.33 | 30.99 | 26.43 | 13.87 | 0.76 | 0 | 0 | 0 | 0 | 0 | 0 | 0 | 0 | 0 | 0 | 0 | 0 | 1.29 | 15.97 | 29.97 | 32.11 | 30.14 | 30.95 | 30.49 | 28.06 | 25.92 | 24.14 | 16.99 | 3.93 | 0.01 | 0 | 0 | 0 | 0 | 0 | 0 | 0 | 0 | 0 | 0 | 0.69 | 14.91 | 32.92 | 36.21 | 36.01 | 35.37 | 36.23 | 36.31 | 35.76 | 36.35 | 34.85 | 31.79 | 14.75 | 0.68 | 0 | 0 | 0 | 0 | 0 | 0 | 0 | 0 | 0 | 0.01 | 5.5 | 25.95 | 36.59 | 38.26 | 38.31 | 37.96 | 38.77 | 38.77 | 39.66 | 39.65 | 38.78 | 36.55 | 22.62 | 3.51 | 0 | 0 | 0 | 0 | 0 | 0 | 0 | 0 | 0 | 0.04 | 7.89 | 28.67 | 38.85 | 41.6 | 42.12 | 42.44 | 42.68 | 42.56 | 42.18 | 42.17 | 41.25 | 38.27 | 28.35 | 7.99 | 0.09 | 0 | 0 | 0 | 0 | 0 | 0 | 0 | 0 | 0 | 3.59 | 23.01 | 37.1 | 40.94 | 41.51 | 41.8 | 41.64 | 41.55 | 41.1 | 41.02 | 39.35 | 36.48 | 25.59 | 6.02 | 0.04 | 0 | 0 | 0 | 0 | 0 | 0 | 0 | 0 | 0 | 0.51 | 13.48 | 31.15 | 37.67 | 39.42 | 39.59 | 39.9 | 39.6 | 39.27 | 39 | 36.7 | 30.1 | 13.36 | 0.74 | 0 | 0 | 0 | 0 | 0 | 0 | 0 | 0 | 0 | 0 | 0.05 | 8.24 | 29.36 | 36.99 | 38.24 | 37.96 | 37.54 | 37.6 | 38.13 | 38.3 | 36.09 | 23.76 | 4.67 | 0 | 0 | 0 | 0 | 0 | 0 | 0 | 0 | 0 | 0 | 0 | 0 | 2.46 | 19.49 | 32.24 | 33.21 | 32.55 | 31.74 | 31.97 | 32.55 | 32.43 | 27.29 | 9.07 | 0.19 | 0 | 0 | 0 | 0 | 0 | 0 | 0 | 0 | 0 | 0 | 0 | 0 | 0.09 | 7.6 | 22.88 | 26.95 | 26.45 | 25.6 | 26.35 | 27.13 | 25.48 | 15.96 | 1.89 | 0 | 0 | 0 | 0 | 0 | 0 | 0 | 0 | 0 | 0 | 0 | 0 | 0 | 0 | 1.49 | 10.23 | 16.79 | 20.41 | 21.44 | 20.87 | 20.21 | 18.69 | 10.45 | 1.12 | 0 | 0 | 0 | 0 | 0 | 0 | 0
CABALO_2_M2WSR2 |  | Solar_1Axis | Solar Tracking | CISO | North | Norcal | ID | 100 | 0 | 0 | 0 | 0 | 0 | 0 | 0 | 2.12 | 16.38 | 31.23 | 38.62 | 42.52 | 42.54 | 40.15 | 37.58 | 25.67 | 5.59 | 0 | 0 | 0 | 0 | 0 | 0 | 0 | 0 | 0 | 0 | 0 | 0 | 0 | 0.02 | 12.34 | 51.35 | 64.01 | 65.38 | 61.96 | 61.07 | 60.67 | 61.98 | 52.87 | 27.74 | 1.53 | 0 | 0 | 0 | 0 | 0 | 0 | 0 | 0 | 0 | 0 | 0 | 0 | 2.59 | 31.94 | 59.93 | 64.21 | 60.27 | 61.91 | 60.99 | 56.13 | 51.84 | 48.28 | 33.98 | 7.86 | 0.01 | 0 | 0 | 0 | 0 | 0 | 0 | 0 | 0 | 0 | 0 | 1.38 | 29.83 | 65.84 | 72.42 | 72.02 | 70.75 | 72.45 | 72.61 | 71.53 | 72.69 | 69.7 | 63.57 | 29.5 | 1.36 | 0 | 0 | 0 | 0 | 0 | 0 | 0 | 0 | 0 | 0.01 | 11 | 51.9 | 73.18 | 76.52 | 76.62 | 75.93 | 77.54 | 77.53 | 79.32 | 79.3 | 77.55 | 73.1 | 45.23 | 7.03 | 0 | 0 | 0 | 0 | 0 | 0 | 0 | 0 | 0 | 0.07 | 15.79 | 57.35 | 77.7 | 83.2 | 84.23 | 84.87 | 85.35 | 85.11 | 84.36 | 84.34 | 82.49 | 76.53 | 56.7 | 15.99 | 0.19 | 0 | 0 | 0 | 0 | 0 | 0 | 0 | 0 | 0 | 7.17 | 46.01 | 74.2 | 81.89 | 83.01 | 83.61 | 83.27 | 83.11 | 82.2 | 82.05 | 78.71 | 72.97 | 51.18 | 12.04 | 0.07 | 0 | 0 | 0 | 0 | 0 | 0 | 0 | 0 | 0 | 1.01 | 26.96 | 62.3 | 75.33 | 78.83 | 79.19 | 79.8 | 79.19 | 78.55 | 78 | 73.41 | 60.2 | 26.72 | 1.48 | 0 | 0 | 0 | 0 | 0 | 0 | 0 | 0 | 0 | 0 | 0.11 | 16.47 | 58.73 | 73.99 | 76.48 | 75.93 | 75.07 | 75.21 | 76.26 | 76.6 | 72.19 | 47.51 | 9.34 | 0.01 | 0 | 0 | 0 | 0 | 0 | 0 | 0 | 0 | 0 | 0 | 0 | 4.91 | 38.99 | 64.48 | 66.43 | 65.11 | 63.47 | 63.94 | 65.1 | 64.85 | 54.59 | 18.15 | 0.38 | 0 | 0 | 0 | 0 | 0 | 0 | 0 | 0 | 0 | 0 | 0 | 0 | 0.18 | 15.2 | 45.76 | 53.91 | 52.89 | 51.19 | 52.69 | 54.26 | 50.97 | 31.93 | 3.79 | 0 | 0 | 0 | 0 | 0 | 0 | 0 | 0 | 0 | 0 | 0 | 0 | 0 | 0 | 2.99 | 20.46 | 33.59 | 40.82 | 42.88 | 41.75 | 40.43 | 37.39 | 20.91 | 2.25 | 0 | 0 | 0 | 0 | 0 | 0 | 0
CABZON_1_WINDA1 |  | Wind | Wind | CISO | South | Socal | FC | 41 | 3.81 | 3.96 | 4.52 | 4.25 | 4.21 | 3.92 | 3.21 | 2.77 | 2.92 | 2.92 | 2.9 | 3.03 | 3.35 | 3.84 | 3.83 | 4.19 | 3.68 | 3.67 | 3.44 | 3.49 | 3.36 | 3.29 | 3.42 | 3.27 | 5.07 | 5.61 | 5.81 | 5.49 | 4.85 | 4.58 | 4.78 | 4.83 | 4.67 | 5.22 | 5.42 | 5.53 | 6.44 | 6 | 6.89 | 6.09 | 7.29 | 7.21 | 8.31 | 7.99 | 8.08 | 7.31 | 6.58 | 5.56 | 8.29 | 8.64 | 8.06 | 7.58 | 6.98 | 5.99 | 5.75 | 5.49 | 5.98 | 5.27 | 5.37 | 6 | 6.69 | 7.82 | 8.21 | 9.16 | 9.4 | 9.59 | 9.31 | 9.2 | 9.04 | 9.13 | 9.71 | 8.74 | 14.83 | 13.28 | 11.57 | 9.86 | 8.48 | 7.31 | 5.1 | 3.84 | 3.6 | 3.37 | 3.13 | 3.38 | 3.7 | 5.6 | 8.39 | 11.11 | 13.36 | 14.59 | 15 | 15.43 | 16.29 | 15.4 | 14.87 | 15.03 | 16.59 | 15.62 | 15.28 | 13.78 | 11.36 | 9.37 | 7 | 5.39 | 3.76 | 3.03 | 2.66 | 2.5 | 3.48 | 5.75 | 9.37 | 13.53 | 15.7 | 17.32 | 16.91 | 16.91 | 17.26 | 17.53 | 17.97 | 16.85 | 16.54 | 15.53 | 14.27 | 12.08 | 10.51 | 8.24 | 5.83 | 3.9 | 3.07 | 2.07 | 2.44 | 2.54 | 3.14 | 4.85 | 7.84 | 10.83 | 13.23 | 15.41 | 17.12 | 18.78 | 18.37 | 18.29 | 18.13 | 17.42 | 18.54 | 17.11 | 15.11 | 13.62 | 11.93 | 9.29 | 6.8 | 4.18 | 2.63 | 1.92 | 2.33 | 3.19 | 4.55 | 6.78 | 9.3 | 12.6 | 15.35 | 17.46 | 18.93 | 19.38 | 20.17 | 20.05 | 19.7 | 19.02 | 15.22 | 13.69 | 11.82 | 9.58 | 8.43 | 6.77 | 4.69 | 2.96 | 2.14 | 1.75 | 1.99 | 2.52 | 3.66 | 5.13 | 7.3 | 9.67 | 12.3 | 14.18 | 16.06 | 17.16 | 17.23 | 16.69 | 16.32 | 15.68 | 10.34 | 10.01 | 9.27 | 7.12 | 6.13 | 5.21 | 3.92 | 2.81 | 2.14 | 2.34 | 2.87 | 3.35 | 4.12 | 5.11 | 6.69 | 7.82 | 8.71 | 10.28 | 11.88 | 12.51 | 12.34 | 11.62 | 10.85 | 10.29 | 4.62 | 4.48 | 4.27 | 3.8 | 3.5 | 3.36 | 2.39 | 1.75 | 1.47 | 1.61 | 2.07 | 2.24 | 2.06 | 2.33 | 2.47 | 3.06 | 4.13 | 4.66 | 5.31 | 6.09 | 5.49 | 4.99 | 4.57 | 4.51 | 2.38 | 2.63 | 2.54 | 2.66 | 2.46 | 2.41 | 2.28 | 1.99 | 2.07 | 2.34 | 2.56 | 2.96 | 2.84 | 2.91 | 3.08 | 3.16 | 2.77 | 2.71 | 3.28 | 3.37 | 3.35 | 2.99 | 2.73 | 2.52 | 2.69 | 2.75 | 2.91 | 2.77 | 2.91 | 2.76 | 2.44 | 2.93 | 2.72 | 2.45 | 2.42 | 2.57 | 2.92 | 3.25 | 3 | 2.55 | 2.61 | 2.65 | 2.76 | 2.68 | 2.9 | 3.12 | 3.19 | 2.97
CALFTN_2_SOLAR |  | Paired_Solar_Fixed | Solar Fixed | CISO | North | Norcal | ID | 130 | 0 | 0 | 0 | 0 | 0 | 0 | 0 | 3.03 | 22.76 | 47.18 | 58.73 | 63.09 | 62.24 | 57.46 | 49.51 | 33.64 | 7.81 | 0.01 | 0 | 0 | 0 | 0 | 0 | 0 | 0 | 0 | 0 | 0 | 0 | 0 | 0.01 | 13.11 | 54.69 | 76.03 | 83.79 | 84.56 | 85.17 | 82.95 | 77.85 | 61.33 | 28.92 | 2.16 | 0 | 0 | 0 | 0 | 0 | 0 | 0 | 0 | 0 | 0 | 0 | 0 | 3.11 | 33.83 | 64.6 | 75.58 | 77.67 | 76.04 | 78.11 | 76.02 | 68.94 | 57.05 | 39.06 | 9.58 | 0.03 | 0 | 0 | 0 | 0 | 0 | 0 | 0 | 0 | 0 | 0 | 1.32 | 26.17 | 67.82 | 87.79 | 97.55 | 101.07 | 105.33 | 103.36 | 102.21 | 99.05 | 87.73 | 67.41 | 27.82 | 1.74 | 0 | 0 | 0 | 0 | 0 | 0 | 0 | 0 | 0 | 0 | 8.3 | 45.76 | 77.32 | 93.6 | 103.06 | 105.71 | 106.6 | 107.05 | 106.8 | 102.93 | 92.28 | 76.11 | 41.11 | 6.81 | 0.01 | 0 | 0 | 0 | 0 | 0 | 0 | 0 | 0 | 0.04 | 11.59 | 48.02 | 78.56 | 94.93 | 102.84 | 108.07 | 109.57 | 111.34 | 109.56 | 104.61 | 95.49 | 79.15 | 49.81 | 13.49 | 0.17 | 0 | 0 | 0 | 0 | 0 | 0 | 0 | 0 | 0 | 5.56 | 39.96 | 74.76 | 94.19 | 103.83 | 110.33 | 111.75 | 111.05 | 109.27 | 104.2 | 95.19 | 77.89 | 48.14 | 10.65 | 0.07 | 0 | 0 | 0 | 0 | 0 | 0 | 0 | 0 | 0 | 0.87 | 24.13 | 63.63 | 85.61 | 95.99 | 103.07 | 106.33 | 105.86 | 105.29 | 99.86 | 87.52 | 65.15 | 26.12 | 1.57 | 0 | 0 | 0 | 0 | 0 | 0 | 0 | 0 | 0 | 0 | 0.09 | 16.17 | 61.85 | 88.92 | 99.63 | 105.19 | 106.77 | 106.02 | 104.29 | 98.99 | 85.44 | 52.09 | 11.25 | 0.03 | 0 | 0 | 0 | 0 | 0 | 0 | 0 | 0 | 0 | 0 | 0 | 5.8 | 43.82 | 77.47 | 89.89 | 92.26 | 92.95 | 92.47 | 91.56 | 84.29 | 63.59 | 22.57 | 0.84 | 0 | 0 | 0 | 0 | 0 | 0 | 0 | 0 | 0 | 0 | 0 | 0 | 0.27 | 18.57 | 59.61 | 77.06 | 81.8 | 81.08 | 80.8 | 78.16 | 68.58 | 39.45 | 5.38 | 0 | 0 | 0 | 0 | 0 | 0 | 0 | 0 | 0 | 0 | 0 | 0 | 0 | 0 | 4.41 | 22.9 | 44.45 | 56.31 | 61.67 | 60.13 | 55.53 | 47.91 | 27.04 | 3.44 | 0 | 0 | 0 | 0 | 0 | 0 | 0
CALFTS_2_CFSSR1 |  | Solar_1Axis | Solar Tracking | CISO | North | Norcal | FC | 150 | 0 | 0 | 0 | 0 | 0 | 0 | 0 | 3.19 | 24.57 | 46.84 | 57.93 | 63.78 | 63.81 | 60.22 | 56.37 | 38.5 | 8.39 | 0 | 0 | 0 | 0 | 0 | 0 | 0 | 0 | 0 | 0 | 0 | 0 | 0 | 0.04 | 18.51 | 77.03 | 96.02 | 98.07 | 92.94 | 91.6 | 91 | 92.97 | 79.3 | 41.61 | 2.29 | 0 | 0 | 0 | 0 | 0 | 0 | 0 | 0 | 0 | 0 | 0 | 0 | 3.88 | 47.91 | 89.9 | 96.32 | 90.41 | 92.86 | 91.48 | 84.19 | 77.76 | 72.42 | 50.98 | 11.79 | 0.02 | 0 | 0 | 0 | 0 | 0 | 0 | 0 | 0 | 0 | 0 | 2.08 | 44.74 | 98.76 | 108.63 | 108.02 | 106.12 | 108.68 | 108.92 | 107.29 | 109.04 | 104.54 | 95.36 | 44.26 | 2.04 | 0 | 0 | 0 | 0 | 0 | 0 | 0 | 0 | 0 | 0.02 | 16.49 | 77.84 | 109.77 | 114.79 | 114.93 | 113.89 | 116.31 | 116.3 | 118.98 | 118.95 | 116.33 | 109.64 | 67.85 | 10.54 | 0 | 0 | 0 | 0 | 0 | 0 | 0 | 0 | 0 | 0.11 | 23.68 | 86.02 | 116.56 | 124.8 | 126.35 | 127.31 | 128.03 | 127.67 | 126.54 | 126.5 | 123.74 | 114.8 | 85.06 | 23.98 | 0.28 | 0 | 0 | 0 | 0 | 0 | 0 | 0 | 0 | 0 | 10.76 | 69.02 | 111.31 | 122.83 | 124.52 | 125.41 | 124.91 | 124.66 | 123.3 | 123.07 | 118.06 | 109.45 | 76.77 | 18.06 | 0.11 | 0 | 0 | 0 | 0 | 0 | 0 | 0 | 0 | 0 | 1.52 | 40.44 | 93.45 | 113 | 118.25 | 118.78 | 119.71 | 118.79 | 117.82 | 117 | 110.11 | 90.29 | 40.08 | 2.22 | 0 | 0 | 0 | 0 | 0 | 0 | 0 | 0 | 0 | 0 | 0.16 | 24.71 | 88.09 | 110.98 | 114.72 | 113.89 | 112.61 | 112.81 | 114.39 | 114.9 | 108.28 | 71.27 | 14.01 | 0.01 | 0 | 0 | 0 | 0 | 0 | 0 | 0 | 0 | 0 | 0 | 0 | 7.37 | 58.48 | 96.72 | 99.64 | 97.66 | 95.21 | 95.92 | 97.65 | 97.28 | 81.88 | 27.22 | 0.57 | 0 | 0 | 0 | 0 | 0 | 0 | 0 | 0 | 0 | 0 | 0 | 0 | 0.27 | 22.8 | 68.64 | 80.86 | 79.34 | 76.79 | 79.04 | 81.39 | 76.45 | 47.89 | 5.68 | 0 | 0 | 0 | 0 | 0 | 0 | 0 | 0 | 0 | 0 | 0 | 0 | 0 | 0 | 4.48 | 30.7 | 50.38 | 61.23 | 64.32 | 62.62 | 60.64 | 56.08 | 31.36 | 3.37 | 0 | 0 | 0 | 0 | 0 | 0 | 0
CAMLOT_2_SOLAR1 |  | Solar_Fixed | Solar Fixed | CISO | South | Socal | FC | 45 | 0 | 0 | 0 | 0 | 0 | 0 | 0.07 | 5.38 | 18.58 | 25.3 | 27.85 | 28.94 | 27.63 | 26.38 | 22.06 | 12.22 | 1.78 | 0 | 0 | 0 | 0 | 0 | 0 | 0 | 0 | 0 | 0 | 0 | 0 | 0 | 0.43 | 9.79 | 23.61 | 28.88 | 30.72 | 31.07 | 29.84 | 28.34 | 25.61 | 20.09 | 7.31 | 0.19 | 0 | 0 | 0 | 0 | 0 | 0 | 0 | 0 | 0 | 0 | 0 | 0.01 | 3.24 | 17.12 | 26.53 | 30.24 | 30.91 | 31.33 | 30.03 | 28.4 | 25.61 | 20.84 | 11.24 | 1.49 | 0 | 0 | 0 | 0 | 0 | 0 | 0 | 0 | 0 | 0 | 0 | 1.58 | 13.25 | 26.77 | 33.59 | 36.42 | 37.87 | 37.89 | 37.18 | 36.19 | 33.3 | 28.75 | 19.63 | 5.13 | 0.13 | 0 | 0 | 0 | 0 | 0 | 0 | 0 | 0 | 0 | 0.09 | 5.29 | 18.88 | 28.27 | 33.98 | 37.45 | 39.05 | 39.4 | 39.02 | 38.21 | 35.71 | 31.22 | 22.76 | 8.83 | 0.68 | 0 | 0 | 0 | 0 | 0 | 0 | 0 | 0 | 0 | 0.18 | 5.99 | 18.42 | 27.57 | 34.33 | 37.59 | 39.52 | 39.56 | 39.28 | 38.14 | 35.15 | 30.76 | 23.93 | 11.39 | 1.55 | 0 | 0 | 0 | 0 | 0 | 0 | 0 | 0 | 0 | 0.01 | 3.18 | 13.3 | 24.08 | 30.6 | 34.54 | 36.89 | 37.78 | 37.41 | 36.18 | 33.37 | 29.21 | 22.34 | 10.28 | 1.23 | 0 | 0 | 0 | 0 | 0 | 0 | 0 | 0 | 0 | 0 | 1.31 | 11.55 | 24.25 | 30.66 | 34.94 | 38.01 | 38.82 | 37.2 | 36.03 | 33.04 | 28.2 | 18.97 | 5.52 | 0.17 | 0 | 0 | 0 | 0 | 0 | 0 | 0 | 0 | 0 | 0 | 0.4 | 9.09 | 23.58 | 31 | 34.8 | 37.07 | 37.57 | 37.56 | 35.9 | 32.35 | 25.78 | 12.04 | 1.27 | 0.01 | 0 | 0 | 0 | 0 | 0 | 0 | 0 | 0 | 0 | 0 | 0.07 | 5.73 | 21.06 | 29.94 | 33.72 | 36.05 | 36.42 | 35.84 | 34.1 | 30.51 | 20.24 | 4.74 | 0.07 | 0 | 0 | 0 | 0 | 0 | 0 | 0 | 0 | 0 | 0 | 0 | 0.01 | 1.49 | 13.37 | 26.27 | 30.55 | 32.46 | 32.89 | 32 | 30.13 | 24.81 | 11.6 | 0.87 | 0 | 0 | 0 | 0 | 0 | 0 | 0 | 0 | 0 | 0 | 0 | 0 | 0 | 0.17 | 5.95 | 17.33 | 23.42 | 25.49 | 26.88 | 26.58 | 24.33 | 19.1 | 8.81 | 0.56 | 0 | 0 | 0 | 0 | 0 | 0 | 0
CAMLOT_2_SOLAR2 |  | Solar_Fixed | Solar Fixed | CISO | South | Socal | FC | 15 | 0 | 0 | 0 | 0 | 0 | 0 | 0.02 | 1.79 | 6.19 | 8.43 | 9.28 | 9.65 | 9.21 | 8.79 | 7.35 | 4.07 | 0.59 | 0 | 0 | 0 | 0 | 0 | 0 | 0 | 0 | 0 | 0 | 0 | 0 | 0 | 0.14 | 3.26 | 7.87 | 9.63 | 10.24 | 10.36 | 9.95 | 9.45 | 8.54 | 6.7 | 2.44 | 0.06 | 0 | 0 | 0 | 0 | 0 | 0 | 0 | 0 | 0 | 0 | 0 | 0 | 1.08 | 5.71 | 8.84 | 10.08 | 10.3 | 10.44 | 10.01 | 9.47 | 8.54 | 6.95 | 3.75 | 0.5 | 0 | 0 | 0 | 0 | 0 | 0 | 0 | 0 | 0 | 0 | 0 | 0.53 | 4.42 | 8.92 | 11.2 | 12.14 | 12.62 | 12.63 | 12.39 | 12.06 | 11.1 | 9.58 | 6.54 | 1.71 | 0.04 | 0 | 0 | 0 | 0 | 0 | 0 | 0 | 0 | 0 | 0.03 | 1.76 | 6.29 | 9.42 | 11.33 | 12.48 | 13.02 | 13.13 | 13.01 | 12.74 | 11.9 | 10.41 | 7.59 | 2.94 | 0.23 | 0 | 0 | 0 | 0 | 0 | 0 | 0 | 0 | 0 | 0.06 | 2 | 6.14 | 9.19 | 11.44 | 12.53 | 13.17 | 13.19 | 13.09 | 12.71 | 11.72 | 10.25 | 7.98 | 3.8 | 0.52 | 0 | 0 | 0 | 0 | 0 | 0 | 0 | 0 | 0 | 0 | 1.06 | 4.43 | 8.03 | 10.2 | 11.51 | 12.3 | 12.59 | 12.47 | 12.06 | 11.12 | 9.74 | 7.45 | 3.43 | 0.41 | 0 | 0 | 0 | 0 | 0 | 0 | 0 | 0 | 0 | 0 | 0.44 | 3.85 | 8.08 | 10.22 | 11.65 | 12.67 | 12.94 | 12.4 | 12.01 | 11.01 | 9.4 | 6.32 | 1.84 | 0.06 | 0 | 0 | 0 | 0 | 0 | 0 | 0 | 0 | 0 | 0 | 0.13 | 3.03 | 7.86 | 10.33 | 11.6 | 12.36 | 12.52 | 12.52 | 11.97 | 10.78 | 8.59 | 4.01 | 0.42 | 0 | 0 | 0 | 0 | 0 | 0 | 0 | 0 | 0 | 0 | 0 | 0.02 | 1.91 | 7.02 | 9.98 | 11.24 | 12.02 | 12.14 | 11.95 | 11.37 | 10.17 | 6.75 | 1.58 | 0.02 | 0 | 0 | 0 | 0 | 0 | 0 | 0 | 0 | 0 | 0 | 0 | 0 | 0.5 | 4.46 | 8.76 | 10.18 | 10.82 | 10.96 | 10.67 | 10.04 | 8.27 | 3.87 | 0.29 | 0 | 0 | 0 | 0 | 0 | 0 | 0 | 0 | 0 | 0 | 0 | 0 | 0 | 0.06 | 1.98 | 5.78 | 7.81 | 8.5 | 8.96 | 8.86 | 8.11 | 6.37 | 2.94 | 0.19 | 0 | 0 | 0 | 0 | 0 | 0 | 0
CANTUA_1_SOLAR |  | Solar_Fixed | Solar Fixed | CISO | North | Norcal | FC | 20 | 0 | 0 | 0 | 0 | 0 | 0 | 0 | 0.47 | 3.5 | 7.26 | 9.03 | 9.71 | 9.58 | 8.84 | 7.62 | 5.18 | 1.2 | 0 | 0 | 0 | 0 | 0 | 0 | 0 | 0 | 0 | 0 | 0 | 0 | 0 | 0 | 2.02 | 8.41 | 11.7 | 12.89 | 13.01 | 13.1 | 12.76 | 11.98 | 9.43 | 4.45 | 0.33 | 0 | 0 | 0 | 0 | 0 | 0 | 0 | 0 | 0 | 0 | 0 | 0 | 0.48 | 5.2 | 9.94 | 11.63 | 11.95 | 11.7 | 12.02 | 11.7 | 10.61 | 8.78 | 6.01 | 1.47 | 0 | 0 | 0 | 0 | 0 | 0 | 0 | 0 | 0 | 0 | 0 | 0.2 | 4.03 | 10.43 | 13.51 | 15.01 | 15.55 | 16.2 | 15.9 | 15.72 | 15.24 | 13.5 | 10.37 | 4.28 | 0.27 | 0 | 0 | 0 | 0 | 0 | 0 | 0 | 0 | 0 | 0 | 1.28 | 7.04 | 11.9 | 14.4 | 15.86 | 16.26 | 16.4 | 16.47 | 16.43 | 15.84 | 14.2 | 11.71 | 6.32 | 1.05 | 0 | 0 | 0 | 0 | 0 | 0 | 0 | 0 | 0 | 0.01 | 1.78 | 7.39 | 12.09 | 14.6 | 15.82 | 16.63 | 16.86 | 17.13 | 16.86 | 16.09 | 14.69 | 12.18 | 7.66 | 2.08 | 0.03 | 0 | 0 | 0 | 0 | 0 | 0 | 0 | 0 | 0 | 0.85 | 6.15 | 11.5 | 14.49 | 15.97 | 16.97 | 17.19 | 17.08 | 16.81 | 16.03 | 14.64 | 11.98 | 7.41 | 1.64 | 0.01 | 0 | 0 | 0 | 0 | 0 | 0 | 0 | 0 | 0 | 0.13 | 3.71 | 9.79 | 13.17 | 14.77 | 15.86 | 16.36 | 16.29 | 16.2 | 15.36 | 13.46 | 10.02 | 4.02 | 0.24 | 0 | 0 | 0 | 0 | 0 | 0 | 0 | 0 | 0 | 0 | 0.01 | 2.49 | 9.52 | 13.68 | 15.33 | 16.18 | 16.43 | 16.31 | 16.05 | 15.23 | 13.14 | 8.01 | 1.73 | 0 | 0 | 0 | 0 | 0 | 0 | 0 | 0 | 0 | 0 | 0 | 0 | 0.89 | 6.74 | 11.92 | 13.83 | 14.19 | 14.3 | 14.23 | 14.09 | 12.97 | 9.78 | 3.47 | 0.13 | 0 | 0 | 0 | 0 | 0 | 0 | 0 | 0 | 0 | 0 | 0 | 0 | 0.04 | 2.86 | 9.17 | 11.86 | 12.58 | 12.47 | 12.43 | 12.02 | 10.55 | 6.07 | 0.83 | 0 | 0 | 0 | 0 | 0 | 0 | 0 | 0 | 0 | 0 | 0 | 0 | 0 | 0 | 0.68 | 3.52 | 6.84 | 8.66 | 9.49 | 9.25 | 8.54 | 7.37 | 4.16 | 0.53 | 0 | 0 | 0 | 0 | 0 | 0 | 0
CAPWD_1_QF |  | Wind | Wind | CISO | South | Socal | FC | 19.55 | 1.81 | 1.89 | 2.15 | 2.03 | 2.01 | 1.87 | 1.53 | 1.32 | 1.39 | 1.39 | 1.38 | 1.45 | 1.6 | 1.83 | 1.82 | 2 | 1.75 | 1.75 | 1.64 | 1.67 | 1.6 | 1.57 | 1.63 | 1.56 | 2.42 | 2.68 | 2.77 | 2.62 | 2.31 | 2.18 | 2.28 | 2.3 | 2.23 | 2.49 | 2.58 | 2.64 | 3.07 | 2.86 | 3.28 | 2.9 | 3.47 | 3.44 | 3.96 | 3.81 | 3.85 | 3.49 | 3.14 | 2.65 | 3.95 | 4.12 | 3.84 | 3.62 | 3.33 | 2.85 | 2.74 | 2.62 | 2.85 | 2.51 | 2.56 | 2.86 | 3.19 | 3.73 | 3.92 | 4.37 | 4.48 | 4.57 | 4.44 | 4.39 | 4.31 | 4.36 | 4.63 | 4.17 | 7.07 | 6.33 | 5.52 | 4.7 | 4.04 | 3.49 | 2.43 | 1.83 | 1.71 | 1.61 | 1.49 | 1.61 | 1.76 | 2.67 | 4 | 5.3 | 6.37 | 6.96 | 7.15 | 7.36 | 7.77 | 7.34 | 7.09 | 7.16 | 7.91 | 7.45 | 7.29 | 6.57 | 5.41 | 4.47 | 3.34 | 2.57 | 1.79 | 1.44 | 1.27 | 1.19 | 1.66 | 2.74 | 4.47 | 6.45 | 7.49 | 8.26 | 8.07 | 8.06 | 8.23 | 8.36 | 8.57 | 8.04 | 7.88 | 7.4 | 6.81 | 5.76 | 5.01 | 3.93 | 2.78 | 1.86 | 1.47 | 0.99 | 1.16 | 1.21 | 1.5 | 2.31 | 3.74 | 5.16 | 6.31 | 7.35 | 8.16 | 8.96 | 8.76 | 8.72 | 8.65 | 8.31 | 8.84 | 8.16 | 7.21 | 6.49 | 5.69 | 4.43 | 3.24 | 1.99 | 1.25 | 0.91 | 1.11 | 1.52 | 2.17 | 3.23 | 4.44 | 6.01 | 7.32 | 8.33 | 9.03 | 9.24 | 9.62 | 9.56 | 9.39 | 9.07 | 7.26 | 6.53 | 5.63 | 4.57 | 4.02 | 3.23 | 2.24 | 1.41 | 1.02 | 0.84 | 0.95 | 1.2 | 1.75 | 2.44 | 3.48 | 4.61 | 5.87 | 6.76 | 7.66 | 8.18 | 8.22 | 7.96 | 7.78 | 7.48 | 4.93 | 4.78 | 4.42 | 3.39 | 2.92 | 2.48 | 1.87 | 1.34 | 1.02 | 1.12 | 1.37 | 1.6 | 1.96 | 2.43 | 3.19 | 3.73 | 4.15 | 4.9 | 5.67 | 5.97 | 5.89 | 5.54 | 5.17 | 4.91 | 2.2 | 2.13 | 2.04 | 1.81 | 1.67 | 1.6 | 1.14 | 0.84 | 0.7 | 0.77 | 0.99 | 1.07 | 0.98 | 1.11 | 1.18 | 1.46 | 1.97 | 2.22 | 2.53 | 2.91 | 2.62 | 2.38 | 2.18 | 2.15 | 1.14 | 1.26 | 1.21 | 1.27 | 1.17 | 1.15 | 1.09 | 0.95 | 0.99 | 1.12 | 1.22 | 1.41 | 1.35 | 1.39 | 1.47 | 1.5 | 1.32 | 1.29 | 1.56 | 1.61 | 1.6 | 1.43 | 1.3 | 1.2 | 1.28 | 1.31 | 1.39 | 1.32 | 1.39 | 1.31 | 1.16 | 1.4 | 1.3 | 1.17 | 1.15 | 1.23 | 1.39 | 1.55 | 1.43 | 1.21 | 1.25 | 1.26 | 1.32 | 1.28 | 1.38 | 1.49 | 1.52 | 1.41
CATLNA_2_SOLAR |  | Solar_Fixed | Solar Fixed | CISO | South | Socal | FC | 110 | 0 | 0 | 0 | 0 | 0 | 0 | 0.17 | 13.16 | 45.42 | 61.84 | 68.07 | 70.75 | 67.53 | 64.48 | 53.93 | 29.87 | 4.36 | 0 | 0 | 0 | 0 | 0 | 0 | 0 | 0 | 0 | 0 | 0 | 0 | 0 | 1.04 | 23.92 | 57.72 | 70.6 | 75.1 | 75.95 | 72.94 | 69.29 | 62.61 | 49.12 | 17.88 | 0.46 | 0 | 0 | 0 | 0 | 0 | 0 | 0 | 0 | 0 | 0 | 0 | 0.01 | 7.93 | 41.84 | 64.86 | 73.92 | 75.56 | 76.59 | 73.41 | 69.43 | 62.61 | 50.93 | 27.47 | 3.64 | 0 | 0 | 0 | 0 | 0 | 0 | 0 | 0 | 0 | 0 | 0 | 3.87 | 32.4 | 65.44 | 82.1 | 89.04 | 92.56 | 92.61 | 90.89 | 88.47 | 81.41 | 70.27 | 47.97 | 12.55 | 0.32 | 0 | 0 | 0 | 0 | 0 | 0 | 0 | 0 | 0 | 0.23 | 12.93 | 46.16 | 69.1 | 83.06 | 91.55 | 95.45 | 96.32 | 95.39 | 93.41 | 87.29 | 76.32 | 55.63 | 21.58 | 1.67 | 0.01 | 0 | 0 | 0 | 0 | 0 | 0 | 0 | 0 | 0.44 | 14.64 | 45.02 | 67.39 | 83.91 | 91.9 | 96.6 | 96.71 | 96.02 | 93.22 | 85.91 | 75.2 | 58.5 | 27.83 | 3.78 | 0.01 | 0 | 0 | 0 | 0 | 0 | 0 | 0 | 0 | 0.03 | 7.77 | 32.5 | 58.85 | 74.79 | 84.43 | 90.18 | 92.34 | 91.44 | 88.44 | 81.57 | 71.4 | 54.62 | 25.12 | 3 | 0 | 0 | 0 | 0 | 0 | 0 | 0 | 0 | 0 | 0 | 3.19 | 28.23 | 59.27 | 74.95 | 85.4 | 92.92 | 94.89 | 90.94 | 88.09 | 80.76 | 68.94 | 46.36 | 13.49 | 0.42 | 0 | 0 | 0 | 0 | 0 | 0 | 0 | 0 | 0 | 0 | 0.99 | 22.21 | 57.64 | 75.77 | 85.06 | 90.62 | 91.84 | 91.81 | 87.75 | 79.08 | 63.02 | 29.43 | 3.11 | 0.02 | 0 | 0 | 0 | 0 | 0 | 0 | 0 | 0 | 0 | 0 | 0.18 | 14 | 51.47 | 73.19 | 82.42 | 88.13 | 89.02 | 87.62 | 83.36 | 74.59 | 49.47 | 11.58 | 0.17 | 0 | 0 | 0 | 0 | 0 | 0 | 0 | 0 | 0 | 0 | 0 | 0.02 | 3.63 | 32.67 | 64.23 | 74.68 | 79.34 | 80.4 | 78.21 | 73.64 | 60.64 | 28.35 | 2.12 | 0 | 0 | 0 | 0 | 0 | 0 | 0 | 0 | 0 | 0 | 0 | 0 | 0 | 0.4 | 14.54 | 42.35 | 57.24 | 62.31 | 65.71 | 64.98 | 59.48 | 46.69 | 21.54 | 1.36 | 0 | 0 | 0 | 0 | 0 | 0 | 0
CATLNA_2_SOLAR2 |  | Solar_1Axis | Solar Tracking | CISO | South | Socal | FC | 18 | 0 | 0 | 0 | 0 | 0 | 0 | 0.01 | 2.01 | 7.36 | 9.5 | 9.87 | 10.08 | 9.96 | 9.35 | 8.66 | 5.46 | 1.07 | 0 | 0 | 0 | 0 | 0 | 0 | 0 | 0 | 0 | 0 | 0 | 0 | 0 | 0.12 | 4.6 | 11.25 | 12.02 | 11.92 | 11.52 | 11.14 | 10.88 | 10.69 | 9.61 | 4.19 | 0.15 | 0 | 0 | 0 | 0 | 0 | 0 | 0 | 0 | 0 | 0 | 0 | 0 | 1.39 | 8.26 | 11.38 | 11.8 | 11.58 | 11.29 | 11.23 | 10.19 | 9.27 | 8.36 | 5.94 | 0.9 | 0 | 0 | 0 | 0 | 0 | 0 | 0 | 0 | 0 | 0 | 0 | 0.8 | 7.68 | 13.6 | 14.33 | 14.68 | 14.57 | 14.67 | 14.51 | 14.48 | 14.02 | 13.28 | 10.95 | 3.64 | 0.09 | 0 | 0 | 0 | 0 | 0 | 0 | 0 | 0 | 0 | 0.02 | 2.96 | 10.31 | 14.07 | 15.03 | 15.36 | 15.4 | 15.52 | 15.5 | 15.29 | 14.91 | 14.31 | 12.5 | 6.15 | 0.58 | 0 | 0 | 0 | 0 | 0 | 0 | 0 | 0 | 0 | 0.05 | 3.51 | 10.31 | 13.52 | 14.58 | 15.17 | 15.29 | 15.37 | 15.35 | 15.17 | 14.8 | 14.28 | 12.67 | 7.65 | 1.31 | 0 | 0 | 0 | 0 | 0 | 0 | 0 | 0 | 0 | 0 | 1.65 | 8.03 | 12.58 | 14.27 | 14.98 | 15.13 | 15.09 | 14.96 | 14.78 | 14.37 | 13.76 | 12.11 | 7.01 | 1.12 | 0 | 0 | 0 | 0 | 0 | 0 | 0 | 0 | 0 | 0 | 0.55 | 6.01 | 11.31 | 13.45 | 14.42 | 14.73 | 14.69 | 14.41 | 14.02 | 13.45 | 12.4 | 9.86 | 3.65 | 0.11 | 0 | 0 | 0 | 0 | 0 | 0 | 0 | 0 | 0 | 0 | 0.12 | 4.44 | 11.61 | 13.52 | 14.23 | 14.34 | 14.34 | 14.26 | 14.09 | 13.88 | 12.54 | 7.01 | 0.84 | 0 | 0 | 0 | 0 | 0 | 0 | 0 | 0 | 0 | 0 | 0 | 0.01 | 2.54 | 10.1 | 12.83 | 13.22 | 13.1 | 13.14 | 13.21 | 13.27 | 12.98 | 10.16 | 2.86 | 0.03 | 0 | 0 | 0 | 0 | 0 | 0 | 0 | 0 | 0 | 0 | 0 | 0 | 0.47 | 5.92 | 11.06 | 11.96 | 11.64 | 11.32 | 11.46 | 11.49 | 10.94 | 6.31 | 0.63 | 0 | 0 | 0 | 0 | 0 | 0 | 0 | 0 | 0 | 0 | 0 | 0 | 0 | 0.02 | 2.2 | 6.98 | 8.4 | 8.84 | 8.67 | 8.95 | 8.46 | 7.73 | 4.39 | 0.38 | 0 | 0 | 0 | 0 | 0 | 0 | 0
CAVLSR_2_BSOLAR |  | Solar_Fixed | Solar Fixed | CISO | North | Norcal | FC | 40 | 0 | 0 | 0 | 0 | 0 | 0 | 0 | 0.93 | 7 | 14.52 | 18.07 | 19.41 | 19.15 | 17.68 | 15.23 | 10.35 | 2.4 | 0 | 0 | 0 | 0 | 0 | 0 | 0 | 0 | 0 | 0 | 0 | 0 | 0 | 0 | 4.03 | 16.83 | 23.39 | 25.78 | 26.02 | 26.21 | 25.52 | 23.95 | 18.87 | 8.9 | 0.66 | 0 | 0 | 0 | 0 | 0 | 0 | 0 | 0 | 0 | 0 | 0 | 0 | 0.96 | 10.41 | 19.88 | 23.25 | 23.9 | 23.4 | 24.03 | 23.39 | 21.21 | 17.55 | 12.02 | 2.95 | 0.01 | 0 | 0 | 0 | 0 | 0 | 0 | 0 | 0 | 0 | 0 | 0.41 | 8.05 | 20.87 | 27.01 | 30.02 | 31.1 | 32.41 | 31.8 | 31.45 | 30.48 | 26.99 | 20.74 | 8.56 | 0.54 | 0 | 0 | 0 | 0 | 0 | 0 | 0 | 0 | 0 | 0 | 2.56 | 14.08 | 23.79 | 28.8 | 31.71 | 32.53 | 32.8 | 32.94 | 32.86 | 31.67 | 28.39 | 23.42 | 12.65 | 2.1 | 0 | 0 | 0 | 0 | 0 | 0 | 0 | 0 | 0 | 0.01 | 3.57 | 14.78 | 24.17 | 29.21 | 31.64 | 33.25 | 33.71 | 34.26 | 33.71 | 32.19 | 29.38 | 24.35 | 15.32 | 4.15 | 0.05 | 0 | 0 | 0 | 0 | 0 | 0 | 0 | 0 | 0 | 1.71 | 12.3 | 23 | 28.98 | 31.95 | 33.95 | 34.39 | 34.17 | 33.62 | 32.06 | 29.29 | 23.97 | 14.81 | 3.28 | 0.02 | 0 | 0 | 0 | 0 | 0 | 0 | 0 | 0 | 0 | 0.27 | 7.43 | 19.58 | 26.34 | 29.54 | 31.71 | 32.72 | 32.57 | 32.4 | 30.73 | 26.93 | 20.05 | 8.04 | 0.48 | 0 | 0 | 0 | 0 | 0 | 0 | 0 | 0 | 0 | 0 | 0.03 | 4.98 | 19.03 | 27.36 | 30.66 | 32.36 | 32.85 | 32.62 | 32.09 | 30.46 | 26.29 | 16.03 | 3.46 | 0.01 | 0 | 0 | 0 | 0 | 0 | 0 | 0 | 0 | 0 | 0 | 0 | 1.79 | 13.48 | 23.84 | 27.66 | 28.39 | 28.6 | 28.45 | 28.17 | 25.94 | 19.57 | 6.95 | 0.26 | 0 | 0 | 0 | 0 | 0 | 0 | 0 | 0 | 0 | 0 | 0 | 0 | 0.08 | 5.71 | 18.34 | 23.71 | 25.17 | 24.95 | 24.86 | 24.05 | 21.1 | 12.14 | 1.66 | 0 | 0 | 0 | 0 | 0 | 0 | 0 | 0 | 0 | 0 | 0 | 0 | 0 | 0 | 1.36 | 7.05 | 13.68 | 17.33 | 18.98 | 18.5 | 17.09 | 14.74 | 8.32 | 1.06 | 0 | 0 | 0 | 0 | 0 | 0 | 0
CAVLSR_2_RSOLAR |  | Solar_Fixed | Solar Fixed | CISO | North | Norcal | FC | 210 | 0 | 0 | 0 | 0 | 0 | 0 | 0 | 4.9 | 36.77 | 76.22 | 94.86 | 101.91 | 100.54 | 92.81 | 79.98 | 54.34 | 12.61 | 0.01 | 0 | 0 | 0 | 0 | 0 | 0 | 0 | 0 | 0 | 0 | 0 | 0 | 0.01 | 21.18 | 88.34 | 122.82 | 135.36 | 136.6 | 137.59 | 133.99 | 125.76 | 99.07 | 46.72 | 3.49 | 0 | 0 | 0 | 0 | 0 | 0 | 0 | 0 | 0 | 0 | 0 | 0 | 5.02 | 54.64 | 104.35 | 122.09 | 125.47 | 122.83 | 126.17 | 122.81 | 111.37 | 92.15 | 63.1 | 15.48 | 0.04 | 0 | 0 | 0 | 0 | 0 | 0 | 0 | 0 | 0 | 0 | 2.14 | 42.27 | 109.56 | 141.82 | 157.58 | 163.26 | 170.14 | 166.96 | 165.11 | 160.01 | 141.72 | 108.9 | 44.94 | 2.82 | 0 | 0 | 0 | 0 | 0 | 0 | 0 | 0 | 0 | 0 | 13.41 | 73.92 | 124.9 | 151.19 | 166.48 | 170.77 | 172.21 | 172.93 | 172.53 | 166.27 | 149.07 | 122.95 | 66.41 | 11.01 | 0.02 | 0 | 0 | 0 | 0 | 0 | 0 | 0 | 0 | 0.07 | 18.73 | 77.57 | 126.91 | 153.35 | 166.13 | 174.57 | 176.99 | 179.86 | 176.98 | 168.99 | 154.25 | 127.85 | 80.46 | 21.79 | 0.28 | 0 | 0 | 0 | 0 | 0 | 0 | 0 | 0 | 0 | 8.98 | 64.55 | 120.76 | 152.16 | 167.73 | 178.22 | 180.52 | 179.38 | 176.51 | 168.32 | 153.77 | 125.82 | 77.76 | 17.21 | 0.12 | 0 | 0 | 0 | 0 | 0 | 0 | 0 | 0 | 0 | 1.41 | 38.98 | 102.78 | 138.3 | 155.07 | 166.49 | 171.76 | 171.01 | 170.08 | 161.31 | 141.37 | 105.24 | 42.2 | 2.54 | 0 | 0 | 0 | 0 | 0 | 0 | 0 | 0 | 0 | 0 | 0.15 | 26.12 | 99.91 | 143.64 | 160.95 | 169.92 | 172.48 | 171.26 | 168.47 | 159.91 | 138.02 | 84.15 | 18.18 | 0.05 | 0 | 0 | 0 | 0 | 0 | 0 | 0 | 0 | 0 | 0 | 0 | 9.37 | 70.78 | 125.15 | 145.21 | 149.03 | 150.16 | 149.37 | 147.9 | 136.16 | 102.73 | 36.46 | 1.36 | 0 | 0 | 0 | 0 | 0 | 0 | 0 | 0 | 0 | 0 | 0 | 0 | 0.44 | 30 | 96.3 | 124.48 | 132.14 | 130.98 | 130.52 | 126.26 | 110.79 | 63.73 | 8.69 | 0 | 0 | 0 | 0 | 0 | 0 | 0 | 0 | 0 | 0 | 0 | 0 | 0 | 0 | 7.12 | 37 | 71.8 | 90.96 | 99.63 | 97.13 | 89.7 | 77.39 | 43.69 | 5.56 | 0 | 0 | 0 | 0 | 0 | 0 | 0
CEDUCR_2_SOLAR1 |  | Solar_1Axis | Solar Tracking | CISO | South | Socal | EO | 20 | 0 | 0 | 0 | 0 | 0 | 0 | 0.01 | 2.23 | 8.17 | 10.55 | 10.97 | 11.2 | 11.07 | 10.39 | 9.62 | 6.06 | 1.19 | 0 | 0 | 0 | 0 | 0 | 0 | 0 | 0 | 0 | 0 | 0 | 0 | 0 | 0.14 | 5.11 | 12.5 | 13.36 | 13.24 | 12.8 | 12.38 | 12.09 | 11.87 | 10.68 | 4.66 | 0.17 | 0 | 0 | 0 | 0 | 0 | 0 | 0 | 0 | 0 | 0 | 0 | 0 | 1.54 | 9.18 | 12.65 | 13.11 | 12.87 | 12.55 | 12.47 | 11.32 | 10.3 | 9.29 | 6.6 | 1 | 0 | 0 | 0 | 0 | 0 | 0 | 0 | 0 | 0 | 0 | 0 | 0.88 | 8.53 | 15.11 | 15.92 | 16.31 | 16.19 | 16.3 | 16.12 | 16.08 | 15.58 | 14.76 | 12.17 | 4.04 | 0.1 | 0 | 0 | 0 | 0 | 0 | 0 | 0 | 0 | 0 | 0.03 | 3.29 | 11.45 | 15.64 | 16.7 | 17.07 | 17.11 | 17.25 | 17.22 | 16.99 | 16.57 | 15.9 | 13.89 | 6.83 | 0.64 | 0 | 0 | 0 | 0 | 0 | 0 | 0 | 0 | 0 | 0.06 | 3.9 | 11.46 | 15.03 | 16.2 | 16.85 | 16.99 | 17.08 | 17.05 | 16.86 | 16.44 | 15.87 | 14.08 | 8.5 | 1.46 | 0 | 0 | 0 | 0 | 0 | 0 | 0 | 0 | 0 | 0.01 | 1.83 | 8.92 | 13.98 | 15.85 | 16.65 | 16.81 | 16.76 | 16.62 | 16.42 | 15.97 | 15.29 | 13.46 | 7.79 | 1.24 | 0 | 0 | 0 | 0 | 0 | 0 | 0 | 0 | 0 | 0 | 0.62 | 6.68 | 12.56 | 14.94 | 16.02 | 16.37 | 16.33 | 16.01 | 15.57 | 14.94 | 13.78 | 10.96 | 4.06 | 0.12 | 0 | 0 | 0 | 0 | 0 | 0 | 0 | 0 | 0 | 0 | 0.14 | 4.94 | 12.9 | 15.03 | 15.81 | 15.93 | 15.93 | 15.84 | 15.66 | 15.43 | 13.93 | 7.79 | 0.93 | 0 | 0 | 0 | 0 | 0 | 0 | 0 | 0 | 0 | 0 | 0 | 0.01 | 2.82 | 11.22 | 14.25 | 14.69 | 14.56 | 14.6 | 14.67 | 14.74 | 14.42 | 11.28 | 3.18 | 0.04 | 0 | 0 | 0 | 0 | 0 | 0 | 0 | 0 | 0 | 0 | 0 | 0 | 0.52 | 6.58 | 12.29 | 13.29 | 12.93 | 12.58 | 12.74 | 12.77 | 12.16 | 7.01 | 0.7 | 0 | 0 | 0 | 0 | 0 | 0 | 0 | 0 | 0 | 0 | 0 | 0 | 0 | 0.02 | 2.44 | 7.76 | 9.33 | 9.83 | 9.63 | 9.95 | 9.4 | 8.58 | 4.88 | 0.42 | 0 | 0 | 0 | 0 | 0 | 0 | 0
CEDUCR_2_SOLAR2 |  | Solar_1Axis | Solar Tracking | CISO | South | Socal | EO | 20 | 0 | 0 | 0 | 0 | 0 | 0 | 0.01 | 2.23 | 8.17 | 10.55 | 10.97 | 11.2 | 11.07 | 10.39 | 9.62 | 6.06 | 1.19 | 0 | 0 | 0 | 0 | 0 | 0 | 0 | 0 | 0 | 0 | 0 | 0 | 0 | 0.14 | 5.11 | 12.5 | 13.36 | 13.24 | 12.8 | 12.38 | 12.09 | 11.87 | 10.68 | 4.66 | 0.17 | 0 | 0 | 0 | 0 | 0 | 0 | 0 | 0 | 0 | 0 | 0 | 0 | 1.54 | 9.18 | 12.65 | 13.11 | 12.87 | 12.55 | 12.47 | 11.32 | 10.3 | 9.29 | 6.6 | 1 | 0 | 0 | 0 | 0 | 0 | 0 | 0 | 0 | 0 | 0 | 0 | 0.88 | 8.53 | 15.11 | 15.92 | 16.31 | 16.19 | 16.3 | 16.12 | 16.08 | 15.58 | 14.76 | 12.17 | 4.04 | 0.1 | 0 | 0 | 0 | 0 | 0 | 0 | 0 | 0 | 0 | 0.03 | 3.29 | 11.45 | 15.64 | 16.7 | 17.07 | 17.11 | 17.25 | 17.22 | 16.99 | 16.57 | 15.9 | 13.89 | 6.83 | 0.64 | 0 | 0 | 0 | 0 | 0 | 0 | 0 | 0 | 0 | 0.06 | 3.9 | 11.46 | 15.03 | 16.2 | 16.85 | 16.99 | 17.08 | 17.05 | 16.86 | 16.44 | 15.87 | 14.08 | 8.5 | 1.46 | 0 | 0 | 0 | 0 | 0 | 0 | 0 | 0 | 0 | 0.01 | 1.83 | 8.92 | 13.98 | 15.85 | 16.65 | 16.81 | 16.76 | 16.62 | 16.42 | 15.97 | 15.29 | 13.46 | 7.79 | 1.24 | 0 | 0 | 0 | 0 | 0 | 0 | 0 | 0 | 0 | 0 | 0.62 | 6.68 | 12.56 | 14.94 | 16.02 | 16.37 | 16.33 | 16.01 | 15.57 | 14.94 | 13.78 | 10.96 | 4.06 | 0.12 | 0 | 0 | 0 | 0 | 0 | 0 | 0 | 0 | 0 | 0 | 0.14 | 4.94 | 12.9 | 15.03 | 15.81 | 15.93 | 15.93 | 15.84 | 15.66 | 15.43 | 13.93 | 7.79 | 0.93 | 0 | 0 | 0 | 0 | 0 | 0 | 0 | 0 | 0 | 0 | 0 | 0.01 | 2.82 | 11.22 | 14.25 | 14.69 | 14.56 | 14.6 | 14.67 | 14.74 | 14.42 | 11.28 | 3.18 | 0.04 | 0 | 0 | 0 | 0 | 0 | 0 | 0 | 0 | 0 | 0 | 0 | 0 | 0.52 | 6.58 | 12.29 | 13.29 | 12.93 | 12.58 | 12.74 | 12.77 | 12.16 | 7.01 | 0.7 | 0 | 0 | 0 | 0 | 0 | 0 | 0 | 0 | 0 | 0 | 0 | 0 | 0 | 0.02 | 2.44 | 7.76 | 9.33 | 9.83 | 9.63 | 9.95 | 9.4 | 8.58 | 4.88 | 0.42 | 0 | 0 | 0 | 0 | 0 | 0 | 0
CEDUCR_2_SOLAR3 |  | Solar_1Axis | Solar Tracking | CISO | South | Socal | EO | 15 | 0 | 0 | 0 | 0 | 0 | 0 | 0.01 | 1.67 | 6.13 | 7.92 | 8.23 | 8.4 | 8.3 | 7.79 | 7.21 | 4.55 | 0.89 | 0 | 0 | 0 | 0 | 0 | 0 | 0 | 0 | 0 | 0 | 0 | 0 | 0 | 0.1 | 3.83 | 9.38 | 10.02 | 9.93 | 9.6 | 9.28 | 9.07 | 8.91 | 8.01 | 3.49 | 0.13 | 0 | 0 | 0 | 0 | 0 | 0 | 0 | 0 | 0 | 0 | 0 | 0 | 1.16 | 6.88 | 9.48 | 9.83 | 9.65 | 9.41 | 9.35 | 8.49 | 7.72 | 6.97 | 4.95 | 0.75 | 0 | 0 | 0 | 0 | 0 | 0 | 0 | 0 | 0 | 0 | 0 | 0.66 | 6.4 | 11.33 | 11.94 | 12.23 | 12.14 | 12.22 | 12.09 | 12.06 | 11.69 | 11.07 | 9.13 | 3.03 | 0.07 | 0 | 0 | 0 | 0 | 0 | 0 | 0 | 0 | 0 | 0.02 | 2.47 | 8.59 | 11.73 | 12.52 | 12.8 | 12.83 | 12.93 | 12.92 | 12.74 | 12.42 | 11.92 | 10.42 | 5.12 | 0.48 | 0 | 0 | 0 | 0 | 0 | 0 | 0 | 0 | 0 | 0.04 | 2.93 | 8.6 | 11.27 | 12.15 | 12.64 | 12.74 | 12.81 | 12.79 | 12.64 | 12.33 | 11.9 | 10.56 | 6.38 | 1.09 | 0 | 0 | 0 | 0 | 0 | 0 | 0 | 0 | 0 | 0 | 1.37 | 6.69 | 10.48 | 11.89 | 12.49 | 12.61 | 12.57 | 12.46 | 12.31 | 11.98 | 11.46 | 10.09 | 5.84 | 0.93 | 0 | 0 | 0 | 0 | 0 | 0 | 0 | 0 | 0 | 0 | 0.46 | 5.01 | 9.42 | 11.21 | 12.02 | 12.27 | 12.25 | 12.01 | 11.68 | 11.21 | 10.33 | 8.22 | 3.04 | 0.09 | 0 | 0 | 0 | 0 | 0 | 0 | 0 | 0 | 0 | 0 | 0.1 | 3.7 | 9.68 | 11.27 | 11.85 | 11.95 | 11.95 | 11.88 | 11.74 | 11.57 | 10.45 | 5.84 | 0.7 | 0 | 0 | 0 | 0 | 0 | 0 | 0 | 0 | 0 | 0 | 0 | 0.01 | 2.11 | 8.42 | 10.69 | 11.01 | 10.92 | 10.95 | 11.01 | 11.06 | 10.82 | 8.46 | 2.39 | 0.03 | 0 | 0 | 0 | 0 | 0 | 0 | 0 | 0 | 0 | 0 | 0 | 0 | 0.39 | 4.94 | 9.22 | 9.97 | 9.7 | 9.44 | 9.55 | 9.58 | 9.12 | 5.26 | 0.52 | 0 | 0 | 0 | 0 | 0 | 0 | 0 | 0 | 0 | 0 | 0 | 0 | 0 | 0.02 | 1.83 | 5.82 | 7 | 7.37 | 7.23 | 7.46 | 7.05 | 6.44 | 3.66 | 0.31 | 0 | 0 | 0 | 0 | 0 | 0 | 0
CEDUCR_2_SOLAR4 |  | Solar_1Axis | Solar Tracking | CISO | South | Socal | EO | 20 | 0 | 0 | 0 | 0 | 0 | 0 | 0.01 | 2.23 | 8.17 | 10.55 | 10.97 | 11.2 | 11.07 | 10.39 | 9.62 | 6.06 | 1.19 | 0 | 0 | 0 | 0 | 0 | 0 | 0 | 0 | 0 | 0 | 0 | 0 | 0 | 0.14 | 5.11 | 12.5 | 13.36 | 13.24 | 12.8 | 12.38 | 12.09 | 11.87 | 10.68 | 4.66 | 0.17 | 0 | 0 | 0 | 0 | 0 | 0 | 0 | 0 | 0 | 0 | 0 | 0 | 1.54 | 9.18 | 12.65 | 13.11 | 12.87 | 12.55 | 12.47 | 11.32 | 10.3 | 9.29 | 6.6 | 1 | 0 | 0 | 0 | 0 | 0 | 0 | 0 | 0 | 0 | 0 | 0 | 0.88 | 8.53 | 15.11 | 15.92 | 16.31 | 16.19 | 16.3 | 16.12 | 16.08 | 15.58 | 14.76 | 12.17 | 4.04 | 0.1 | 0 | 0 | 0 | 0 | 0 | 0 | 0 | 0 | 0 | 0.03 | 3.29 | 11.45 | 15.64 | 16.7 | 17.07 | 17.11 | 17.25 | 17.22 | 16.99 | 16.57 | 15.9 | 13.89 | 6.83 | 0.64 | 0 | 0 | 0 | 0 | 0 | 0 | 0 | 0 | 0 | 0.06 | 3.9 | 11.46 | 15.03 | 16.2 | 16.85 | 16.99 | 17.08 | 17.05 | 16.86 | 16.44 | 15.87 | 14.08 | 8.5 | 1.46 | 0 | 0 | 0 | 0 | 0 | 0 | 0 | 0 | 0 | 0.01 | 1.83 | 8.92 | 13.98 | 15.85 | 16.65 | 16.81 | 16.76 | 16.62 | 16.42 | 15.97 | 15.29 | 13.46 | 7.79 | 1.24 | 0 | 0 | 0 | 0 | 0 | 0 | 0 | 0 | 0 | 0 | 0.62 | 6.68 | 12.56 | 14.94 | 16.02 | 16.37 | 16.33 | 16.01 | 15.57 | 14.94 | 13.78 | 10.96 | 4.06 | 0.12 | 0 | 0 | 0 | 0 | 0 | 0 | 0 | 0 | 0 | 0 | 0.14 | 4.94 | 12.9 | 15.03 | 15.81 | 15.93 | 15.93 | 15.84 | 15.66 | 15.43 | 13.93 | 7.79 | 0.93 | 0 | 0 | 0 | 0 | 0 | 0 | 0 | 0 | 0 | 0 | 0 | 0.01 | 2.82 | 11.22 | 14.25 | 14.69 | 14.56 | 14.6 | 14.67 | 14.74 | 14.42 | 11.28 | 3.18 | 0.04 | 0 | 0 | 0 | 0 | 0 | 0 | 0 | 0 | 0 | 0 | 0 | 0 | 0.52 | 6.58 | 12.29 | 13.29 | 12.93 | 12.58 | 12.74 | 12.77 | 12.16 | 7.01 | 0.7 | 0 | 0 | 0 | 0 | 0 | 0 | 0 | 0 | 0 | 0 | 0 | 0 | 0 | 0.02 | 2.44 | 7.76 | 9.33 | 9.83 | 9.63 | 9.95 | 9.4 | 8.58 | 4.88 | 0.42 | 0 | 0 | 0 | 0 | 0 | 0 | 0
CENT40_1_C40SR1 |  | Solar_1Axis | Solar Tracking | CISO | North | Norcal | FC | 40 | 0 | 0 | 0 | 0 | 0 | 0 | 0 | 0.85 | 6.55 | 12.49 | 15.45 | 17.01 | 17.02 | 16.06 | 15.03 | 10.27 | 2.24 | 0 | 0 | 0 | 0 | 0 | 0 | 0 | 0 | 0 | 0 | 0 | 0 | 0 | 0.01 | 4.94 | 20.54 | 25.6 | 26.15 | 24.78 | 24.43 | 24.27 | 24.79 | 21.15 | 11.1 | 0.61 | 0 | 0 | 0 | 0 | 0 | 0 | 0 | 0 | 0 | 0 | 0 | 0 | 1.04 | 12.78 | 23.97 | 25.68 | 24.11 | 24.76 | 24.4 | 22.45 | 20.74 | 19.31 | 13.59 | 3.14 | 0 | 0 | 0 | 0 | 0 | 0 | 0 | 0 | 0 | 0 | 0 | 0.55 | 11.93 | 26.34 | 28.97 | 28.81 | 28.3 | 28.98 | 29.04 | 28.61 | 29.08 | 27.88 | 25.43 | 11.8 | 0.54 | 0 | 0 | 0 | 0 | 0 | 0 | 0 | 0 | 0 | 0 | 4.4 | 20.76 | 29.27 | 30.61 | 30.65 | 30.37 | 31.02 | 31.01 | 31.73 | 31.72 | 31.02 | 29.24 | 18.09 | 2.81 | 0 | 0 | 0 | 0 | 0 | 0 | 0 | 0 | 0 | 0.03 | 6.32 | 22.94 | 31.08 | 33.28 | 33.69 | 33.95 | 34.14 | 34.04 | 33.74 | 33.73 | 33 | 30.61 | 22.68 | 6.39 | 0.07 | 0 | 0 | 0 | 0 | 0 | 0 | 0 | 0 | 0 | 2.87 | 18.4 | 29.68 | 32.75 | 33.2 | 33.44 | 33.31 | 33.24 | 32.88 | 32.82 | 31.48 | 29.19 | 20.47 | 4.81 | 0.03 | 0 | 0 | 0 | 0 | 0 | 0 | 0 | 0 | 0 | 0.41 | 10.78 | 24.92 | 30.13 | 31.53 | 31.67 | 31.92 | 31.68 | 31.42 | 31.2 | 29.36 | 24.08 | 10.69 | 0.59 | 0 | 0 | 0 | 0 | 0 | 0 | 0 | 0 | 0 | 0 | 0.04 | 6.59 | 23.49 | 29.59 | 30.59 | 30.37 | 30.03 | 30.08 | 30.5 | 30.64 | 28.87 | 19.01 | 3.73 | 0 | 0 | 0 | 0 | 0 | 0 | 0 | 0 | 0 | 0 | 0 | 0 | 1.97 | 15.6 | 25.79 | 26.57 | 26.04 | 25.39 | 25.58 | 26.04 | 25.94 | 21.83 | 7.26 | 0.15 | 0 | 0 | 0 | 0 | 0 | 0 | 0 | 0 | 0 | 0 | 0 | 0 | 0.07 | 6.08 | 18.3 | 21.56 | 21.16 | 20.48 | 21.08 | 21.7 | 20.39 | 12.77 | 1.51 | 0 | 0 | 0 | 0 | 0 | 0 | 0 | 0 | 0 | 0 | 0 | 0 | 0 | 0 | 1.19 | 8.19 | 13.44 | 16.33 | 17.15 | 16.7 | 16.17 | 14.95 | 8.36 | 0.9 | 0 | 0 | 0 | 0 | 0 | 0 | 0
CENTER_2_SOLAR1 |  | Solar_1Axis | Solar Tracking | CISO | South | Socal | EO | 0.9 | 0 | 0 | 0 | 0 | 0 | 0 | 0 | 0.1 | 0.37 | 0.47 | 0.49 | 0.5 | 0.5 | 0.47 | 0.43 | 0.27 | 0.05 | 0 | 0 | 0 | 0 | 0 | 0 | 0 | 0 | 0 | 0 | 0 | 0 | 0 | 0.01 | 0.23 | 0.56 | 0.6 | 0.6 | 0.58 | 0.56 | 0.54 | 0.53 | 0.48 | 0.21 | 0.01 | 0 | 0 | 0 | 0 | 0 | 0 | 0 | 0 | 0 | 0 | 0 | 0 | 0.07 | 0.41 | 0.57 | 0.59 | 0.58 | 0.56 | 0.56 | 0.51 | 0.46 | 0.42 | 0.3 | 0.04 | 0 | 0 | 0 | 0 | 0 | 0 | 0 | 0 | 0 | 0 | 0 | 0.04 | 0.38 | 0.68 | 0.72 | 0.73 | 0.73 | 0.73 | 0.73 | 0.72 | 0.7 | 0.66 | 0.55 | 0.18 | 0 | 0 | 0 | 0 | 0 | 0 | 0 | 0 | 0 | 0 | 0 | 0.15 | 0.52 | 0.7 | 0.75 | 0.77 | 0.77 | 0.78 | 0.77 | 0.76 | 0.75 | 0.72 | 0.62 | 0.31 | 0.03 | 0 | 0 | 0 | 0 | 0 | 0 | 0 | 0 | 0 | 0 | 0.18 | 0.52 | 0.68 | 0.73 | 0.76 | 0.76 | 0.77 | 0.77 | 0.76 | 0.74 | 0.71 | 0.63 | 0.38 | 0.07 | 0 | 0 | 0 | 0 | 0 | 0 | 0 | 0 | 0 | 0 | 0.08 | 0.4 | 0.63 | 0.71 | 0.75 | 0.76 | 0.75 | 0.75 | 0.74 | 0.72 | 0.69 | 0.61 | 0.35 | 0.06 | 0 | 0 | 0 | 0 | 0 | 0 | 0 | 0 | 0 | 0 | 0.03 | 0.3 | 0.57 | 0.67 | 0.72 | 0.74 | 0.73 | 0.72 | 0.7 | 0.67 | 0.62 | 0.49 | 0.18 | 0.01 | 0 | 0 | 0 | 0 | 0 | 0 | 0 | 0 | 0 | 0 | 0.01 | 0.22 | 0.58 | 0.68 | 0.71 | 0.72 | 0.72 | 0.71 | 0.7 | 0.69 | 0.63 | 0.35 | 0.04 | 0 | 0 | 0 | 0 | 0 | 0 | 0 | 0 | 0 | 0 | 0 | 0 | 0.13 | 0.5 | 0.64 | 0.66 | 0.66 | 0.66 | 0.66 | 0.66 | 0.65 | 0.51 | 0.14 | 0 | 0 | 0 | 0 | 0 | 0 | 0 | 0 | 0 | 0 | 0 | 0 | 0 | 0.02 | 0.3 | 0.55 | 0.6 | 0.58 | 0.57 | 0.57 | 0.57 | 0.55 | 0.32 | 0.03 | 0 | 0 | 0 | 0 | 0 | 0 | 0 | 0 | 0 | 0 | 0 | 0 | 0 | 0 | 0.11 | 0.35 | 0.42 | 0.44 | 0.43 | 0.45 | 0.42 | 0.39 | 0.22 | 0.02 | 0 | 0 | 0 | 0 | 0 | 0 | 0
CENTPD_2_BMSSX2 |  | Paired_Solar_1Axis | Solar Tracking | CISO | South | Socal | FC | 223.6 | 0 | 0 | 0 | 0 | 0 | 0 | 0.11 | 24.94 | 91.37 | 118 | 122.64 | 125.26 | 123.71 | 116.19 | 107.53 | 67.77 | 13.34 | 0 | 0 | 0 | 0 | 0 | 0 | 0 | 0 | 0 | 0 | 0 | 0 | 0 | 1.54 | 57.12 | 139.75 | 149.32 | 148.07 | 143.06 | 138.37 | 135.16 | 132.76 | 119.38 | 52.09 | 1.92 | 0 | 0 | 0 | 0 | 0 | 0 | 0 | 0 | 0 | 0 | 0 | 0 | 17.27 | 102.63 | 141.38 | 146.55 | 143.89 | 140.27 | 139.44 | 126.59 | 115.14 | 103.88 | 73.81 | 11.14 | 0 | 0 | 0 | 0 | 0 | 0 | 0 | 0 | 0 | 0 | 0 | 9.89 | 95.41 | 168.89 | 178.01 | 182.33 | 180.99 | 182.19 | 180.21 | 179.82 | 174.19 | 165 | 136.08 | 45.18 | 1.06 | 0 | 0 | 0 | 0 | 0 | 0 | 0 | 0 | 0 | 0.3 | 36.81 | 128.02 | 174.8 | 186.68 | 190.85 | 191.27 | 192.81 | 192.52 | 189.95 | 185.2 | 177.74 | 155.27 | 76.39 | 7.19 | 0 | 0 | 0 | 0 | 0 | 0 | 0 | 0 | 0 | 0.67 | 43.63 | 128.13 | 168 | 181.16 | 188.4 | 189.9 | 190.93 | 190.62 | 188.46 | 183.82 | 177.42 | 157.36 | 95.08 | 16.28 | 0.01 | 0 | 0 | 0 | 0 | 0 | 0 | 0 | 0 | 0.06 | 20.45 | 99.73 | 156.27 | 177.22 | 186.12 | 187.94 | 187.4 | 185.78 | 183.55 | 178.51 | 170.9 | 150.47 | 87.04 | 13.86 | 0.01 | 0 | 0 | 0 | 0 | 0 | 0 | 0 | 0 | 0 | 6.89 | 74.68 | 140.44 | 167.08 | 179.14 | 182.98 | 182.54 | 178.96 | 174.12 | 167.08 | 154.04 | 122.52 | 45.38 | 1.39 | 0 | 0 | 0 | 0 | 0 | 0 | 0 | 0 | 0 | 0 | 1.53 | 55.2 | 144.25 | 167.99 | 176.71 | 178.13 | 178.08 | 177.1 | 175.02 | 172.48 | 155.75 | 87.1 | 10.45 | 0 | 0 | 0 | 0 | 0 | 0 | 0 | 0 | 0 | 0 | 0 | 0.1 | 31.51 | 125.45 | 159.35 | 164.19 | 162.76 | 163.22 | 164.07 | 164.8 | 161.24 | 126.15 | 35.58 | 0.39 | 0 | 0 | 0 | 0 | 0 | 0 | 0 | 0 | 0 | 0 | 0 | 0 | 5.82 | 73.57 | 137.38 | 148.6 | 144.6 | 140.68 | 142.41 | 142.75 | 135.92 | 78.41 | 7.8 | 0 | 0 | 0 | 0 | 0 | 0 | 0 | 0 | 0 | 0 | 0 | 0 | 0 | 0.27 | 27.28 | 86.73 | 104.29 | 109.87 | 107.71 | 111.21 | 105.12 | 95.97 | 54.53 | 4.68 | 0 | 0 | 0 | 0 | 0 | 0 | 0
CHINO_2_JURUPA |  | Solar_Fixed | Solar Fixed | CISO | South | Socal | EO | 1.5 | 0 | 0 | 0 | 0 | 0 | 0 | 0 | 0.18 | 0.62 | 0.84 | 0.93 | 0.96 | 0.92 | 0.88 | 0.74 | 0.41 | 0.06 | 0 | 0 | 0 | 0 | 0 | 0 | 0 | 0 | 0 | 0 | 0 | 0 | 0 | 0.01 | 0.33 | 0.79 | 0.96 | 1.02 | 1.04 | 0.99 | 0.94 | 0.85 | 0.67 | 0.24 | 0.01 | 0 | 0 | 0 | 0 | 0 | 0 | 0 | 0 | 0 | 0 | 0 | 0 | 0.11 | 0.57 | 0.88 | 1.01 | 1.03 | 1.04 | 1 | 0.95 | 0.85 | 0.69 | 0.37 | 0.05 | 0 | 0 | 0 | 0 | 0 | 0 | 0 | 0 | 0 | 0 | 0 | 0.05 | 0.44 | 0.89 | 1.12 | 1.21 | 1.26 | 1.26 | 1.24 | 1.21 | 1.11 | 0.96 | 0.65 | 0.17 | 0 | 0 | 0 | 0 | 0 | 0 | 0 | 0 | 0 | 0 | 0 | 0.18 | 0.63 | 0.94 | 1.13 | 1.25 | 1.3 | 1.31 | 1.3 | 1.27 | 1.19 | 1.04 | 0.76 | 0.29 | 0.02 | 0 | 0 | 0 | 0 | 0 | 0 | 0 | 0 | 0 | 0.01 | 0.2 | 0.61 | 0.92 | 1.14 | 1.25 | 1.32 | 1.32 | 1.31 | 1.27 | 1.17 | 1.03 | 0.8 | 0.38 | 0.05 | 0 | 0 | 0 | 0 | 0 | 0 | 0 | 0 | 0 | 0 | 0.11 | 0.44 | 0.8 | 1.02 | 1.15 | 1.23 | 1.26 | 1.25 | 1.21 | 1.11 | 0.97 | 0.74 | 0.34 | 0.04 | 0 | 0 | 0 | 0 | 0 | 0 | 0 | 0 | 0 | 0 | 0.04 | 0.38 | 0.81 | 1.02 | 1.16 | 1.27 | 1.29 | 1.24 | 1.2 | 1.1 | 0.94 | 0.63 | 0.18 | 0.01 | 0 | 0 | 0 | 0 | 0 | 0 | 0 | 0 | 0 | 0 | 0.01 | 0.3 | 0.79 | 1.03 | 1.16 | 1.24 | 1.25 | 1.25 | 1.2 | 1.08 | 0.86 | 0.4 | 0.04 | 0 | 0 | 0 | 0 | 0 | 0 | 0 | 0 | 0 | 0 | 0 | 0 | 0.19 | 0.7 | 1 | 1.12 | 1.2 | 1.21 | 1.19 | 1.14 | 1.02 | 0.67 | 0.16 | 0 | 0 | 0 | 0 | 0 | 0 | 0 | 0 | 0 | 0 | 0 | 0 | 0 | 0.05 | 0.45 | 0.88 | 1.02 | 1.08 | 1.1 | 1.07 | 1 | 0.83 | 0.39 | 0.03 | 0 | 0 | 0 | 0 | 0 | 0 | 0 | 0 | 0 | 0 | 0 | 0 | 0 | 0.01 | 0.2 | 0.58 | 0.78 | 0.85 | 0.9 | 0.89 | 0.81 | 0.64 | 0.29 | 0.02 | 0 | 0 | 0 | 0 | 0 | 0 | 0
CHINO_2_SASOLR |  | Solar_Fixed | Solar Fixed | CISO | South | Socal | EO | 1.5 | 0 | 0 | 0 | 0 | 0 | 0 | 0 | 0.18 | 0.62 | 0.84 | 0.93 | 0.96 | 0.92 | 0.88 | 0.74 | 0.41 | 0.06 | 0 | 0 | 0 | 0 | 0 | 0 | 0 | 0 | 0 | 0 | 0 | 0 | 0 | 0.01 | 0.33 | 0.79 | 0.96 | 1.02 | 1.04 | 0.99 | 0.94 | 0.85 | 0.67 | 0.24 | 0.01 | 0 | 0 | 0 | 0 | 0 | 0 | 0 | 0 | 0 | 0 | 0 | 0 | 0.11 | 0.57 | 0.88 | 1.01 | 1.03 | 1.04 | 1 | 0.95 | 0.85 | 0.69 | 0.37 | 0.05 | 0 | 0 | 0 | 0 | 0 | 0 | 0 | 0 | 0 | 0 | 0 | 0.05 | 0.44 | 0.89 | 1.12 | 1.21 | 1.26 | 1.26 | 1.24 | 1.21 | 1.11 | 0.96 | 0.65 | 0.17 | 0 | 0 | 0 | 0 | 0 | 0 | 0 | 0 | 0 | 0 | 0 | 0.18 | 0.63 | 0.94 | 1.13 | 1.25 | 1.3 | 1.31 | 1.3 | 1.27 | 1.19 | 1.04 | 0.76 | 0.29 | 0.02 | 0 | 0 | 0 | 0 | 0 | 0 | 0 | 0 | 0 | 0.01 | 0.2 | 0.61 | 0.92 | 1.14 | 1.25 | 1.32 | 1.32 | 1.31 | 1.27 | 1.17 | 1.03 | 0.8 | 0.38 | 0.05 | 0 | 0 | 0 | 0 | 0 | 0 | 0 | 0 | 0 | 0 | 0.11 | 0.44 | 0.8 | 1.02 | 1.15 | 1.23 | 1.26 | 1.25 | 1.21 | 1.11 | 0.97 | 0.74 | 0.34 | 0.04 | 0 | 0 | 0 | 0 | 0 | 0 | 0 | 0 | 0 | 0 | 0.04 | 0.38 | 0.81 | 1.02 | 1.16 | 1.27 | 1.29 | 1.24 | 1.2 | 1.1 | 0.94 | 0.63 | 0.18 | 0.01 | 0 | 0 | 0 | 0 | 0 | 0 | 0 | 0 | 0 | 0 | 0.01 | 0.3 | 0.79 | 1.03 | 1.16 | 1.24 | 1.25 | 1.25 | 1.2 | 1.08 | 0.86 | 0.4 | 0.04 | 0 | 0 | 0 | 0 | 0 | 0 | 0 | 0 | 0 | 0 | 0 | 0 | 0.19 | 0.7 | 1 | 1.12 | 1.2 | 1.21 | 1.19 | 1.14 | 1.02 | 0.67 | 0.16 | 0 | 0 | 0 | 0 | 0 | 0 | 0 | 0 | 0 | 0 | 0 | 0 | 0 | 0.05 | 0.45 | 0.88 | 1.02 | 1.08 | 1.1 | 1.07 | 1 | 0.83 | 0.39 | 0.03 | 0 | 0 | 0 | 0 | 0 | 0 | 0 | 0 | 0 | 0 | 0 | 0 | 0 | 0.01 | 0.2 | 0.58 | 0.78 | 0.85 | 0.9 | 0.89 | 0.81 | 0.64 | 0.29 | 0.02 | 0 | 0 | 0 | 0 | 0 | 0 | 0
CHINO_2_SOLAR2 |  | Solar_1Axis | Solar Tracking | CISO | South | Socal | EO | 1.49 | 0 | 0 | 0 | 0 | 0 | 0 | 0 | 0.17 | 0.61 | 0.79 | 0.82 | 0.83 | 0.82 | 0.77 | 0.72 | 0.45 | 0.09 | 0 | 0 | 0 | 0 | 0 | 0 | 0 | 0 | 0 | 0 | 0 | 0 | 0 | 0.01 | 0.38 | 0.93 | 1 | 0.99 | 0.95 | 0.92 | 0.9 | 0.88 | 0.8 | 0.35 | 0.01 | 0 | 0 | 0 | 0 | 0 | 0 | 0 | 0 | 0 | 0 | 0 | 0 | 0.12 | 0.68 | 0.94 | 0.98 | 0.96 | 0.93 | 0.93 | 0.84 | 0.77 | 0.69 | 0.49 | 0.07 | 0 | 0 | 0 | 0 | 0 | 0 | 0 | 0 | 0 | 0 | 0 | 0.07 | 0.64 | 1.13 | 1.19 | 1.21 | 1.21 | 1.21 | 1.2 | 1.2 | 1.16 | 1.1 | 0.91 | 0.3 | 0.01 | 0 | 0 | 0 | 0 | 0 | 0 | 0 | 0 | 0 | 0 | 0.25 | 0.85 | 1.16 | 1.24 | 1.27 | 1.27 | 1.28 | 1.28 | 1.27 | 1.23 | 1.18 | 1.03 | 0.51 | 0.05 | 0 | 0 | 0 | 0 | 0 | 0 | 0 | 0 | 0 | 0 | 0.29 | 0.85 | 1.12 | 1.21 | 1.26 | 1.27 | 1.27 | 1.27 | 1.26 | 1.22 | 1.18 | 1.05 | 0.63 | 0.11 | 0 | 0 | 0 | 0 | 0 | 0 | 0 | 0 | 0 | 0 | 0.14 | 0.66 | 1.04 | 1.18 | 1.24 | 1.25 | 1.25 | 1.24 | 1.22 | 1.19 | 1.14 | 1 | 0.58 | 0.09 | 0 | 0 | 0 | 0 | 0 | 0 | 0 | 0 | 0 | 0 | 0.05 | 0.5 | 0.94 | 1.11 | 1.19 | 1.22 | 1.22 | 1.19 | 1.16 | 1.11 | 1.03 | 0.82 | 0.3 | 0.01 | 0 | 0 | 0 | 0 | 0 | 0 | 0 | 0 | 0 | 0 | 0.01 | 0.37 | 0.96 | 1.12 | 1.18 | 1.19 | 1.19 | 1.18 | 1.17 | 1.15 | 1.04 | 0.58 | 0.07 | 0 | 0 | 0 | 0 | 0 | 0 | 0 | 0 | 0 | 0 | 0 | 0 | 0.21 | 0.84 | 1.06 | 1.09 | 1.08 | 1.09 | 1.09 | 1.1 | 1.07 | 0.84 | 0.24 | 0 | 0 | 0 | 0 | 0 | 0 | 0 | 0 | 0 | 0 | 0 | 0 | 0 | 0.04 | 0.49 | 0.92 | 0.99 | 0.96 | 0.94 | 0.95 | 0.95 | 0.91 | 0.52 | 0.05 | 0 | 0 | 0 | 0 | 0 | 0 | 0 | 0 | 0 | 0 | 0 | 0 | 0 | 0 | 0.18 | 0.58 | 0.69 | 0.73 | 0.72 | 0.74 | 0.7 | 0.64 | 0.36 | 0.03 | 0 | 0 | 0 | 0 | 0 | 0 | 0
CLOVDL_1_SOLAR |  | Solar_Fixed | Solar Fixed | CISO | North | Norcal | FC | 1.5 | 0 | 0 | 0 | 0 | 0 | 0 | 0 | 0.03 | 0.26 | 0.54 | 0.68 | 0.73 | 0.72 | 0.66 | 0.57 | 0.39 | 0.09 | 0 | 0 | 0 | 0 | 0 | 0 | 0 | 0 | 0 | 0 | 0 | 0 | 0 | 0 | 0.15 | 0.63 | 0.88 | 0.97 | 0.98 | 0.98 | 0.96 | 0.9 | 0.71 | 0.33 | 0.02 | 0 | 0 | 0 | 0 | 0 | 0 | 0 | 0 | 0 | 0 | 0 | 0 | 0.04 | 0.39 | 0.75 | 0.87 | 0.9 | 0.88 | 0.9 | 0.88 | 0.8 | 0.66 | 0.45 | 0.11 | 0 | 0 | 0 | 0 | 0 | 0 | 0 | 0 | 0 | 0 | 0 | 0.02 | 0.3 | 0.78 | 1.01 | 1.13 | 1.17 | 1.22 | 1.19 | 1.18 | 1.14 | 1.01 | 0.78 | 0.32 | 0.02 | 0 | 0 | 0 | 0 | 0 | 0 | 0 | 0 | 0 | 0 | 0.1 | 0.53 | 0.89 | 1.08 | 1.19 | 1.22 | 1.23 | 1.24 | 1.23 | 1.19 | 1.06 | 0.88 | 0.47 | 0.08 | 0 | 0 | 0 | 0 | 0 | 0 | 0 | 0 | 0 | 0 | 0.13 | 0.55 | 0.91 | 1.1 | 1.19 | 1.25 | 1.26 | 1.28 | 1.26 | 1.21 | 1.1 | 0.91 | 0.57 | 0.16 | 0 | 0 | 0 | 0 | 0 | 0 | 0 | 0 | 0 | 0 | 0.06 | 0.46 | 0.86 | 1.09 | 1.2 | 1.27 | 1.29 | 1.28 | 1.26 | 1.2 | 1.1 | 0.9 | 0.56 | 0.12 | 0 | 0 | 0 | 0 | 0 | 0 | 0 | 0 | 0 | 0 | 0.01 | 0.28 | 0.73 | 0.99 | 1.11 | 1.19 | 1.23 | 1.22 | 1.21 | 1.15 | 1.01 | 0.75 | 0.3 | 0.02 | 0 | 0 | 0 | 0 | 0 | 0 | 0 | 0 | 0 | 0 | 0 | 0.19 | 0.71 | 1.03 | 1.15 | 1.21 | 1.23 | 1.22 | 1.2 | 1.14 | 0.99 | 0.6 | 0.13 | 0 | 0 | 0 | 0 | 0 | 0 | 0 | 0 | 0 | 0 | 0 | 0 | 0.07 | 0.51 | 0.89 | 1.04 | 1.06 | 1.07 | 1.07 | 1.06 | 0.97 | 0.73 | 0.26 | 0.01 | 0 | 0 | 0 | 0 | 0 | 0 | 0 | 0 | 0 | 0 | 0 | 0 | 0 | 0.21 | 0.69 | 0.89 | 0.94 | 0.94 | 0.93 | 0.9 | 0.79 | 0.46 | 0.06 | 0 | 0 | 0 | 0 | 0 | 0 | 0 | 0 | 0 | 0 | 0 | 0 | 0 | 0 | 0.05 | 0.26 | 0.51 | 0.65 | 0.71 | 0.69 | 0.64 | 0.55 | 0.31 | 0.04 | 0 | 0 | 0 | 0 | 0 | 0 | 0
CMBLND_2_DS2SR1 |  | Paired_Solar_1Axis | Solar Tracking | CISO | South | Socal | ID | 65 | 0 | 0 | 0 | 0 | 0 | 0 | 0.03 | 7.25 | 26.56 | 34.3 | 35.65 | 36.41 | 35.96 | 33.78 | 31.26 | 19.7 | 3.88 | 0 | 0 | 0 | 0 | 0 | 0 | 0 | 0 | 0 | 0 | 0 | 0 | 0 | 0.45 | 16.6 | 40.63 | 43.41 | 43.04 | 41.59 | 40.22 | 39.29 | 38.59 | 34.7 | 15.14 | 0.56 | 0 | 0 | 0 | 0 | 0 | 0 | 0 | 0 | 0 | 0 | 0 | 0 | 5.02 | 29.83 | 41.1 | 42.6 | 41.83 | 40.78 | 40.54 | 36.8 | 33.47 | 30.2 | 21.46 | 3.24 | 0 | 0 | 0 | 0 | 0 | 0 | 0 | 0 | 0 | 0 | 0 | 2.88 | 27.74 | 49.1 | 51.75 | 53 | 52.61 | 52.96 | 52.39 | 52.27 | 50.64 | 47.96 | 39.56 | 13.13 | 0.31 | 0 | 0 | 0 | 0 | 0 | 0 | 0 | 0 | 0 | 0.09 | 10.7 | 37.22 | 50.81 | 54.27 | 55.48 | 55.6 | 56.05 | 55.97 | 55.22 | 53.84 | 51.67 | 45.14 | 22.21 | 2.09 | 0 | 0 | 0 | 0 | 0 | 0 | 0 | 0 | 0 | 0.19 | 12.68 | 37.25 | 48.84 | 52.66 | 54.77 | 55.2 | 55.5 | 55.41 | 54.79 | 53.44 | 51.58 | 45.74 | 27.64 | 4.73 | 0 | 0 | 0 | 0 | 0 | 0 | 0 | 0 | 0 | 0.02 | 5.94 | 28.99 | 45.43 | 51.52 | 54.11 | 54.63 | 54.48 | 54 | 53.36 | 51.89 | 49.68 | 43.74 | 25.3 | 4.03 | 0 | 0 | 0 | 0 | 0 | 0 | 0 | 0 | 0 | 0 | 2 | 21.71 | 40.83 | 48.57 | 52.07 | 53.19 | 53.07 | 52.02 | 50.62 | 48.57 | 44.78 | 35.62 | 13.19 | 0.4 | 0 | 0 | 0 | 0 | 0 | 0 | 0 | 0 | 0 | 0 | 0.44 | 16.05 | 41.93 | 48.83 | 51.37 | 51.78 | 51.77 | 51.48 | 50.88 | 50.14 | 45.27 | 25.32 | 3.04 | 0 | 0 | 0 | 0 | 0 | 0 | 0 | 0 | 0 | 0 | 0 | 0.03 | 9.16 | 36.47 | 46.32 | 47.73 | 47.31 | 47.45 | 47.69 | 47.91 | 46.87 | 36.67 | 10.34 | 0.11 | 0 | 0 | 0 | 0 | 0 | 0 | 0 | 0 | 0 | 0 | 0 | 0 | 1.69 | 21.39 | 39.94 | 43.2 | 42.03 | 40.9 | 41.4 | 41.5 | 39.51 | 22.79 | 2.27 | 0 | 0 | 0 | 0 | 0 | 0 | 0 | 0 | 0 | 0 | 0 | 0 | 0 | 0.08 | 7.93 | 25.21 | 30.32 | 31.94 | 31.31 | 32.33 | 30.56 | 27.9 | 15.85 | 1.36 | 0 | 0 | 0 | 0 | 0 | 0 | 0
CMBLND_2_DS2SR2 |  | Paired_Solar_1Axis | Solar Tracking | CISO | South | Socal | ID | 65 | 0 | 0 | 0 | 0 | 0 | 0 | 0.03 | 7.25 | 26.56 | 34.3 | 35.65 | 36.41 | 35.96 | 33.78 | 31.26 | 19.7 | 3.88 | 0 | 0 | 0 | 0 | 0 | 0 | 0 | 0 | 0 | 0 | 0 | 0 | 0 | 0.45 | 16.6 | 40.63 | 43.41 | 43.04 | 41.59 | 40.22 | 39.29 | 38.59 | 34.7 | 15.14 | 0.56 | 0 | 0 | 0 | 0 | 0 | 0 | 0 | 0 | 0 | 0 | 0 | 0 | 5.02 | 29.83 | 41.1 | 42.6 | 41.83 | 40.78 | 40.54 | 36.8 | 33.47 | 30.2 | 21.46 | 3.24 | 0 | 0 | 0 | 0 | 0 | 0 | 0 | 0 | 0 | 0 | 0 | 2.88 | 27.74 | 49.1 | 51.75 | 53 | 52.61 | 52.96 | 52.39 | 52.27 | 50.64 | 47.96 | 39.56 | 13.13 | 0.31 | 0 | 0 | 0 | 0 | 0 | 0 | 0 | 0 | 0 | 0.09 | 10.7 | 37.22 | 50.81 | 54.27 | 55.48 | 55.6 | 56.05 | 55.97 | 55.22 | 53.84 | 51.67 | 45.14 | 22.21 | 2.09 | 0 | 0 | 0 | 0 | 0 | 0 | 0 | 0 | 0 | 0.19 | 12.68 | 37.25 | 48.84 | 52.66 | 54.77 | 55.2 | 55.5 | 55.41 | 54.79 | 53.44 | 51.58 | 45.74 | 27.64 | 4.73 | 0 | 0 | 0 | 0 | 0 | 0 | 0 | 0 | 0 | 0.02 | 5.94 | 28.99 | 45.43 | 51.52 | 54.11 | 54.63 | 54.48 | 54 | 53.36 | 51.89 | 49.68 | 43.74 | 25.3 | 4.03 | 0 | 0 | 0 | 0 | 0 | 0 | 0 | 0 | 0 | 0 | 2 | 21.71 | 40.83 | 48.57 | 52.07 | 53.19 | 53.07 | 52.02 | 50.62 | 48.57 | 44.78 | 35.62 | 13.19 | 0.4 | 0 | 0 | 0 | 0 | 0 | 0 | 0 | 0 | 0 | 0 | 0.44 | 16.05 | 41.93 | 48.83 | 51.37 | 51.78 | 51.77 | 51.48 | 50.88 | 50.14 | 45.27 | 25.32 | 3.04 | 0 | 0 | 0 | 0 | 0 | 0 | 0 | 0 | 0 | 0 | 0 | 0.03 | 9.16 | 36.47 | 46.32 | 47.73 | 47.31 | 47.45 | 47.69 | 47.91 | 46.87 | 36.67 | 10.34 | 0.11 | 0 | 0 | 0 | 0 | 0 | 0 | 0 | 0 | 0 | 0 | 0 | 0 | 1.69 | 21.39 | 39.94 | 43.2 | 42.03 | 40.9 | 41.4 | 41.5 | 39.51 | 22.79 | 2.27 | 0 | 0 | 0 | 0 | 0 | 0 | 0 | 0 | 0 | 0 | 0 | 0 | 0 | 0.08 | 7.93 | 25.21 | 30.32 | 31.94 | 31.31 | 32.33 | 30.56 | 27.9 | 15.85 | 1.36 | 0 | 0 | 0 | 0 | 0 | 0 | 0
CNTNLA_2_SOLAR1 |  | Solar_Fixed | Solar Fixed | CISO | South | Socal | FC | 125 | 0 | 0 | 0 | 0 | 0 | 0 | 0.19 | 14.95 | 51.62 | 70.28 | 77.36 | 80.4 | 76.74 | 73.28 | 61.28 | 33.95 | 4.95 | 0 | 0 | 0 | 0 | 0 | 0 | 0 | 0 | 0 | 0 | 0 | 0 | 0 | 1.18 | 27.19 | 65.59 | 80.23 | 85.34 | 86.31 | 82.88 | 78.73 | 71.15 | 55.82 | 20.32 | 0.52 | 0 | 0 | 0 | 0 | 0 | 0 | 0 | 0 | 0 | 0 | 0 | 0.02 | 9.01 | 47.55 | 73.71 | 84 | 85.87 | 87.04 | 83.43 | 78.9 | 71.15 | 57.88 | 31.21 | 4.14 | 0 | 0 | 0 | 0 | 0 | 0 | 0 | 0 | 0 | 0 | 0 | 4.4 | 36.82 | 74.36 | 93.3 | 101.18 | 105.18 | 105.24 | 103.29 | 100.53 | 92.51 | 79.85 | 54.52 | 14.26 | 0.37 | 0 | 0 | 0 | 0 | 0 | 0 | 0 | 0 | 0 | 0.26 | 14.69 | 52.45 | 78.53 | 94.38 | 104.04 | 108.46 | 109.45 | 108.39 | 106.15 | 99.19 | 86.73 | 63.22 | 24.52 | 1.9 | 0.01 | 0 | 0 | 0 | 0 | 0 | 0 | 0 | 0 | 0.5 | 16.63 | 51.16 | 76.58 | 95.35 | 104.43 | 109.77 | 109.9 | 109.11 | 105.94 | 97.63 | 85.45 | 66.48 | 31.63 | 4.3 | 0.01 | 0 | 0 | 0 | 0 | 0 | 0 | 0 | 0 | 0.03 | 8.83 | 36.93 | 66.88 | 84.99 | 95.94 | 102.47 | 104.94 | 103.9 | 100.5 | 92.69 | 81.13 | 62.07 | 28.55 | 3.41 | 0 | 0 | 0 | 0 | 0 | 0 | 0 | 0 | 0 | 0 | 3.63 | 32.08 | 67.35 | 85.17 | 97.04 | 105.59 | 107.83 | 103.34 | 100.1 | 91.78 | 78.34 | 52.68 | 15.33 | 0.48 | 0 | 0 | 0 | 0 | 0 | 0 | 0 | 0 | 0 | 0 | 1.12 | 25.24 | 65.5 | 86.1 | 96.65 | 102.98 | 104.36 | 104.33 | 99.71 | 89.87 | 71.62 | 33.44 | 3.53 | 0.02 | 0 | 0 | 0 | 0 | 0 | 0 | 0 | 0 | 0 | 0 | 0.2 | 15.91 | 58.49 | 83.17 | 93.65 | 100.15 | 101.16 | 99.57 | 94.72 | 84.76 | 56.21 | 13.15 | 0.19 | 0 | 0 | 0 | 0 | 0 | 0 | 0 | 0 | 0 | 0 | 0 | 0.02 | 4.13 | 37.13 | 72.98 | 84.86 | 90.16 | 91.36 | 88.88 | 83.69 | 68.9 | 32.22 | 2.41 | 0 | 0 | 0 | 0 | 0 | 0 | 0 | 0 | 0 | 0 | 0 | 0 | 0 | 0.46 | 16.53 | 48.13 | 65.04 | 70.81 | 74.67 | 73.84 | 67.59 | 53.06 | 24.48 | 1.55 | 0 | 0 | 0 | 0 | 0 | 0 | 0
CNTNLA_2_SOLAR2 |  | Solar_Fixed | Solar Fixed | CISO | South | Socal | FC | 45.6 | 0 | 0 | 0 | 0 | 0 | 0 | 0.07 | 5.46 | 18.83 | 25.64 | 28.22 | 29.33 | 27.99 | 26.73 | 22.36 | 12.38 | 1.81 | 0 | 0 | 0 | 0 | 0 | 0 | 0 | 0 | 0 | 0 | 0 | 0 | 0 | 0.43 | 9.92 | 23.93 | 29.27 | 31.13 | 31.48 | 30.24 | 28.72 | 25.96 | 20.36 | 7.41 | 0.19 | 0 | 0 | 0 | 0 | 0 | 0 | 0 | 0 | 0 | 0 | 0 | 0.01 | 3.29 | 17.35 | 26.89 | 30.64 | 31.32 | 31.75 | 30.43 | 28.78 | 25.95 | 21.11 | 11.39 | 1.51 | 0 | 0 | 0 | 0 | 0 | 0 | 0 | 0 | 0 | 0 | 0 | 1.6 | 13.43 | 27.13 | 34.03 | 36.91 | 38.37 | 38.39 | 37.68 | 36.68 | 33.75 | 29.13 | 19.89 | 5.2 | 0.13 | 0 | 0 | 0 | 0 | 0 | 0 | 0 | 0 | 0 | 0.09 | 5.36 | 19.13 | 28.65 | 34.43 | 37.95 | 39.57 | 39.93 | 39.54 | 38.72 | 36.19 | 31.64 | 23.06 | 8.95 | 0.69 | 0 | 0 | 0 | 0 | 0 | 0 | 0 | 0 | 0 | 0.18 | 6.07 | 18.66 | 27.94 | 34.78 | 38.1 | 40.05 | 40.09 | 39.8 | 38.65 | 35.62 | 31.17 | 24.25 | 11.54 | 1.57 | 0 | 0 | 0 | 0 | 0 | 0 | 0 | 0 | 0 | 0.01 | 3.22 | 13.47 | 24.4 | 31.01 | 35 | 37.38 | 38.28 | 37.9 | 36.66 | 33.81 | 29.6 | 22.64 | 10.41 | 1.24 | 0 | 0 | 0 | 0 | 0 | 0 | 0 | 0 | 0 | 0 | 1.32 | 11.7 | 24.57 | 31.07 | 35.4 | 38.52 | 39.34 | 37.7 | 36.52 | 33.48 | 28.58 | 19.22 | 5.59 | 0.18 | 0 | 0 | 0 | 0 | 0 | 0 | 0 | 0 | 0 | 0 | 0.41 | 9.21 | 23.9 | 31.41 | 35.26 | 37.57 | 38.07 | 38.06 | 36.38 | 32.78 | 26.13 | 12.2 | 1.29 | 0.01 | 0 | 0 | 0 | 0 | 0 | 0 | 0 | 0 | 0 | 0 | 0.07 | 5.8 | 21.34 | 30.34 | 34.17 | 36.53 | 36.9 | 36.32 | 34.56 | 30.92 | 20.51 | 4.8 | 0.07 | 0 | 0 | 0 | 0 | 0 | 0 | 0 | 0 | 0 | 0 | 0 | 0.01 | 1.51 | 13.54 | 26.62 | 30.96 | 32.89 | 33.33 | 32.42 | 30.53 | 25.14 | 11.75 | 0.88 | 0 | 0 | 0 | 0 | 0 | 0 | 0 | 0 | 0 | 0 | 0 | 0 | 0 | 0.17 | 6.03 | 17.56 | 23.73 | 25.83 | 27.24 | 26.94 | 24.66 | 19.36 | 8.93 | 0.57 | 0 | 0 | 0 | 0 | 0 | 0 | 0
COCOSB_6_SOLAR |  | Solar_Fixed | Solar Fixed | CISO | North | Norcal | EO | 1.5 | 0 | 0 | 0 | 0 | 0 | 0 | 0 | 0.03 | 0.26 | 0.54 | 0.68 | 0.73 | 0.72 | 0.66 | 0.57 | 0.39 | 0.09 | 0 | 0 | 0 | 0 | 0 | 0 | 0 | 0 | 0 | 0 | 0 | 0 | 0 | 0 | 0.15 | 0.63 | 0.88 | 0.97 | 0.98 | 0.98 | 0.96 | 0.9 | 0.71 | 0.33 | 0.02 | 0 | 0 | 0 | 0 | 0 | 0 | 0 | 0 | 0 | 0 | 0 | 0 | 0.04 | 0.39 | 0.75 | 0.87 | 0.9 | 0.88 | 0.9 | 0.88 | 0.8 | 0.66 | 0.45 | 0.11 | 0 | 0 | 0 | 0 | 0 | 0 | 0 | 0 | 0 | 0 | 0 | 0.02 | 0.3 | 0.78 | 1.01 | 1.13 | 1.17 | 1.22 | 1.19 | 1.18 | 1.14 | 1.01 | 0.78 | 0.32 | 0.02 | 0 | 0 | 0 | 0 | 0 | 0 | 0 | 0 | 0 | 0 | 0.1 | 0.53 | 0.89 | 1.08 | 1.19 | 1.22 | 1.23 | 1.24 | 1.23 | 1.19 | 1.06 | 0.88 | 0.47 | 0.08 | 0 | 0 | 0 | 0 | 0 | 0 | 0 | 0 | 0 | 0 | 0.13 | 0.55 | 0.91 | 1.1 | 1.19 | 1.25 | 1.26 | 1.28 | 1.26 | 1.21 | 1.1 | 0.91 | 0.57 | 0.16 | 0 | 0 | 0 | 0 | 0 | 0 | 0 | 0 | 0 | 0 | 0.06 | 0.46 | 0.86 | 1.09 | 1.2 | 1.27 | 1.29 | 1.28 | 1.26 | 1.2 | 1.1 | 0.9 | 0.56 | 0.12 | 0 | 0 | 0 | 0 | 0 | 0 | 0 | 0 | 0 | 0 | 0.01 | 0.28 | 0.73 | 0.99 | 1.11 | 1.19 | 1.23 | 1.22 | 1.21 | 1.15 | 1.01 | 0.75 | 0.3 | 0.02 | 0 | 0 | 0 | 0 | 0 | 0 | 0 | 0 | 0 | 0 | 0 | 0.19 | 0.71 | 1.03 | 1.15 | 1.21 | 1.23 | 1.22 | 1.2 | 1.14 | 0.99 | 0.6 | 0.13 | 0 | 0 | 0 | 0 | 0 | 0 | 0 | 0 | 0 | 0 | 0 | 0 | 0.07 | 0.51 | 0.89 | 1.04 | 1.06 | 1.07 | 1.07 | 1.06 | 0.97 | 0.73 | 0.26 | 0.01 | 0 | 0 | 0 | 0 | 0 | 0 | 0 | 0 | 0 | 0 | 0 | 0 | 0 | 0.21 | 0.69 | 0.89 | 0.94 | 0.94 | 0.93 | 0.9 | 0.79 | 0.46 | 0.06 | 0 | 0 | 0 | 0 | 0 | 0 | 0 | 0 | 0 | 0 | 0 | 0 | 0 | 0 | 0.05 | 0.26 | 0.51 | 0.65 | 0.71 | 0.69 | 0.64 | 0.55 | 0.31 | 0.04 | 0 | 0 | 0 | 0 | 0 | 0 | 0
COPMT2_2_SOLAR2 |  | Solar_Fixed | Solar Fixed | CISO | South | Socal | FC | 155 | 0 | 0 | 0 | 0 | 0 | 0 | 0.24 | 18.54 | 64.01 | 87.15 | 95.92 | 99.7 | 95.15 | 90.86 | 75.99 | 42.09 | 6.14 | 0 | 0 | 0 | 0 | 0 | 0 | 0 | 0 | 0 | 0 | 0 | 0 | 0 | 1.47 | 33.71 | 81.33 | 99.48 | 105.82 | 107.02 | 102.77 | 97.63 | 88.23 | 69.21 | 25.19 | 0.64 | 0 | 0 | 0 | 0 | 0 | 0 | 0 | 0 | 0 | 0 | 0 | 0.02 | 11.17 | 58.96 | 91.4 | 104.15 | 106.47 | 107.93 | 103.45 | 97.84 | 88.22 | 71.77 | 38.7 | 5.13 | 0 | 0 | 0 | 0 | 0 | 0 | 0 | 0 | 0 | 0 | 0 | 5.45 | 45.65 | 92.21 | 115.69 | 125.46 | 130.42 | 130.5 | 128.08 | 124.66 | 114.71 | 99.02 | 67.6 | 17.68 | 0.45 | 0 | 0 | 0 | 0 | 0 | 0 | 0 | 0 | 0 | 0.32 | 18.22 | 65.04 | 97.37 | 117.03 | 129 | 134.49 | 135.72 | 134.41 | 131.63 | 123 | 107.54 | 78.39 | 30.41 | 2.35 | 0.01 | 0 | 0 | 0 | 0 | 0 | 0 | 0 | 0 | 0.61 | 20.62 | 63.44 | 94.96 | 118.24 | 129.49 | 136.12 | 136.28 | 135.3 | 131.36 | 121.06 | 105.96 | 82.43 | 39.22 | 5.33 | 0.01 | 0 | 0 | 0 | 0 | 0 | 0 | 0 | 0 | 0.04 | 10.95 | 45.8 | 82.93 | 105.39 | 118.97 | 127.07 | 130.12 | 128.84 | 124.62 | 114.93 | 100.61 | 76.96 | 35.4 | 4.22 | 0 | 0 | 0 | 0 | 0 | 0 | 0 | 0 | 0 | 0 | 4.5 | 39.78 | 83.52 | 105.61 | 120.33 | 130.93 | 133.71 | 128.14 | 124.12 | 113.8 | 97.14 | 65.33 | 19.01 | 0.6 | 0 | 0 | 0 | 0 | 0 | 0 | 0 | 0 | 0 | 0 | 1.39 | 31.3 | 81.22 | 106.77 | 119.85 | 127.69 | 129.4 | 129.37 | 123.65 | 111.43 | 88.81 | 41.47 | 4.38 | 0.03 | 0 | 0 | 0 | 0 | 0 | 0 | 0 | 0 | 0 | 0 | 0.25 | 19.72 | 72.52 | 103.13 | 116.13 | 124.19 | 125.44 | 123.46 | 117.46 | 105.1 | 69.7 | 16.31 | 0.24 | 0 | 0 | 0 | 0 | 0 | 0 | 0 | 0 | 0 | 0 | 0 | 0.02 | 5.12 | 46.04 | 90.5 | 105.23 | 111.8 | 113.29 | 110.21 | 103.77 | 85.44 | 39.95 | 2.99 | 0 | 0 | 0 | 0 | 0 | 0 | 0 | 0 | 0 | 0 | 0 | 0 | 0 | 0.57 | 20.49 | 59.68 | 80.65 | 87.8 | 92.59 | 91.56 | 83.81 | 65.8 | 30.35 | 1.92 | 0 | 0 | 0 | 0 | 0 | 0 | 0
COPMT4_2_SOLAR4 |  | Solar_Fixed | Solar Fixed | CISO | South | Socal | FC | 92 | 0 | 0 | 0 | 0 | 0 | 0 | 0.14 | 11.01 | 37.99 | 51.72 | 56.94 | 59.17 | 56.48 | 53.93 | 45.1 | 24.99 | 3.64 | 0 | 0 | 0 | 0 | 0 | 0 | 0 | 0 | 0 | 0 | 0 | 0 | 0 | 0.87 | 20.01 | 48.27 | 59.05 | 62.81 | 63.52 | 61 | 57.95 | 52.37 | 41.08 | 14.95 | 0.38 | 0 | 0 | 0 | 0 | 0 | 0 | 0 | 0 | 0 | 0 | 0 | 0.01 | 6.63 | 35 | 54.25 | 61.82 | 63.2 | 64.06 | 61.4 | 58.07 | 52.36 | 42.6 | 22.97 | 3.04 | 0 | 0 | 0 | 0 | 0 | 0 | 0 | 0 | 0 | 0 | 0 | 3.24 | 27.1 | 54.73 | 68.67 | 74.47 | 77.41 | 77.46 | 76.02 | 73.99 | 68.09 | 58.77 | 40.12 | 10.49 | 0.27 | 0 | 0 | 0 | 0 | 0 | 0 | 0 | 0 | 0 | 0.19 | 10.81 | 38.6 | 57.8 | 69.47 | 76.57 | 79.83 | 80.56 | 79.78 | 78.13 | 73.01 | 63.83 | 46.53 | 18.05 | 1.4 | 0.01 | 0 | 0 | 0 | 0 | 0 | 0 | 0 | 0 | 0.36 | 12.24 | 37.66 | 56.37 | 70.18 | 76.86 | 80.79 | 80.89 | 80.3 | 77.97 | 71.86 | 62.89 | 48.93 | 23.28 | 3.16 | 0.01 | 0 | 0 | 0 | 0 | 0 | 0 | 0 | 0 | 0.02 | 6.5 | 27.18 | 49.22 | 62.56 | 70.61 | 75.42 | 77.23 | 76.47 | 73.97 | 68.22 | 59.71 | 45.68 | 21.01 | 2.51 | 0 | 0 | 0 | 0 | 0 | 0 | 0 | 0 | 0 | 0 | 2.67 | 23.61 | 49.57 | 62.68 | 71.42 | 77.71 | 79.36 | 76.06 | 73.67 | 67.55 | 57.65 | 38.78 | 11.28 | 0.35 | 0 | 0 | 0 | 0 | 0 | 0 | 0 | 0 | 0 | 0 | 0.82 | 18.58 | 48.21 | 63.37 | 71.14 | 75.79 | 76.81 | 76.79 | 73.39 | 66.14 | 52.71 | 24.61 | 2.6 | 0.02 | 0 | 0 | 0 | 0 | 0 | 0 | 0 | 0 | 0 | 0 | 0.15 | 11.71 | 43.05 | 61.22 | 68.93 | 73.71 | 74.46 | 73.28 | 69.72 | 62.38 | 41.37 | 9.68 | 0.14 | 0 | 0 | 0 | 0 | 0 | 0 | 0 | 0 | 0 | 0 | 0 | 0.01 | 3.04 | 27.32 | 53.72 | 62.46 | 66.36 | 67.24 | 65.41 | 61.59 | 50.71 | 23.71 | 1.78 | 0 | 0 | 0 | 0 | 0 | 0 | 0 | 0 | 0 | 0 | 0 | 0 | 0 | 0.34 | 12.16 | 35.42 | 47.87 | 52.12 | 54.96 | 54.35 | 49.74 | 39.05 | 18.01 | 1.14 | 0 | 0 | 0 | 0 | 0 | 0 | 0
COPMTN_2_CM10 |  | Solar_Fixed | Solar Fixed | CISO | South | Socal | PD | 10 | 0 | 0 | 0 | 0 | 0 | 0 | 0.02 | 1.2 | 4.13 | 5.62 | 6.19 | 6.43 | 6.14 | 5.86 | 4.9 | 2.72 | 0.4 | 0 | 0 | 0 | 0 | 0 | 0 | 0 | 0 | 0 | 0 | 0 | 0 | 0 | 0.09 | 2.17 | 5.25 | 6.42 | 6.83 | 6.9 | 6.63 | 6.3 | 5.69 | 4.47 | 1.63 | 0.04 | 0 | 0 | 0 | 0 | 0 | 0 | 0 | 0 | 0 | 0 | 0 | 0 | 0.72 | 3.8 | 5.9 | 6.72 | 6.87 | 6.96 | 6.67 | 6.31 | 5.69 | 4.63 | 2.5 | 0.33 | 0 | 0 | 0 | 0 | 0 | 0 | 0 | 0 | 0 | 0 | 0 | 0.35 | 2.95 | 5.95 | 7.46 | 8.09 | 8.41 | 8.42 | 8.26 | 8.04 | 7.4 | 6.39 | 4.36 | 1.14 | 0.03 | 0 | 0 | 0 | 0 | 0 | 0 | 0 | 0 | 0 | 0.02 | 1.18 | 4.2 | 6.28 | 7.55 | 8.32 | 8.68 | 8.76 | 8.67 | 8.49 | 7.94 | 6.94 | 5.06 | 1.96 | 0.15 | 0 | 0 | 0 | 0 | 0 | 0 | 0 | 0 | 0 | 0.04 | 1.33 | 4.09 | 6.13 | 7.63 | 8.35 | 8.78 | 8.79 | 8.73 | 8.47 | 7.81 | 6.84 | 5.32 | 2.53 | 0.34 | 0 | 0 | 0 | 0 | 0 | 0 | 0 | 0 | 0 | 0 | 0.71 | 2.95 | 5.35 | 6.8 | 7.68 | 8.2 | 8.39 | 8.31 | 8.04 | 7.42 | 6.49 | 4.97 | 2.28 | 0.27 | 0 | 0 | 0 | 0 | 0 | 0 | 0 | 0 | 0 | 0 | 0.29 | 2.57 | 5.39 | 6.81 | 7.76 | 8.45 | 8.63 | 8.27 | 8.01 | 7.34 | 6.27 | 4.21 | 1.23 | 0.04 | 0 | 0 | 0 | 0 | 0 | 0 | 0 | 0 | 0 | 0 | 0.09 | 2.02 | 5.24 | 6.89 | 7.73 | 8.24 | 8.35 | 8.35 | 7.98 | 7.19 | 5.73 | 2.68 | 0.28 | 0 | 0 | 0 | 0 | 0 | 0 | 0 | 0 | 0 | 0 | 0 | 0.02 | 1.27 | 4.68 | 6.65 | 7.49 | 8.01 | 8.09 | 7.97 | 7.58 | 6.78 | 4.5 | 1.05 | 0.02 | 0 | 0 | 0 | 0 | 0 | 0 | 0 | 0 | 0 | 0 | 0 | 0 | 0.33 | 2.97 | 5.84 | 6.79 | 7.21 | 7.31 | 7.11 | 6.69 | 5.51 | 2.58 | 0.19 | 0 | 0 | 0 | 0 | 0 | 0 | 0 | 0 | 0 | 0 | 0 | 0 | 0 | 0.04 | 1.32 | 3.85 | 5.2 | 5.66 | 5.97 | 5.91 | 5.41 | 4.24 | 1.96 | 0.12 | 0 | 0 | 0 | 0 | 0 | 0 | 0
COPMTN_2_SOLAR1 |  | Solar_Fixed | Solar Fixed | CISO | South | Socal | PD | 48 | 0 | 0 | 0 | 0 | 0 | 0 | 0.07 | 5.74 | 19.82 | 26.99 | 29.71 | 30.87 | 29.47 | 28.14 | 23.53 | 13.04 | 1.9 | 0 | 0 | 0 | 0 | 0 | 0 | 0 | 0 | 0 | 0 | 0 | 0 | 0 | 0.45 | 10.44 | 25.19 | 30.81 | 32.77 | 33.14 | 31.83 | 30.23 | 27.32 | 21.43 | 7.8 | 0.2 | 0 | 0 | 0 | 0 | 0 | 0 | 0 | 0 | 0 | 0 | 0 | 0.01 | 3.46 | 18.26 | 28.3 | 32.25 | 32.97 | 33.42 | 32.04 | 30.3 | 27.32 | 22.23 | 11.98 | 1.59 | 0 | 0 | 0 | 0 | 0 | 0 | 0 | 0 | 0 | 0 | 0 | 1.69 | 14.14 | 28.56 | 35.83 | 38.85 | 40.39 | 40.41 | 39.66 | 38.61 | 35.52 | 30.66 | 20.93 | 5.47 | 0.14 | 0 | 0 | 0 | 0 | 0 | 0 | 0 | 0 | 0 | 0.1 | 5.64 | 20.14 | 30.15 | 36.24 | 39.95 | 41.65 | 42.03 | 41.62 | 40.76 | 38.09 | 33.3 | 24.28 | 9.42 | 0.73 | 0 | 0 | 0 | 0 | 0 | 0 | 0 | 0 | 0 | 0.19 | 6.39 | 19.65 | 29.41 | 36.62 | 40.1 | 42.15 | 42.2 | 41.9 | 40.68 | 37.49 | 32.81 | 25.53 | 12.15 | 1.65 | 0 | 0 | 0 | 0 | 0 | 0 | 0 | 0 | 0 | 0.01 | 3.39 | 14.18 | 25.68 | 32.64 | 36.84 | 39.35 | 40.3 | 39.9 | 38.59 | 35.59 | 31.16 | 23.83 | 10.96 | 1.31 | 0 | 0 | 0 | 0 | 0 | 0 | 0 | 0 | 0 | 0 | 1.39 | 12.32 | 25.86 | 32.7 | 37.26 | 40.55 | 41.41 | 39.68 | 38.44 | 35.24 | 30.08 | 20.23 | 5.89 | 0.18 | 0 | 0 | 0 | 0 | 0 | 0 | 0 | 0 | 0 | 0 | 0.43 | 9.69 | 25.15 | 33.06 | 37.12 | 39.54 | 40.07 | 40.06 | 38.29 | 34.51 | 27.5 | 12.84 | 1.36 | 0.01 | 0 | 0 | 0 | 0 | 0 | 0 | 0 | 0 | 0 | 0 | 0.08 | 6.11 | 22.46 | 31.94 | 35.96 | 38.46 | 38.85 | 38.23 | 36.37 | 32.55 | 21.59 | 5.05 | 0.07 | 0 | 0 | 0 | 0 | 0 | 0 | 0 | 0 | 0 | 0 | 0 | 0.01 | 1.59 | 14.26 | 28.03 | 32.59 | 34.62 | 35.08 | 34.13 | 32.14 | 26.46 | 12.37 | 0.93 | 0 | 0 | 0 | 0 | 0 | 0 | 0 | 0 | 0 | 0 | 0 | 0 | 0 | 0.18 | 6.35 | 18.48 | 24.98 | 27.19 | 28.67 | 28.36 | 25.95 | 20.38 | 9.4 | 0.6 | 0 | 0 | 0 | 0 | 0 | 0 | 0
CORCAN_1_SOLAR1 |  | Solar_Fixed | Solar Fixed | CISO | North | Norcal | FC | 20 | 0 | 0 | 0 | 0 | 0 | 0 | 0 | 0.47 | 3.5 | 7.26 | 9.03 | 9.71 | 9.58 | 8.84 | 7.62 | 5.18 | 1.2 | 0 | 0 | 0 | 0 | 0 | 0 | 0 | 0 | 0 | 0 | 0 | 0 | 0 | 0 | 2.02 | 8.41 | 11.7 | 12.89 | 13.01 | 13.1 | 12.76 | 11.98 | 9.43 | 4.45 | 0.33 | 0 | 0 | 0 | 0 | 0 | 0 | 0 | 0 | 0 | 0 | 0 | 0 | 0.48 | 5.2 | 9.94 | 11.63 | 11.95 | 11.7 | 12.02 | 11.7 | 10.61 | 8.78 | 6.01 | 1.47 | 0 | 0 | 0 | 0 | 0 | 0 | 0 | 0 | 0 | 0 | 0 | 0.2 | 4.03 | 10.43 | 13.51 | 15.01 | 15.55 | 16.2 | 15.9 | 15.72 | 15.24 | 13.5 | 10.37 | 4.28 | 0.27 | 0 | 0 | 0 | 0 | 0 | 0 | 0 | 0 | 0 | 0 | 1.28 | 7.04 | 11.9 | 14.4 | 15.86 | 16.26 | 16.4 | 16.47 | 16.43 | 15.84 | 14.2 | 11.71 | 6.32 | 1.05 | 0 | 0 | 0 | 0 | 0 | 0 | 0 | 0 | 0 | 0.01 | 1.78 | 7.39 | 12.09 | 14.6 | 15.82 | 16.63 | 16.86 | 17.13 | 16.86 | 16.09 | 14.69 | 12.18 | 7.66 | 2.08 | 0.03 | 0 | 0 | 0 | 0 | 0 | 0 | 0 | 0 | 0 | 0.85 | 6.15 | 11.5 | 14.49 | 15.97 | 16.97 | 17.19 | 17.08 | 16.81 | 16.03 | 14.64 | 11.98 | 7.41 | 1.64 | 0.01 | 0 | 0 | 0 | 0 | 0 | 0 | 0 | 0 | 0 | 0.13 | 3.71 | 9.79 | 13.17 | 14.77 | 15.86 | 16.36 | 16.29 | 16.2 | 15.36 | 13.46 | 10.02 | 4.02 | 0.24 | 0 | 0 | 0 | 0 | 0 | 0 | 0 | 0 | 0 | 0 | 0.01 | 2.49 | 9.52 | 13.68 | 15.33 | 16.18 | 16.43 | 16.31 | 16.05 | 15.23 | 13.14 | 8.01 | 1.73 | 0 | 0 | 0 | 0 | 0 | 0 | 0 | 0 | 0 | 0 | 0 | 0 | 0.89 | 6.74 | 11.92 | 13.83 | 14.19 | 14.3 | 14.23 | 14.09 | 12.97 | 9.78 | 3.47 | 0.13 | 0 | 0 | 0 | 0 | 0 | 0 | 0 | 0 | 0 | 0 | 0 | 0 | 0.04 | 2.86 | 9.17 | 11.86 | 12.58 | 12.47 | 12.43 | 12.02 | 10.55 | 6.07 | 0.83 | 0 | 0 | 0 | 0 | 0 | 0 | 0 | 0 | 0 | 0 | 0 | 0 | 0 | 0 | 0.68 | 3.52 | 6.84 | 8.66 | 9.49 | 9.25 | 8.54 | 7.37 | 4.16 | 0.53 | 0 | 0 | 0 | 0 | 0 | 0 | 0
CORCAN_1_SOLAR2 |  | Solar_1Axis | Solar Tracking | CISO | North | Norcal | FC | 11 | 0 | 0 | 0 | 0 | 0 | 0 | 0 | 0.23 | 1.8 | 3.43 | 4.25 | 4.68 | 4.68 | 4.42 | 4.13 | 2.82 | 0.62 | 0 | 0 | 0 | 0 | 0 | 0 | 0 | 0 | 0 | 0 | 0 | 0 | 0 | 0 | 1.36 | 5.65 | 7.04 | 7.19 | 6.82 | 6.72 | 6.67 | 6.82 | 5.82 | 3.05 | 0.17 | 0 | 0 | 0 | 0 | 0 | 0 | 0 | 0 | 0 | 0 | 0 | 0 | 0.28 | 3.51 | 6.59 | 7.06 | 6.63 | 6.81 | 6.71 | 6.17 | 5.7 | 5.31 | 3.74 | 0.86 | 0 | 0 | 0 | 0 | 0 | 0 | 0 | 0 | 0 | 0 | 0 | 0.15 | 3.28 | 7.24 | 7.97 | 7.92 | 7.78 | 7.97 | 7.99 | 7.87 | 8 | 7.67 | 6.99 | 3.25 | 0.15 | 0 | 0 | 0 | 0 | 0 | 0 | 0 | 0 | 0 | 0 | 1.21 | 5.71 | 8.05 | 8.42 | 8.43 | 8.35 | 8.53 | 8.53 | 8.73 | 8.72 | 8.53 | 8.04 | 4.98 | 0.77 | 0 | 0 | 0 | 0 | 0 | 0 | 0 | 0 | 0 | 0.01 | 1.74 | 6.31 | 8.55 | 9.15 | 9.27 | 9.34 | 9.39 | 9.36 | 9.28 | 9.28 | 9.07 | 8.42 | 6.24 | 1.76 | 0.02 | 0 | 0 | 0 | 0 | 0 | 0 | 0 | 0 | 0 | 0.79 | 5.06 | 8.16 | 9.01 | 9.13 | 9.2 | 9.16 | 9.14 | 9.04 | 9.03 | 8.66 | 8.03 | 5.63 | 1.32 | 0.01 | 0 | 0 | 0 | 0 | 0 | 0 | 0 | 0 | 0 | 0.11 | 2.97 | 6.85 | 8.29 | 8.67 | 8.71 | 8.78 | 8.71 | 8.64 | 8.58 | 8.07 | 6.62 | 2.94 | 0.16 | 0 | 0 | 0 | 0 | 0 | 0 | 0 | 0 | 0 | 0 | 0.01 | 1.81 | 6.46 | 8.14 | 8.41 | 8.35 | 8.26 | 8.27 | 8.39 | 8.43 | 7.94 | 5.23 | 1.03 | 0 | 0 | 0 | 0 | 0 | 0 | 0 | 0 | 0 | 0 | 0 | 0 | 0.54 | 4.29 | 7.09 | 7.31 | 7.16 | 6.98 | 7.03 | 7.16 | 7.13 | 6 | 2 | 0.04 | 0 | 0 | 0 | 0 | 0 | 0 | 0 | 0 | 0 | 0 | 0 | 0 | 0.02 | 1.67 | 5.03 | 5.93 | 5.82 | 5.63 | 5.8 | 5.97 | 5.61 | 3.51 | 0.42 | 0 | 0 | 0 | 0 | 0 | 0 | 0 | 0 | 0 | 0 | 0 | 0 | 0 | 0 | 0.33 | 2.25 | 3.69 | 4.49 | 4.72 | 4.59 | 4.45 | 4.11 | 2.3 | 0.25 | 0 | 0 | 0 | 0 | 0 | 0 | 0
CORONS_2_SOLAR |  | Solar_Fixed | Solar Fixed | CISO | South | Socal | EO | 0.99 | 0 | 0 | 0 | 0 | 0 | 0 | 0 | 0.12 | 0.41 | 0.56 | 0.61 | 0.64 | 0.61 | 0.58 | 0.49 | 0.27 | 0.04 | 0 | 0 | 0 | 0 | 0 | 0 | 0 | 0 | 0 | 0 | 0 | 0 | 0 | 0.01 | 0.22 | 0.52 | 0.64 | 0.68 | 0.68 | 0.66 | 0.62 | 0.56 | 0.44 | 0.16 | 0 | 0 | 0 | 0 | 0 | 0 | 0 | 0 | 0 | 0 | 0 | 0 | 0 | 0.07 | 0.38 | 0.58 | 0.67 | 0.68 | 0.69 | 0.66 | 0.62 | 0.56 | 0.46 | 0.25 | 0.03 | 0 | 0 | 0 | 0 | 0 | 0 | 0 | 0 | 0 | 0 | 0 | 0.03 | 0.29 | 0.59 | 0.74 | 0.8 | 0.83 | 0.83 | 0.82 | 0.8 | 0.73 | 0.63 | 0.43 | 0.11 | 0 | 0 | 0 | 0 | 0 | 0 | 0 | 0 | 0 | 0 | 0 | 0.12 | 0.42 | 0.62 | 0.75 | 0.82 | 0.86 | 0.87 | 0.86 | 0.84 | 0.79 | 0.69 | 0.5 | 0.19 | 0.02 | 0 | 0 | 0 | 0 | 0 | 0 | 0 | 0 | 0 | 0 | 0.13 | 0.41 | 0.61 | 0.76 | 0.83 | 0.87 | 0.87 | 0.86 | 0.84 | 0.77 | 0.68 | 0.53 | 0.25 | 0.03 | 0 | 0 | 0 | 0 | 0 | 0 | 0 | 0 | 0 | 0 | 0.07 | 0.29 | 0.53 | 0.67 | 0.76 | 0.81 | 0.83 | 0.82 | 0.8 | 0.73 | 0.64 | 0.49 | 0.23 | 0.03 | 0 | 0 | 0 | 0 | 0 | 0 | 0 | 0 | 0 | 0 | 0.03 | 0.25 | 0.53 | 0.67 | 0.77 | 0.84 | 0.85 | 0.82 | 0.79 | 0.73 | 0.62 | 0.42 | 0.12 | 0 | 0 | 0 | 0 | 0 | 0 | 0 | 0 | 0 | 0 | 0 | 0.01 | 0.2 | 0.52 | 0.68 | 0.77 | 0.82 | 0.83 | 0.83 | 0.79 | 0.71 | 0.57 | 0.26 | 0.03 | 0 | 0 | 0 | 0 | 0 | 0 | 0 | 0 | 0 | 0 | 0 | 0 | 0.13 | 0.46 | 0.66 | 0.74 | 0.79 | 0.8 | 0.79 | 0.75 | 0.67 | 0.45 | 0.1 | 0 | 0 | 0 | 0 | 0 | 0 | 0 | 0 | 0 | 0 | 0 | 0 | 0 | 0.03 | 0.29 | 0.58 | 0.67 | 0.71 | 0.72 | 0.7 | 0.66 | 0.55 | 0.26 | 0.02 | 0 | 0 | 0 | 0 | 0 | 0 | 0 | 0 | 0 | 0 | 0 | 0 | 0 | 0 | 0.13 | 0.38 | 0.52 | 0.56 | 0.59 | 0.58 | 0.54 | 0.42 | 0.19 | 0.01 | 0 | 0 | 0 | 0 | 0 | 0 | 0
CPVERD_2_SOLAR |  | Solar_Fixed | Solar Fixed | CISO | South | Socal | FC | 139 | 0 | 0 | 0 | 0 | 0 | 0 | 0.21 | 16.63 | 57.4 | 78.15 | 86.02 | 89.4 | 85.33 | 81.48 | 68.15 | 37.75 | 5.51 | 0 | 0 | 0 | 0 | 0 | 0 | 0 | 0 | 0 | 0 | 0 | 0 | 0 | 1.31 | 30.23 | 72.94 | 89.21 | 94.9 | 95.97 | 92.16 | 87.55 | 79.12 | 62.07 | 22.59 | 0.58 | 0 | 0 | 0 | 0 | 0 | 0 | 0 | 0 | 0 | 0 | 0 | 0.02 | 10.02 | 52.87 | 81.96 | 93.4 | 95.48 | 96.79 | 92.77 | 87.74 | 79.11 | 64.36 | 34.71 | 4.6 | 0 | 0 | 0 | 0 | 0 | 0 | 0 | 0 | 0 | 0 | 0 | 4.89 | 40.94 | 82.69 | 103.75 | 112.51 | 116.96 | 117.03 | 114.86 | 111.79 | 102.87 | 88.79 | 60.62 | 15.85 | 0.41 | 0 | 0 | 0 | 0 | 0 | 0 | 0 | 0 | 0 | 0.29 | 16.34 | 58.32 | 87.32 | 104.95 | 115.69 | 120.61 | 121.71 | 120.53 | 118.04 | 110.3 | 96.44 | 70.3 | 27.27 | 2.11 | 0.01 | 0 | 0 | 0 | 0 | 0 | 0 | 0 | 0 | 0.55 | 18.49 | 56.89 | 85.16 | 106.03 | 116.12 | 122.07 | 122.21 | 121.33 | 117.8 | 108.56 | 95.02 | 73.92 | 35.17 | 4.78 | 0.01 | 0 | 0 | 0 | 0 | 0 | 0 | 0 | 0 | 0.03 | 9.82 | 41.07 | 74.37 | 94.51 | 106.68 | 113.95 | 116.69 | 115.54 | 111.76 | 103.07 | 90.22 | 69.02 | 31.74 | 3.79 | 0 | 0 | 0 | 0 | 0 | 0 | 0 | 0 | 0 | 0 | 4.03 | 35.67 | 74.9 | 94.71 | 107.91 | 117.42 | 119.9 | 114.92 | 111.31 | 102.05 | 87.11 | 58.59 | 17.05 | 0.53 | 0 | 0 | 0 | 0 | 0 | 0 | 0 | 0 | 0 | 0 | 1.25 | 28.07 | 72.84 | 95.75 | 107.48 | 114.51 | 116.05 | 116.02 | 110.88 | 99.93 | 79.64 | 37.19 | 3.93 | 0.02 | 0 | 0 | 0 | 0 | 0 | 0 | 0 | 0 | 0 | 0 | 0.23 | 17.69 | 65.04 | 92.49 | 104.14 | 111.37 | 112.49 | 110.72 | 105.33 | 94.25 | 62.51 | 14.63 | 0.22 | 0 | 0 | 0 | 0 | 0 | 0 | 0 | 0 | 0 | 0 | 0 | 0.02 | 4.59 | 41.28 | 81.16 | 94.37 | 100.26 | 101.59 | 98.83 | 93.06 | 76.62 | 35.83 | 2.68 | 0 | 0 | 0 | 0 | 0 | 0 | 0 | 0 | 0 | 0 | 0 | 0 | 0 | 0.51 | 18.38 | 53.52 | 72.33 | 78.74 | 83.03 | 82.11 | 75.16 | 59.01 | 27.22 | 1.72 | 0 | 0 | 0 | 0 | 0 | 0 | 0
CRELMN_6_RAMON1 |  | Solar_Fixed | Solar Fixed | CISO | South | Socal | FC | 2 | 0 | 0 | 0 | 0 | 0 | 0 | 0 | 0.24 | 0.83 | 1.12 | 1.24 | 1.29 | 1.23 | 1.17 | 0.98 | 0.54 | 0.08 | 0 | 0 | 0 | 0 | 0 | 0 | 0 | 0 | 0 | 0 | 0 | 0 | 0 | 0.02 | 0.43 | 1.05 | 1.28 | 1.37 | 1.38 | 1.33 | 1.26 | 1.14 | 0.89 | 0.33 | 0.01 | 0 | 0 | 0 | 0 | 0 | 0 | 0 | 0 | 0 | 0 | 0 | 0 | 0.14 | 0.76 | 1.18 | 1.34 | 1.37 | 1.39 | 1.33 | 1.26 | 1.14 | 0.93 | 0.5 | 0.07 | 0 | 0 | 0 | 0 | 0 | 0 | 0 | 0 | 0 | 0 | 0 | 0.07 | 0.59 | 1.19 | 1.49 | 1.62 | 1.68 | 1.68 | 1.65 | 1.61 | 1.48 | 1.28 | 0.87 | 0.23 | 0.01 | 0 | 0 | 0 | 0 | 0 | 0 | 0 | 0 | 0 | 0 | 0.24 | 0.84 | 1.26 | 1.51 | 1.66 | 1.74 | 1.75 | 1.73 | 1.7 | 1.59 | 1.39 | 1.01 | 0.39 | 0.03 | 0 | 0 | 0 | 0 | 0 | 0 | 0 | 0 | 0 | 0.01 | 0.27 | 0.82 | 1.23 | 1.53 | 1.67 | 1.76 | 1.76 | 1.75 | 1.69 | 1.56 | 1.37 | 1.06 | 0.51 | 0.07 | 0 | 0 | 0 | 0 | 0 | 0 | 0 | 0 | 0 | 0 | 0.14 | 0.59 | 1.07 | 1.36 | 1.54 | 1.64 | 1.68 | 1.66 | 1.61 | 1.48 | 1.3 | 0.99 | 0.46 | 0.05 | 0 | 0 | 0 | 0 | 0 | 0 | 0 | 0 | 0 | 0 | 0.06 | 0.51 | 1.08 | 1.36 | 1.55 | 1.69 | 1.73 | 1.65 | 1.6 | 1.47 | 1.25 | 0.84 | 0.25 | 0.01 | 0 | 0 | 0 | 0 | 0 | 0 | 0 | 0 | 0 | 0 | 0.02 | 0.4 | 1.05 | 1.38 | 1.55 | 1.65 | 1.67 | 1.67 | 1.6 | 1.44 | 1.15 | 0.54 | 0.06 | 0 | 0 | 0 | 0 | 0 | 0 | 0 | 0 | 0 | 0 | 0 | 0 | 0.25 | 0.94 | 1.33 | 1.5 | 1.6 | 1.62 | 1.59 | 1.52 | 1.36 | 0.9 | 0.21 | 0 | 0 | 0 | 0 | 0 | 0 | 0 | 0 | 0 | 0 | 0 | 0 | 0 | 0.07 | 0.59 | 1.17 | 1.36 | 1.44 | 1.46 | 1.42 | 1.34 | 1.1 | 0.52 | 0.04 | 0 | 0 | 0 | 0 | 0 | 0 | 0 | 0 | 0 | 0 | 0 | 0 | 0 | 0.01 | 0.26 | 0.77 | 1.04 | 1.13 | 1.19 | 1.18 | 1.08 | 0.85 | 0.39 | 0.02 | 0 | 0 | 0 | 0 | 0 | 0 | 0
CRELMN_6_RAMON2 |  | Solar_Fixed | Solar Fixed | CISO | South | Socal | FC | 5 | 0 | 0 | 0 | 0 | 0 | 0 | 0.01 | 0.6 | 2.06 | 2.81 | 3.09 | 3.22 | 3.07 | 2.93 | 2.45 | 1.36 | 0.2 | 0 | 0 | 0 | 0 | 0 | 0 | 0 | 0 | 0 | 0 | 0 | 0 | 0 | 0.05 | 1.09 | 2.62 | 3.21 | 3.41 | 3.45 | 3.32 | 3.15 | 2.85 | 2.23 | 0.81 | 0.02 | 0 | 0 | 0 | 0 | 0 | 0 | 0 | 0 | 0 | 0 | 0 | 0 | 0.36 | 1.9 | 2.95 | 3.36 | 3.43 | 3.48 | 3.34 | 3.16 | 2.85 | 2.32 | 1.25 | 0.17 | 0 | 0 | 0 | 0 | 0 | 0 | 0 | 0 | 0 | 0 | 0 | 0.18 | 1.47 | 2.97 | 3.73 | 4.05 | 4.21 | 4.21 | 4.13 | 4.02 | 3.7 | 3.19 | 2.18 | 0.57 | 0.01 | 0 | 0 | 0 | 0 | 0 | 0 | 0 | 0 | 0 | 0.01 | 0.59 | 2.1 | 3.14 | 3.78 | 4.16 | 4.34 | 4.38 | 4.34 | 4.25 | 3.97 | 3.47 | 2.53 | 0.98 | 0.08 | 0 | 0 | 0 | 0 | 0 | 0 | 0 | 0 | 0 | 0.02 | 0.67 | 2.05 | 3.06 | 3.81 | 4.18 | 4.39 | 4.4 | 4.36 | 4.24 | 3.91 | 3.42 | 2.66 | 1.27 | 0.17 | 0 | 0 | 0 | 0 | 0 | 0 | 0 | 0 | 0 | 0 | 0.35 | 1.48 | 2.68 | 3.4 | 3.84 | 4.1 | 4.2 | 4.16 | 4.02 | 3.71 | 3.25 | 2.48 | 1.14 | 0.14 | 0 | 0 | 0 | 0 | 0 | 0 | 0 | 0 | 0 | 0 | 0.15 | 1.28 | 2.69 | 3.41 | 3.88 | 4.22 | 4.31 | 4.13 | 4 | 3.67 | 3.13 | 2.11 | 0.61 | 0.02 | 0 | 0 | 0 | 0 | 0 | 0 | 0 | 0 | 0 | 0 | 0.04 | 1.01 | 2.62 | 3.44 | 3.87 | 4.12 | 4.17 | 4.17 | 3.99 | 3.59 | 2.86 | 1.34 | 0.14 | 0 | 0 | 0 | 0 | 0 | 0 | 0 | 0 | 0 | 0 | 0 | 0.01 | 0.64 | 2.34 | 3.33 | 3.75 | 4.01 | 4.05 | 3.98 | 3.79 | 3.39 | 2.25 | 0.53 | 0.01 | 0 | 0 | 0 | 0 | 0 | 0 | 0 | 0 | 0 | 0 | 0 | 0 | 0.17 | 1.49 | 2.92 | 3.39 | 3.61 | 3.65 | 3.56 | 3.35 | 2.76 | 1.29 | 0.1 | 0 | 0 | 0 | 0 | 0 | 0 | 0 | 0 | 0 | 0 | 0 | 0 | 0 | 0.02 | 0.66 | 1.93 | 2.6 | 2.83 | 2.99 | 2.95 | 2.7 | 2.12 | 0.98 | 0.06 | 0 | 0 | 0 | 0 | 0 | 0 | 0
CRELMN_6_RAMSR3 |  | Solar_1Axis | Solar Tracking | CISO | South | Socal | PD | 4.32 | 0 | 0 | 0 | 0 | 0 | 0 | 0 | 0.48 | 1.77 | 2.28 | 2.37 | 2.42 | 2.39 | 2.24 | 2.08 | 1.31 | 0.26 | 0 | 0 | 0 | 0 | 0 | 0 | 0 | 0 | 0 | 0 | 0 | 0 | 0 | 0.03 | 1.1 | 2.7 | 2.88 | 2.86 | 2.76 | 2.67 | 2.61 | 2.56 | 2.31 | 1.01 | 0.04 | 0 | 0 | 0 | 0 | 0 | 0 | 0 | 0 | 0 | 0 | 0 | 0 | 0.33 | 1.98 | 2.73 | 2.83 | 2.78 | 2.71 | 2.69 | 2.45 | 2.22 | 2.01 | 1.43 | 0.22 | 0 | 0 | 0 | 0 | 0 | 0 | 0 | 0 | 0 | 0 | 0 | 0.19 | 1.84 | 3.26 | 3.44 | 3.52 | 3.5 | 3.52 | 3.48 | 3.47 | 3.37 | 3.19 | 2.63 | 0.87 | 0.02 | 0 | 0 | 0 | 0 | 0 | 0 | 0 | 0 | 0 | 0.01 | 0.71 | 2.47 | 3.38 | 3.61 | 3.69 | 3.7 | 3.73 | 3.72 | 3.67 | 3.58 | 3.43 | 3 | 1.48 | 0.14 | 0 | 0 | 0 | 0 | 0 | 0 | 0 | 0 | 0 | 0.01 | 0.84 | 2.48 | 3.25 | 3.5 | 3.64 | 3.67 | 3.69 | 3.68 | 3.64 | 3.55 | 3.43 | 3.04 | 1.84 | 0.31 | 0 | 0 | 0 | 0 | 0 | 0 | 0 | 0 | 0 | 0 | 0.4 | 1.93 | 3.02 | 3.42 | 3.6 | 3.63 | 3.62 | 3.59 | 3.55 | 3.45 | 3.3 | 2.91 | 1.68 | 0.27 | 0 | 0 | 0 | 0 | 0 | 0 | 0 | 0 | 0 | 0 | 0.13 | 1.44 | 2.71 | 3.23 | 3.46 | 3.54 | 3.53 | 3.46 | 3.36 | 3.23 | 2.98 | 2.37 | 0.88 | 0.03 | 0 | 0 | 0 | 0 | 0 | 0 | 0 | 0 | 0 | 0 | 0.03 | 1.07 | 2.79 | 3.25 | 3.41 | 3.44 | 3.44 | 3.42 | 3.38 | 3.33 | 3.01 | 1.68 | 0.2 | 0 | 0 | 0 | 0 | 0 | 0 | 0 | 0 | 0 | 0 | 0 | 0 | 0.61 | 2.42 | 3.08 | 3.17 | 3.14 | 3.15 | 3.17 | 3.18 | 3.12 | 2.44 | 0.69 | 0.01 | 0 | 0 | 0 | 0 | 0 | 0 | 0 | 0 | 0 | 0 | 0 | 0 | 0.11 | 1.42 | 2.65 | 2.87 | 2.79 | 2.72 | 2.75 | 2.76 | 2.63 | 1.51 | 0.15 | 0 | 0 | 0 | 0 | 0 | 0 | 0 | 0 | 0 | 0 | 0 | 0 | 0 | 0.01 | 0.53 | 1.68 | 2.01 | 2.12 | 2.08 | 2.15 | 2.03 | 1.85 | 1.05 | 0.09 | 0 | 0 | 0 | 0 | 0 | 0 | 0
CRSTWD_6_KUMYAY |  | Wind | Wind | CISO | South | Socal | FC | 50 | 4.64 | 4.82 | 5.51 | 5.19 | 5.14 | 4.78 | 3.91 | 3.38 | 3.56 | 3.57 | 3.53 | 3.7 | 4.09 | 4.69 | 4.67 | 5.1 | 4.48 | 4.48 | 4.2 | 4.26 | 4.1 | 4.01 | 4.17 | 3.98 | 6.19 | 6.84 | 7.09 | 6.69 | 5.91 | 5.58 | 5.83 | 5.89 | 5.69 | 6.37 | 6.61 | 6.74 | 7.85 | 7.31 | 8.4 | 7.43 | 8.89 | 8.79 | 10.14 | 9.75 | 9.85 | 8.92 | 8.03 | 6.77 | 10.11 | 10.53 | 9.83 | 9.25 | 8.51 | 7.3 | 7.01 | 6.69 | 7.29 | 6.42 | 6.54 | 7.32 | 8.16 | 9.53 | 10.02 | 11.18 | 11.46 | 11.7 | 11.36 | 11.22 | 11.02 | 11.14 | 11.84 | 10.66 | 18.09 | 16.2 | 14.11 | 12.02 | 10.34 | 8.92 | 6.22 | 4.69 | 4.38 | 4.11 | 3.82 | 4.12 | 4.51 | 6.83 | 10.23 | 13.54 | 16.29 | 17.79 | 18.29 | 18.81 | 19.87 | 18.78 | 18.13 | 18.32 | 20.24 | 19.05 | 18.63 | 16.81 | 13.85 | 11.42 | 8.53 | 6.58 | 4.59 | 3.7 | 3.25 | 3.05 | 4.25 | 7.01 | 11.42 | 16.5 | 19.15 | 21.13 | 20.63 | 20.62 | 21.05 | 21.38 | 21.92 | 20.55 | 20.17 | 18.93 | 17.4 | 14.73 | 12.81 | 10.05 | 7.11 | 4.75 | 3.75 | 2.52 | 2.97 | 3.1 | 3.82 | 5.91 | 9.56 | 13.21 | 16.13 | 18.79 | 20.88 | 22.91 | 22.4 | 22.3 | 22.11 | 21.25 | 22.61 | 20.86 | 18.43 | 16.61 | 14.55 | 11.33 | 8.29 | 5.09 | 3.2 | 2.34 | 2.84 | 3.89 | 5.55 | 8.26 | 11.34 | 15.36 | 18.72 | 21.29 | 23.09 | 23.64 | 24.59 | 24.46 | 24.03 | 23.2 | 18.56 | 16.7 | 14.41 | 11.68 | 10.28 | 8.26 | 5.72 | 3.61 | 2.61 | 2.14 | 2.43 | 3.08 | 4.47 | 6.25 | 8.9 | 11.8 | 15 | 17.29 | 19.59 | 20.93 | 21.01 | 20.35 | 19.9 | 19.12 | 12.61 | 12.21 | 11.3 | 8.68 | 7.48 | 6.36 | 4.78 | 3.43 | 2.61 | 2.86 | 3.5 | 4.09 | 5.02 | 6.23 | 8.16 | 9.54 | 10.62 | 12.54 | 14.49 | 15.26 | 15.05 | 14.17 | 13.23 | 12.55 | 5.63 | 5.46 | 5.21 | 4.63 | 4.26 | 4.09 | 2.91 | 2.14 | 1.8 | 1.97 | 2.52 | 2.73 | 2.51 | 2.84 | 3.01 | 3.73 | 5.04 | 5.69 | 6.48 | 7.43 | 6.69 | 6.09 | 5.58 | 5.5 | 2.9 | 3.21 | 3.1 | 3.25 | 3 | 2.94 | 2.78 | 2.42 | 2.53 | 2.86 | 3.13 | 3.61 | 3.46 | 3.54 | 3.75 | 3.85 | 3.38 | 3.3 | 4 | 4.11 | 4.09 | 3.65 | 3.33 | 3.07 | 3.28 | 3.36 | 3.55 | 3.38 | 3.55 | 3.36 | 2.97 | 3.57 | 3.32 | 2.99 | 2.95 | 3.13 | 3.56 | 3.96 | 3.66 | 3.1 | 3.18 | 3.23 | 3.36 | 3.27 | 3.54 | 3.8 | 3.89 | 3.62
CRWCKS_1_SOLAR1 |  | Solar_1Axis | Solar Tracking | CISO | North | Norcal | EO | 20 | 0 | 0 | 0 | 0 | 0 | 0 | 0 | 0.42 | 3.28 | 6.25 | 7.72 | 8.5 | 8.51 | 8.03 | 7.52 | 5.13 | 1.12 | 0 | 0 | 0 | 0 | 0 | 0 | 0 | 0 | 0 | 0 | 0 | 0 | 0 | 0 | 2.47 | 10.27 | 12.8 | 13.08 | 12.39 | 12.21 | 12.13 | 12.4 | 10.57 | 5.55 | 0.31 | 0 | 0 | 0 | 0 | 0 | 0 | 0 | 0 | 0 | 0 | 0 | 0 | 0.52 | 6.39 | 11.99 | 12.84 | 12.05 | 12.38 | 12.2 | 11.23 | 10.37 | 9.66 | 6.8 | 1.57 | 0 | 0 | 0 | 0 | 0 | 0 | 0 | 0 | 0 | 0 | 0 | 0.28 | 5.97 | 13.17 | 14.48 | 14.4 | 14.15 | 14.49 | 14.52 | 14.31 | 14.54 | 13.94 | 12.71 | 5.9 | 0.27 | 0 | 0 | 0 | 0 | 0 | 0 | 0 | 0 | 0 | 0 | 2.2 | 10.38 | 14.64 | 15.3 | 15.32 | 15.19 | 15.51 | 15.51 | 15.86 | 15.86 | 15.51 | 14.62 | 9.05 | 1.41 | 0 | 0 | 0 | 0 | 0 | 0 | 0 | 0 | 0 | 0.01 | 3.16 | 11.47 | 15.54 | 16.64 | 16.85 | 16.97 | 17.07 | 17.02 | 16.87 | 16.87 | 16.5 | 15.31 | 11.34 | 3.2 | 0.04 | 0 | 0 | 0 | 0 | 0 | 0 | 0 | 0 | 0 | 1.43 | 9.2 | 14.84 | 16.38 | 16.6 | 16.72 | 16.65 | 16.62 | 16.44 | 16.41 | 15.74 | 14.59 | 10.24 | 2.41 | 0.01 | 0 | 0 | 0 | 0 | 0 | 0 | 0 | 0 | 0 | 0.2 | 5.39 | 12.46 | 15.07 | 15.77 | 15.84 | 15.96 | 15.84 | 15.71 | 15.6 | 14.68 | 12.04 | 5.34 | 0.3 | 0 | 0 | 0 | 0 | 0 | 0 | 0 | 0 | 0 | 0 | 0.02 | 3.29 | 11.75 | 14.8 | 15.3 | 15.19 | 15.01 | 15.04 | 15.25 | 15.32 | 14.44 | 9.5 | 1.87 | 0 | 0 | 0 | 0 | 0 | 0 | 0 | 0 | 0 | 0 | 0 | 0 | 0.98 | 7.8 | 12.9 | 13.29 | 13.02 | 12.69 | 12.79 | 13.02 | 12.97 | 10.92 | 3.63 | 0.08 | 0 | 0 | 0 | 0 | 0 | 0 | 0 | 0 | 0 | 0 | 0 | 0 | 0.04 | 3.04 | 9.15 | 10.78 | 10.58 | 10.24 | 10.54 | 10.85 | 10.19 | 6.39 | 0.76 | 0 | 0 | 0 | 0 | 0 | 0 | 0 | 0 | 0 | 0 | 0 | 0 | 0 | 0 | 0.6 | 4.09 | 6.72 | 8.16 | 8.58 | 8.35 | 8.09 | 7.48 | 4.18 | 0.45 | 0 | 0 | 0 | 0 | 0 | 0 | 0
CSLR4S_2_SOLAR |  | Solar_Fixed | Solar Fixed | CISO | South | Socal | FC | 130 | 0 | 0 | 0 | 0 | 0 | 0 | 0.2 | 15.55 | 53.68 | 73.09 | 80.45 | 83.62 | 79.81 | 76.21 | 63.73 | 35.3 | 5.15 | 0 | 0 | 0 | 0 | 0 | 0 | 0 | 0 | 0 | 0 | 0 | 0 | 0 | 1.23 | 28.27 | 68.21 | 83.44 | 88.76 | 89.76 | 86.2 | 81.88 | 74 | 58.05 | 21.13 | 0.54 | 0 | 0 | 0 | 0 | 0 | 0 | 0 | 0 | 0 | 0 | 0 | 0.02 | 9.37 | 49.45 | 76.65 | 87.35 | 89.3 | 90.52 | 86.76 | 82.06 | 73.99 | 60.19 | 32.46 | 4.3 | 0 | 0 | 0 | 0 | 0 | 0 | 0 | 0 | 0 | 0 | 0 | 4.57 | 38.29 | 77.34 | 97.03 | 105.22 | 109.39 | 109.45 | 107.42 | 104.56 | 96.21 | 83.04 | 56.7 | 14.83 | 0.38 | 0 | 0 | 0 | 0 | 0 | 0 | 0 | 0 | 0 | 0.27 | 15.28 | 54.55 | 81.67 | 98.16 | 108.2 | 112.8 | 113.83 | 112.73 | 110.4 | 103.16 | 90.19 | 65.75 | 25.5 | 1.97 | 0.01 | 0 | 0 | 0 | 0 | 0 | 0 | 0 | 0 | 0.52 | 17.3 | 53.21 | 79.65 | 99.17 | 108.6 | 114.16 | 114.3 | 113.47 | 110.17 | 101.53 | 88.87 | 69.14 | 32.89 | 4.47 | 0.01 | 0 | 0 | 0 | 0 | 0 | 0 | 0 | 0 | 0.03 | 9.19 | 38.41 | 69.56 | 88.39 | 99.78 | 106.57 | 109.13 | 108.06 | 104.52 | 96.4 | 84.38 | 64.55 | 29.69 | 3.54 | 0 | 0 | 0 | 0 | 0 | 0 | 0 | 0 | 0 | 0 | 3.77 | 33.36 | 70.05 | 88.57 | 100.92 | 109.81 | 112.14 | 107.48 | 104.1 | 95.45 | 81.47 | 54.79 | 15.94 | 0.5 | 0 | 0 | 0 | 0 | 0 | 0 | 0 | 0 | 0 | 0 | 1.17 | 26.25 | 68.12 | 89.55 | 100.52 | 107.1 | 108.53 | 108.51 | 103.7 | 93.46 | 74.48 | 34.78 | 3.67 | 0.02 | 0 | 0 | 0 | 0 | 0 | 0 | 0 | 0 | 0 | 0 | 0.21 | 16.54 | 60.83 | 86.5 | 97.4 | 104.16 | 105.21 | 103.55 | 98.51 | 88.15 | 58.46 | 13.68 | 0.2 | 0 | 0 | 0 | 0 | 0 | 0 | 0 | 0 | 0 | 0 | 0 | 0.02 | 4.29 | 38.61 | 75.9 | 88.26 | 93.77 | 95.02 | 92.43 | 87.03 | 71.66 | 33.51 | 2.51 | 0 | 0 | 0 | 0 | 0 | 0 | 0 | 0 | 0 | 0 | 0 | 0 | 0 | 0.48 | 17.19 | 50.05 | 67.64 | 73.64 | 77.66 | 76.79 | 70.29 | 55.18 | 25.46 | 1.61 | 0 | 0 | 0 | 0 | 0 | 0 | 0
CUMBIA_1_SOLAR |  | Solar_1Axis | Solar Tracking | CISO | North | Norcal | FC | 19 | 0 | 0 | 0 | 0 | 0 | 0 | 0 | 0.4 | 3.11 | 5.93 | 7.34 | 8.08 | 8.08 | 7.63 | 7.14 | 4.88 | 1.06 | 0 | 0 | 0 | 0 | 0 | 0 | 0 | 0 | 0 | 0 | 0 | 0 | 0 | 0 | 2.35 | 9.76 | 12.16 | 12.42 | 11.77 | 11.6 | 11.53 | 11.78 | 10.05 | 5.27 | 0.29 | 0 | 0 | 0 | 0 | 0 | 0 | 0 | 0 | 0 | 0 | 0 | 0 | 0.49 | 6.07 | 11.39 | 12.2 | 11.45 | 11.76 | 11.59 | 10.66 | 9.85 | 9.17 | 6.46 | 1.49 | 0 | 0 | 0 | 0 | 0 | 0 | 0 | 0 | 0 | 0 | 0 | 0.26 | 5.67 | 12.51 | 13.76 | 13.68 | 13.44 | 13.77 | 13.8 | 13.59 | 13.81 | 13.24 | 12.08 | 5.61 | 0.26 | 0 | 0 | 0 | 0 | 0 | 0 | 0 | 0 | 0 | 0 | 2.09 | 9.86 | 13.9 | 14.54 | 14.56 | 14.43 | 14.73 | 14.73 | 15.07 | 15.07 | 14.74 | 13.89 | 8.59 | 1.34 | 0 | 0 | 0 | 0 | 0 | 0 | 0 | 0 | 0 | 0.01 | 3 | 10.9 | 14.76 | 15.81 | 16 | 16.13 | 16.22 | 16.17 | 16.03 | 16.02 | 15.67 | 14.54 | 10.77 | 3.04 | 0.04 | 0 | 0 | 0 | 0 | 0 | 0 | 0 | 0 | 0 | 1.36 | 8.74 | 14.1 | 15.56 | 15.77 | 15.89 | 15.82 | 15.79 | 15.62 | 15.59 | 14.95 | 13.86 | 9.72 | 2.29 | 0.01 | 0 | 0 | 0 | 0 | 0 | 0 | 0 | 0 | 0 | 0.19 | 5.12 | 11.84 | 14.31 | 14.98 | 15.05 | 15.16 | 15.05 | 14.92 | 14.82 | 13.95 | 11.44 | 5.08 | 0.28 | 0 | 0 | 0 | 0 | 0 | 0 | 0 | 0 | 0 | 0 | 0.02 | 3.13 | 11.16 | 14.06 | 14.53 | 14.43 | 14.26 | 14.29 | 14.49 | 14.55 | 13.72 | 9.03 | 1.77 | 0 | 0 | 0 | 0 | 0 | 0 | 0 | 0 | 0 | 0 | 0 | 0 | 0.93 | 7.41 | 12.25 | 12.62 | 12.37 | 12.06 | 12.15 | 12.37 | 12.32 | 10.37 | 3.45 | 0.07 | 0 | 0 | 0 | 0 | 0 | 0 | 0 | 0 | 0 | 0 | 0 | 0 | 0.03 | 2.89 | 8.69 | 10.24 | 10.05 | 9.73 | 10.01 | 10.31 | 9.68 | 6.07 | 0.72 | 0 | 0 | 0 | 0 | 0 | 0 | 0 | 0 | 0 | 0 | 0 | 0 | 0 | 0 | 0.57 | 3.89 | 6.38 | 7.76 | 8.15 | 7.93 | 7.68 | 7.1 | 3.97 | 0.43 | 0 | 0 | 0 | 0 | 0 | 0 | 0
CUYAMS_6_CUYSR1 |  | Solar_1Axis | Solar Tracking | CISO | North | Norcal | FC | 40 | 0 | 0 | 0 | 0 | 0 | 0 | 0 | 0.85 | 6.55 | 12.49 | 15.45 | 17.01 | 17.02 | 16.06 | 15.03 | 10.27 | 2.24 | 0 | 0 | 0 | 0 | 0 | 0 | 0 | 0 | 0 | 0 | 0 | 0 | 0 | 0.01 | 4.94 | 20.54 | 25.6 | 26.15 | 24.78 | 24.43 | 24.27 | 24.79 | 21.15 | 11.1 | 0.61 | 0 | 0 | 0 | 0 | 0 | 0 | 0 | 0 | 0 | 0 | 0 | 0 | 1.04 | 12.78 | 23.97 | 25.68 | 24.11 | 24.76 | 24.4 | 22.45 | 20.74 | 19.31 | 13.59 | 3.14 | 0 | 0 | 0 | 0 | 0 | 0 | 0 | 0 | 0 | 0 | 0 | 0.55 | 11.93 | 26.34 | 28.97 | 28.81 | 28.3 | 28.98 | 29.04 | 28.61 | 29.08 | 27.88 | 25.43 | 11.8 | 0.54 | 0 | 0 | 0 | 0 | 0 | 0 | 0 | 0 | 0 | 0 | 4.4 | 20.76 | 29.27 | 30.61 | 30.65 | 30.37 | 31.02 | 31.01 | 31.73 | 31.72 | 31.02 | 29.24 | 18.09 | 2.81 | 0 | 0 | 0 | 0 | 0 | 0 | 0 | 0 | 0 | 0.03 | 6.32 | 22.94 | 31.08 | 33.28 | 33.69 | 33.95 | 34.14 | 34.04 | 33.74 | 33.73 | 33 | 30.61 | 22.68 | 6.39 | 0.07 | 0 | 0 | 0 | 0 | 0 | 0 | 0 | 0 | 0 | 2.87 | 18.4 | 29.68 | 32.75 | 33.2 | 33.44 | 33.31 | 33.24 | 32.88 | 32.82 | 31.48 | 29.19 | 20.47 | 4.81 | 0.03 | 0 | 0 | 0 | 0 | 0 | 0 | 0 | 0 | 0 | 0.41 | 10.78 | 24.92 | 30.13 | 31.53 | 31.67 | 31.92 | 31.68 | 31.42 | 31.2 | 29.36 | 24.08 | 10.69 | 0.59 | 0 | 0 | 0 | 0 | 0 | 0 | 0 | 0 | 0 | 0 | 0.04 | 6.59 | 23.49 | 29.59 | 30.59 | 30.37 | 30.03 | 30.08 | 30.5 | 30.64 | 28.87 | 19.01 | 3.73 | 0 | 0 | 0 | 0 | 0 | 0 | 0 | 0 | 0 | 0 | 0 | 0 | 1.97 | 15.6 | 25.79 | 26.57 | 26.04 | 25.39 | 25.58 | 26.04 | 25.94 | 21.83 | 7.26 | 0.15 | 0 | 0 | 0 | 0 | 0 | 0 | 0 | 0 | 0 | 0 | 0 | 0 | 0.07 | 6.08 | 18.3 | 21.56 | 21.16 | 20.48 | 21.08 | 21.7 | 20.39 | 12.77 | 1.51 | 0 | 0 | 0 | 0 | 0 | 0 | 0 | 0 | 0 | 0 | 0 | 0 | 0 | 0 | 1.19 | 8.19 | 13.44 | 16.33 | 17.15 | 16.7 | 16.17 | 14.95 | 8.36 | 0.9 | 0 | 0 | 0 | 0 | 0 | 0 | 0
DAIRLD_1_MD1SL1 |  | Solar_1Axis | Solar Tracking | CISO | North | Norcal | EO | 1.5 | 0 | 0 | 0 | 0 | 0 | 0 | 0 | 0.03 | 0.25 | 0.47 | 0.58 | 0.64 | 0.64 | 0.6 | 0.56 | 0.39 | 0.08 | 0 | 0 | 0 | 0 | 0 | 0 | 0 | 0 | 0 | 0 | 0 | 0 | 0 | 0 | 0.19 | 0.77 | 0.96 | 0.98 | 0.93 | 0.92 | 0.91 | 0.93 | 0.79 | 0.42 | 0.02 | 0 | 0 | 0 | 0 | 0 | 0 | 0 | 0 | 0 | 0 | 0 | 0 | 0.04 | 0.48 | 0.9 | 0.96 | 0.9 | 0.93 | 0.91 | 0.84 | 0.78 | 0.72 | 0.51 | 0.12 | 0 | 0 | 0 | 0 | 0 | 0 | 0 | 0 | 0 | 0 | 0 | 0.02 | 0.45 | 0.99 | 1.09 | 1.08 | 1.06 | 1.09 | 1.09 | 1.07 | 1.09 | 1.05 | 0.95 | 0.44 | 0.02 | 0 | 0 | 0 | 0 | 0 | 0 | 0 | 0 | 0 | 0 | 0.16 | 0.78 | 1.1 | 1.15 | 1.15 | 1.14 | 1.16 | 1.16 | 1.19 | 1.19 | 1.16 | 1.1 | 0.68 | 0.11 | 0 | 0 | 0 | 0 | 0 | 0 | 0 | 0 | 0 | 0 | 0.24 | 0.86 | 1.17 | 1.25 | 1.26 | 1.27 | 1.28 | 1.28 | 1.27 | 1.27 | 1.24 | 1.15 | 0.85 | 0.24 | 0 | 0 | 0 | 0 | 0 | 0 | 0 | 0 | 0 | 0 | 0.11 | 0.69 | 1.11 | 1.23 | 1.25 | 1.25 | 1.25 | 1.25 | 1.23 | 1.23 | 1.18 | 1.09 | 0.77 | 0.18 | 0 | 0 | 0 | 0 | 0 | 0 | 0 | 0 | 0 | 0 | 0.02 | 0.4 | 0.93 | 1.13 | 1.18 | 1.19 | 1.2 | 1.19 | 1.18 | 1.17 | 1.1 | 0.9 | 0.4 | 0.02 | 0 | 0 | 0 | 0 | 0 | 0 | 0 | 0 | 0 | 0 | 0 | 0.25 | 0.88 | 1.11 | 1.15 | 1.14 | 1.13 | 1.13 | 1.14 | 1.15 | 1.08 | 0.71 | 0.14 | 0 | 0 | 0 | 0 | 0 | 0 | 0 | 0 | 0 | 0 | 0 | 0 | 0.07 | 0.58 | 0.97 | 1 | 0.98 | 0.95 | 0.96 | 0.98 | 0.97 | 0.82 | 0.27 | 0.01 | 0 | 0 | 0 | 0 | 0 | 0 | 0 | 0 | 0 | 0 | 0 | 0 | 0 | 0.23 | 0.69 | 0.81 | 0.79 | 0.77 | 0.79 | 0.81 | 0.76 | 0.48 | 0.06 | 0 | 0 | 0 | 0 | 0 | 0 | 0 | 0 | 0 | 0 | 0 | 0 | 0 | 0 | 0.04 | 0.31 | 0.5 | 0.61 | 0.64 | 0.63 | 0.61 | 0.56 | 0.31 | 0.03 | 0 | 0 | 0 | 0 | 0 | 0 | 0
DAVIS_1_SOLAR1 |  | Solar_2Axis | Solar Tracking | CISO | North | Norcal | EO | 1 | 0 | 0 | 0 | 0 | 0 | 0 | 0 | 0.02 | 0.16 | 0.31 | 0.39 | 0.43 | 0.43 | 0.4 | 0.38 | 0.26 | 0.06 | 0 | 0 | 0 | 0 | 0 | 0 | 0 | 0 | 0 | 0 | 0 | 0 | 0 | 0 | 0.12 | 0.51 | 0.64 | 0.65 | 0.62 | 0.61 | 0.61 | 0.62 | 0.53 | 0.28 | 0.02 | 0 | 0 | 0 | 0 | 0 | 0 | 0 | 0 | 0 | 0 | 0 | 0 | 0.03 | 0.32 | 0.6 | 0.64 | 0.6 | 0.62 | 0.61 | 0.56 | 0.52 | 0.48 | 0.34 | 0.08 | 0 | 0 | 0 | 0 | 0 | 0 | 0 | 0 | 0 | 0 | 0 | 0.01 | 0.3 | 0.66 | 0.72 | 0.72 | 0.71 | 0.72 | 0.73 | 0.72 | 0.73 | 0.7 | 0.64 | 0.3 | 0.01 | 0 | 0 | 0 | 0 | 0 | 0 | 0 | 0 | 0 | 0 | 0.11 | 0.52 | 0.73 | 0.77 | 0.77 | 0.76 | 0.78 | 0.78 | 0.79 | 0.79 | 0.78 | 0.73 | 0.45 | 0.07 | 0 | 0 | 0 | 0 | 0 | 0 | 0 | 0 | 0 | 0 | 0.16 | 0.57 | 0.78 | 0.83 | 0.84 | 0.85 | 0.85 | 0.85 | 0.84 | 0.84 | 0.82 | 0.77 | 0.57 | 0.16 | 0 | 0 | 0 | 0 | 0 | 0 | 0 | 0 | 0 | 0 | 0.07 | 0.46 | 0.74 | 0.82 | 0.83 | 0.84 | 0.83 | 0.83 | 0.82 | 0.82 | 0.79 | 0.73 | 0.51 | 0.12 | 0 | 0 | 0 | 0 | 0 | 0 | 0 | 0 | 0 | 0 | 0.01 | 0.27 | 0.62 | 0.75 | 0.79 | 0.79 | 0.8 | 0.79 | 0.79 | 0.78 | 0.73 | 0.6 | 0.27 | 0.01 | 0 | 0 | 0 | 0 | 0 | 0 | 0 | 0 | 0 | 0 | 0 | 0.16 | 0.59 | 0.74 | 0.76 | 0.76 | 0.75 | 0.75 | 0.76 | 0.77 | 0.72 | 0.48 | 0.09 | 0 | 0 | 0 | 0 | 0 | 0 | 0 | 0 | 0 | 0 | 0 | 0 | 0.05 | 0.39 | 0.64 | 0.66 | 0.65 | 0.63 | 0.64 | 0.65 | 0.65 | 0.55 | 0.18 | 0 | 0 | 0 | 0 | 0 | 0 | 0 | 0 | 0 | 0 | 0 | 0 | 0 | 0 | 0.15 | 0.46 | 0.54 | 0.53 | 0.51 | 0.53 | 0.54 | 0.51 | 0.32 | 0.04 | 0 | 0 | 0 | 0 | 0 | 0 | 0 | 0 | 0 | 0 | 0 | 0 | 0 | 0 | 0.03 | 0.2 | 0.34 | 0.41 | 0.43 | 0.42 | 0.4 | 0.37 | 0.21 | 0.02 | 0 | 0 | 0 | 0 | 0 | 0 | 0
DAVIS_1_SOLAR2 |  | Solar_2Axis | Solar Tracking | CISO | North | Norcal | EO | 1 | 0 | 0 | 0 | 0 | 0 | 0 | 0 | 0.02 | 0.16 | 0.31 | 0.39 | 0.43 | 0.43 | 0.4 | 0.38 | 0.26 | 0.06 | 0 | 0 | 0 | 0 | 0 | 0 | 0 | 0 | 0 | 0 | 0 | 0 | 0 | 0 | 0.12 | 0.51 | 0.64 | 0.65 | 0.62 | 0.61 | 0.61 | 0.62 | 0.53 | 0.28 | 0.02 | 0 | 0 | 0 | 0 | 0 | 0 | 0 | 0 | 0 | 0 | 0 | 0 | 0.03 | 0.32 | 0.6 | 0.64 | 0.6 | 0.62 | 0.61 | 0.56 | 0.52 | 0.48 | 0.34 | 0.08 | 0 | 0 | 0 | 0 | 0 | 0 | 0 | 0 | 0 | 0 | 0 | 0.01 | 0.3 | 0.66 | 0.72 | 0.72 | 0.71 | 0.72 | 0.73 | 0.72 | 0.73 | 0.7 | 0.64 | 0.3 | 0.01 | 0 | 0 | 0 | 0 | 0 | 0 | 0 | 0 | 0 | 0 | 0.11 | 0.52 | 0.73 | 0.77 | 0.77 | 0.76 | 0.78 | 0.78 | 0.79 | 0.79 | 0.78 | 0.73 | 0.45 | 0.07 | 0 | 0 | 0 | 0 | 0 | 0 | 0 | 0 | 0 | 0 | 0.16 | 0.57 | 0.78 | 0.83 | 0.84 | 0.85 | 0.85 | 0.85 | 0.84 | 0.84 | 0.82 | 0.77 | 0.57 | 0.16 | 0 | 0 | 0 | 0 | 0 | 0 | 0 | 0 | 0 | 0 | 0.07 | 0.46 | 0.74 | 0.82 | 0.83 | 0.84 | 0.83 | 0.83 | 0.82 | 0.82 | 0.79 | 0.73 | 0.51 | 0.12 | 0 | 0 | 0 | 0 | 0 | 0 | 0 | 0 | 0 | 0 | 0.01 | 0.27 | 0.62 | 0.75 | 0.79 | 0.79 | 0.8 | 0.79 | 0.79 | 0.78 | 0.73 | 0.6 | 0.27 | 0.01 | 0 | 0 | 0 | 0 | 0 | 0 | 0 | 0 | 0 | 0 | 0 | 0.16 | 0.59 | 0.74 | 0.76 | 0.76 | 0.75 | 0.75 | 0.76 | 0.77 | 0.72 | 0.48 | 0.09 | 0 | 0 | 0 | 0 | 0 | 0 | 0 | 0 | 0 | 0 | 0 | 0 | 0.05 | 0.39 | 0.64 | 0.66 | 0.65 | 0.63 | 0.64 | 0.65 | 0.65 | 0.55 | 0.18 | 0 | 0 | 0 | 0 | 0 | 0 | 0 | 0 | 0 | 0 | 0 | 0 | 0 | 0 | 0.15 | 0.46 | 0.54 | 0.53 | 0.51 | 0.53 | 0.54 | 0.51 | 0.32 | 0.04 | 0 | 0 | 0 | 0 | 0 | 0 | 0 | 0 | 0 | 0 | 0 | 0 | 0 | 0 | 0.03 | 0.2 | 0.34 | 0.41 | 0.43 | 0.42 | 0.4 | 0.37 | 0.21 | 0.02 | 0 | 0 | 0 | 0 | 0 | 0 | 0
DELAMO_2_SOLAR1 |  | Solar_1Axis | Solar Tracking | CISO | South | Socal | FC | 1.5 | 0 | 0 | 0 | 0 | 0 | 0 | 0 | 0.17 | 0.61 | 0.79 | 0.82 | 0.84 | 0.83 | 0.78 | 0.72 | 0.45 | 0.09 | 0 | 0 | 0 | 0 | 0 | 0 | 0 | 0 | 0 | 0 | 0 | 0 | 0 | 0.01 | 0.38 | 0.94 | 1 | 0.99 | 0.96 | 0.93 | 0.91 | 0.89 | 0.8 | 0.35 | 0.01 | 0 | 0 | 0 | 0 | 0 | 0 | 0 | 0 | 0 | 0 | 0 | 0 | 0.12 | 0.69 | 0.95 | 0.98 | 0.97 | 0.94 | 0.94 | 0.85 | 0.77 | 0.7 | 0.5 | 0.07 | 0 | 0 | 0 | 0 | 0 | 0 | 0 | 0 | 0 | 0 | 0 | 0.07 | 0.64 | 1.13 | 1.19 | 1.22 | 1.21 | 1.22 | 1.21 | 1.21 | 1.17 | 1.11 | 0.91 | 0.3 | 0.01 | 0 | 0 | 0 | 0 | 0 | 0 | 0 | 0 | 0 | 0 | 0.25 | 0.86 | 1.17 | 1.25 | 1.28 | 1.28 | 1.29 | 1.29 | 1.27 | 1.24 | 1.19 | 1.04 | 0.51 | 0.05 | 0 | 0 | 0 | 0 | 0 | 0 | 0 | 0 | 0 | 0 | 0.29 | 0.86 | 1.13 | 1.22 | 1.26 | 1.27 | 1.28 | 1.28 | 1.26 | 1.23 | 1.19 | 1.06 | 0.64 | 0.11 | 0 | 0 | 0 | 0 | 0 | 0 | 0 | 0 | 0 | 0 | 0.14 | 0.67 | 1.05 | 1.19 | 1.25 | 1.26 | 1.26 | 1.25 | 1.23 | 1.2 | 1.15 | 1.01 | 0.58 | 0.09 | 0 | 0 | 0 | 0 | 0 | 0 | 0 | 0 | 0 | 0 | 0.05 | 0.5 | 0.94 | 1.12 | 1.2 | 1.23 | 1.22 | 1.2 | 1.17 | 1.12 | 1.03 | 0.82 | 0.3 | 0.01 | 0 | 0 | 0 | 0 | 0 | 0 | 0 | 0 | 0 | 0 | 0.01 | 0.37 | 0.97 | 1.13 | 1.19 | 1.19 | 1.19 | 1.19 | 1.17 | 1.16 | 1.04 | 0.58 | 0.07 | 0 | 0 | 0 | 0 | 0 | 0 | 0 | 0 | 0 | 0 | 0 | 0 | 0.21 | 0.84 | 1.07 | 1.1 | 1.09 | 1.09 | 1.1 | 1.11 | 1.08 | 0.85 | 0.24 | 0 | 0 | 0 | 0 | 0 | 0 | 0 | 0 | 0 | 0 | 0 | 0 | 0 | 0.04 | 0.49 | 0.92 | 1 | 0.97 | 0.94 | 0.96 | 0.96 | 0.91 | 0.53 | 0.05 | 0 | 0 | 0 | 0 | 0 | 0 | 0 | 0 | 0 | 0 | 0 | 0 | 0 | 0 | 0.18 | 0.58 | 0.7 | 0.74 | 0.72 | 0.75 | 0.71 | 0.64 | 0.37 | 0.03 | 0 | 0 | 0 | 0 | 0 | 0 | 0
DELAMO_2_SOLAR2 |  | Solar_1Axis | Solar Tracking | CISO | South | Socal | FC | 1.75 | 0 | 0 | 0 | 0 | 0 | 0 | 0 | 0.2 | 0.72 | 0.92 | 0.96 | 0.98 | 0.97 | 0.91 | 0.84 | 0.53 | 0.1 | 0 | 0 | 0 | 0 | 0 | 0 | 0 | 0 | 0 | 0 | 0 | 0 | 0 | 0.01 | 0.45 | 1.09 | 1.17 | 1.16 | 1.12 | 1.08 | 1.06 | 1.04 | 0.93 | 0.41 | 0.02 | 0 | 0 | 0 | 0 | 0 | 0 | 0 | 0 | 0 | 0 | 0 | 0 | 0.14 | 0.8 | 1.11 | 1.15 | 1.13 | 1.1 | 1.09 | 0.99 | 0.9 | 0.81 | 0.58 | 0.09 | 0 | 0 | 0 | 0 | 0 | 0 | 0 | 0 | 0 | 0 | 0 | 0.08 | 0.75 | 1.32 | 1.39 | 1.43 | 1.42 | 1.43 | 1.41 | 1.41 | 1.36 | 1.29 | 1.07 | 0.35 | 0.01 | 0 | 0 | 0 | 0 | 0 | 0 | 0 | 0 | 0 | 0 | 0.29 | 1 | 1.37 | 1.46 | 1.49 | 1.5 | 1.51 | 1.51 | 1.49 | 1.45 | 1.39 | 1.22 | 0.6 | 0.06 | 0 | 0 | 0 | 0 | 0 | 0 | 0 | 0 | 0 | 0.01 | 0.34 | 1 | 1.31 | 1.42 | 1.47 | 1.49 | 1.49 | 1.49 | 1.48 | 1.44 | 1.39 | 1.23 | 0.74 | 0.13 | 0 | 0 | 0 | 0 | 0 | 0 | 0 | 0 | 0 | 0 | 0.16 | 0.78 | 1.22 | 1.39 | 1.46 | 1.47 | 1.47 | 1.45 | 1.44 | 1.4 | 1.34 | 1.18 | 0.68 | 0.11 | 0 | 0 | 0 | 0 | 0 | 0 | 0 | 0 | 0 | 0 | 0.05 | 0.58 | 1.1 | 1.31 | 1.4 | 1.43 | 1.43 | 1.4 | 1.36 | 1.31 | 1.21 | 0.96 | 0.36 | 0.01 | 0 | 0 | 0 | 0 | 0 | 0 | 0 | 0 | 0 | 0 | 0.01 | 0.43 | 1.13 | 1.31 | 1.38 | 1.39 | 1.39 | 1.39 | 1.37 | 1.35 | 1.22 | 0.68 | 0.08 | 0 | 0 | 0 | 0 | 0 | 0 | 0 | 0 | 0 | 0 | 0 | 0 | 0.25 | 0.98 | 1.25 | 1.29 | 1.27 | 1.28 | 1.28 | 1.29 | 1.26 | 0.99 | 0.28 | 0 | 0 | 0 | 0 | 0 | 0 | 0 | 0 | 0 | 0 | 0 | 0 | 0 | 0.05 | 0.58 | 1.08 | 1.16 | 1.13 | 1.1 | 1.11 | 1.12 | 1.06 | 0.61 | 0.06 | 0 | 0 | 0 | 0 | 0 | 0 | 0 | 0 | 0 | 0 | 0 | 0 | 0 | 0 | 0.21 | 0.68 | 0.82 | 0.86 | 0.84 | 0.87 | 0.82 | 0.75 | 0.43 | 0.04 | 0 | 0 | 0 | 0 | 0 | 0 | 0
DELAMO_2_SOLAR3 |  | Solar_1Axis | Solar Tracking | CISO | South | Socal | FC | 1.25 | 0 | 0 | 0 | 0 | 0 | 0 | 0 | 0.14 | 0.51 | 0.66 | 0.69 | 0.7 | 0.69 | 0.65 | 0.6 | 0.38 | 0.07 | 0 | 0 | 0 | 0 | 0 | 0 | 0 | 0 | 0 | 0 | 0 | 0 | 0 | 0.01 | 0.32 | 0.78 | 0.83 | 0.83 | 0.8 | 0.77 | 0.76 | 0.74 | 0.67 | 0.29 | 0.01 | 0 | 0 | 0 | 0 | 0 | 0 | 0 | 0 | 0 | 0 | 0 | 0 | 0.1 | 0.57 | 0.79 | 0.82 | 0.8 | 0.78 | 0.78 | 0.71 | 0.64 | 0.58 | 0.41 | 0.06 | 0 | 0 | 0 | 0 | 0 | 0 | 0 | 0 | 0 | 0 | 0 | 0.06 | 0.53 | 0.94 | 1 | 1.02 | 1.01 | 1.02 | 1.01 | 1.01 | 0.97 | 0.92 | 0.76 | 0.25 | 0.01 | 0 | 0 | 0 | 0 | 0 | 0 | 0 | 0 | 0 | 0 | 0.21 | 0.72 | 0.98 | 1.04 | 1.07 | 1.07 | 1.08 | 1.08 | 1.06 | 1.04 | 0.99 | 0.87 | 0.43 | 0.04 | 0 | 0 | 0 | 0 | 0 | 0 | 0 | 0 | 0 | 0 | 0.24 | 0.72 | 0.94 | 1.01 | 1.05 | 1.06 | 1.07 | 1.07 | 1.05 | 1.03 | 0.99 | 0.88 | 0.53 | 0.09 | 0 | 0 | 0 | 0 | 0 | 0 | 0 | 0 | 0 | 0 | 0.11 | 0.56 | 0.87 | 0.99 | 1.04 | 1.05 | 1.05 | 1.04 | 1.03 | 1 | 0.96 | 0.84 | 0.49 | 0.08 | 0 | 0 | 0 | 0 | 0 | 0 | 0 | 0 | 0 | 0 | 0.04 | 0.42 | 0.79 | 0.93 | 1 | 1.02 | 1.02 | 1 | 0.97 | 0.93 | 0.86 | 0.68 | 0.25 | 0.01 | 0 | 0 | 0 | 0 | 0 | 0 | 0 | 0 | 0 | 0 | 0.01 | 0.31 | 0.81 | 0.94 | 0.99 | 1 | 1 | 0.99 | 0.98 | 0.96 | 0.87 | 0.49 | 0.06 | 0 | 0 | 0 | 0 | 0 | 0 | 0 | 0 | 0 | 0 | 0 | 0 | 0.18 | 0.7 | 0.89 | 0.92 | 0.91 | 0.91 | 0.92 | 0.92 | 0.9 | 0.71 | 0.2 | 0 | 0 | 0 | 0 | 0 | 0 | 0 | 0 | 0 | 0 | 0 | 0 | 0 | 0.03 | 0.41 | 0.77 | 0.83 | 0.81 | 0.79 | 0.8 | 0.8 | 0.76 | 0.44 | 0.04 | 0 | 0 | 0 | 0 | 0 | 0 | 0 | 0 | 0 | 0 | 0 | 0 | 0 | 0 | 0.15 | 0.48 | 0.58 | 0.61 | 0.6 | 0.62 | 0.59 | 0.54 | 0.3 | 0.03 | 0 | 0 | 0 | 0 | 0 | 0 | 0
DELAMO_2_SOLAR4 |  | Solar_1Axis | Solar Tracking | CISO | South | Socal | FC | 1.3 | 0 | 0 | 0 | 0 | 0 | 0 | 0 | 0.15 | 0.53 | 0.69 | 0.71 | 0.73 | 0.72 | 0.68 | 0.63 | 0.39 | 0.08 | 0 | 0 | 0 | 0 | 0 | 0 | 0 | 0 | 0 | 0 | 0 | 0 | 0 | 0.01 | 0.33 | 0.81 | 0.87 | 0.86 | 0.83 | 0.8 | 0.79 | 0.77 | 0.69 | 0.3 | 0.01 | 0 | 0 | 0 | 0 | 0 | 0 | 0 | 0 | 0 | 0 | 0 | 0 | 0.1 | 0.6 | 0.82 | 0.85 | 0.84 | 0.82 | 0.81 | 0.74 | 0.67 | 0.6 | 0.43 | 0.06 | 0 | 0 | 0 | 0 | 0 | 0 | 0 | 0 | 0 | 0 | 0 | 0.06 | 0.55 | 0.98 | 1.03 | 1.06 | 1.05 | 1.06 | 1.05 | 1.05 | 1.01 | 0.96 | 0.79 | 0.26 | 0.01 | 0 | 0 | 0 | 0 | 0 | 0 | 0 | 0 | 0 | 0 | 0.21 | 0.74 | 1.02 | 1.09 | 1.11 | 1.11 | 1.12 | 1.12 | 1.1 | 1.08 | 1.03 | 0.9 | 0.44 | 0.04 | 0 | 0 | 0 | 0 | 0 | 0 | 0 | 0 | 0 | 0 | 0.25 | 0.74 | 0.98 | 1.05 | 1.1 | 1.1 | 1.11 | 1.11 | 1.1 | 1.07 | 1.03 | 0.91 | 0.55 | 0.09 | 0 | 0 | 0 | 0 | 0 | 0 | 0 | 0 | 0 | 0 | 0.12 | 0.58 | 0.91 | 1.03 | 1.08 | 1.09 | 1.09 | 1.08 | 1.07 | 1.04 | 0.99 | 0.87 | 0.51 | 0.08 | 0 | 0 | 0 | 0 | 0 | 0 | 0 | 0 | 0 | 0 | 0.04 | 0.43 | 0.82 | 0.97 | 1.04 | 1.06 | 1.06 | 1.04 | 1.01 | 0.97 | 0.9 | 0.71 | 0.26 | 0.01 | 0 | 0 | 0 | 0 | 0 | 0 | 0 | 0 | 0 | 0 | 0.01 | 0.32 | 0.84 | 0.98 | 1.03 | 1.04 | 1.04 | 1.03 | 1.02 | 1 | 0.91 | 0.51 | 0.06 | 0 | 0 | 0 | 0 | 0 | 0 | 0 | 0 | 0 | 0 | 0 | 0 | 0.18 | 0.73 | 0.93 | 0.95 | 0.95 | 0.95 | 0.95 | 0.96 | 0.94 | 0.73 | 0.21 | 0 | 0 | 0 | 0 | 0 | 0 | 0 | 0 | 0 | 0 | 0 | 0 | 0 | 0.03 | 0.43 | 0.8 | 0.86 | 0.84 | 0.82 | 0.83 | 0.83 | 0.79 | 0.46 | 0.05 | 0 | 0 | 0 | 0 | 0 | 0 | 0 | 0 | 0 | 0 | 0 | 0 | 0 | 0 | 0.16 | 0.5 | 0.61 | 0.64 | 0.63 | 0.65 | 0.61 | 0.56 | 0.32 | 0.03 | 0 | 0 | 0 | 0 | 0 | 0 | 0
DELAMO_2_SOLAR5 |  | Solar_1Axis | Solar Tracking | CISO | South | Socal | FC | 1 | 0 | 0 | 0 | 0 | 0 | 0 | 0 | 0.11 | 0.41 | 0.53 | 0.55 | 0.56 | 0.55 | 0.52 | 0.48 | 0.3 | 0.06 | 0 | 0 | 0 | 0 | 0 | 0 | 0 | 0 | 0 | 0 | 0 | 0 | 0 | 0.01 | 0.26 | 0.63 | 0.67 | 0.66 | 0.64 | 0.62 | 0.6 | 0.59 | 0.53 | 0.23 | 0.01 | 0 | 0 | 0 | 0 | 0 | 0 | 0 | 0 | 0 | 0 | 0 | 0 | 0.08 | 0.46 | 0.63 | 0.66 | 0.64 | 0.63 | 0.62 | 0.57 | 0.51 | 0.46 | 0.33 | 0.05 | 0 | 0 | 0 | 0 | 0 | 0 | 0 | 0 | 0 | 0 | 0 | 0.04 | 0.43 | 0.76 | 0.8 | 0.82 | 0.81 | 0.81 | 0.81 | 0.8 | 0.78 | 0.74 | 0.61 | 0.2 | 0 | 0 | 0 | 0 | 0 | 0 | 0 | 0 | 0 | 0 | 0 | 0.16 | 0.57 | 0.78 | 0.83 | 0.85 | 0.86 | 0.86 | 0.86 | 0.85 | 0.83 | 0.79 | 0.69 | 0.34 | 0.03 | 0 | 0 | 0 | 0 | 0 | 0 | 0 | 0 | 0 | 0 | 0.2 | 0.57 | 0.75 | 0.81 | 0.84 | 0.85 | 0.85 | 0.85 | 0.84 | 0.82 | 0.79 | 0.7 | 0.43 | 0.07 | 0 | 0 | 0 | 0 | 0 | 0 | 0 | 0 | 0 | 0 | 0.09 | 0.45 | 0.7 | 0.79 | 0.83 | 0.84 | 0.84 | 0.83 | 0.82 | 0.8 | 0.76 | 0.67 | 0.39 | 0.06 | 0 | 0 | 0 | 0 | 0 | 0 | 0 | 0 | 0 | 0 | 0.03 | 0.33 | 0.63 | 0.75 | 0.8 | 0.82 | 0.82 | 0.8 | 0.78 | 0.75 | 0.69 | 0.55 | 0.2 | 0.01 | 0 | 0 | 0 | 0 | 0 | 0 | 0 | 0 | 0 | 0 | 0.01 | 0.25 | 0.65 | 0.75 | 0.79 | 0.8 | 0.8 | 0.79 | 0.78 | 0.77 | 0.7 | 0.39 | 0.05 | 0 | 0 | 0 | 0 | 0 | 0 | 0 | 0 | 0 | 0 | 0 | 0 | 0.14 | 0.56 | 0.71 | 0.73 | 0.73 | 0.73 | 0.73 | 0.74 | 0.72 | 0.56 | 0.16 | 0 | 0 | 0 | 0 | 0 | 0 | 0 | 0 | 0 | 0 | 0 | 0 | 0 | 0.03 | 0.33 | 0.61 | 0.66 | 0.65 | 0.63 | 0.64 | 0.64 | 0.61 | 0.35 | 0.03 | 0 | 0 | 0 | 0 | 0 | 0 | 0 | 0 | 0 | 0 | 0 | 0 | 0 | 0 | 0.12 | 0.39 | 0.47 | 0.49 | 0.48 | 0.5 | 0.47 | 0.43 | 0.24 | 0.02 | 0 | 0 | 0 | 0 | 0 | 0 | 0
DELAMO_2_SOLAR6 |  | Solar_1Axis | Solar Tracking | CISO | South | Socal | FC | 2 | 0 | 0 | 0 | 0 | 0 | 0 | 0 | 0.22 | 0.82 | 1.06 | 1.1 | 1.12 | 1.11 | 1.04 | 0.96 | 0.61 | 0.12 | 0 | 0 | 0 | 0 | 0 | 0 | 0 | 0 | 0 | 0 | 0 | 0 | 0 | 0.01 | 0.51 | 1.25 | 1.34 | 1.32 | 1.28 | 1.24 | 1.21 | 1.19 | 1.07 | 0.47 | 0.02 | 0 | 0 | 0 | 0 | 0 | 0 | 0 | 0 | 0 | 0 | 0 | 0 | 0.15 | 0.92 | 1.26 | 1.31 | 1.29 | 1.25 | 1.25 | 1.13 | 1.03 | 0.93 | 0.66 | 0.1 | 0 | 0 | 0 | 0 | 0 | 0 | 0 | 0 | 0 | 0 | 0 | 0.09 | 0.85 | 1.51 | 1.59 | 1.63 | 1.62 | 1.63 | 1.61 | 1.61 | 1.56 | 1.48 | 1.22 | 0.4 | 0.01 | 0 | 0 | 0 | 0 | 0 | 0 | 0 | 0 | 0 | 0 | 0.33 | 1.15 | 1.56 | 1.67 | 1.71 | 1.71 | 1.72 | 1.72 | 1.7 | 1.66 | 1.59 | 1.39 | 0.68 | 0.06 | 0 | 0 | 0 | 0 | 0 | 0 | 0 | 0 | 0 | 0.01 | 0.39 | 1.15 | 1.5 | 1.62 | 1.69 | 1.7 | 1.71 | 1.71 | 1.69 | 1.64 | 1.59 | 1.41 | 0.85 | 0.15 | 0 | 0 | 0 | 0 | 0 | 0 | 0 | 0 | 0 | 0 | 0.18 | 0.89 | 1.4 | 1.59 | 1.66 | 1.68 | 1.68 | 1.66 | 1.64 | 1.6 | 1.53 | 1.35 | 0.78 | 0.12 | 0 | 0 | 0 | 0 | 0 | 0 | 0 | 0 | 0 | 0 | 0.06 | 0.67 | 1.26 | 1.49 | 1.6 | 1.64 | 1.63 | 1.6 | 1.56 | 1.49 | 1.38 | 1.1 | 0.41 | 0.01 | 0 | 0 | 0 | 0 | 0 | 0 | 0 | 0 | 0 | 0 | 0.01 | 0.49 | 1.29 | 1.5 | 1.58 | 1.59 | 1.59 | 1.58 | 1.57 | 1.54 | 1.39 | 0.78 | 0.09 | 0 | 0 | 0 | 0 | 0 | 0 | 0 | 0 | 0 | 0 | 0 | 0 | 0.28 | 1.12 | 1.43 | 1.47 | 1.46 | 1.46 | 1.47 | 1.47 | 1.44 | 1.13 | 0.32 | 0 | 0 | 0 | 0 | 0 | 0 | 0 | 0 | 0 | 0 | 0 | 0 | 0 | 0.05 | 0.66 | 1.23 | 1.33 | 1.29 | 1.26 | 1.27 | 1.28 | 1.22 | 0.7 | 0.07 | 0 | 0 | 0 | 0 | 0 | 0 | 0 | 0 | 0 | 0 | 0 | 0 | 0 | 0 | 0.24 | 0.78 | 0.93 | 0.98 | 0.96 | 0.99 | 0.94 | 0.86 | 0.49 | 0.04 | 0 | 0 | 0 | 0 | 0 | 0 | 0
DELAMO_2_SOLRC1 |  | Solar_Fixed | Solar Fixed | CISO | South | Socal | EO | 1.16 | 0 | 0 | 0 | 0 | 0 | 0 | 0 | 0.14 | 0.48 | 0.65 | 0.72 | 0.75 | 0.71 | 0.68 | 0.57 | 0.32 | 0.05 | 0 | 0 | 0 | 0 | 0 | 0 | 0 | 0 | 0 | 0 | 0 | 0 | 0 | 0.01 | 0.25 | 0.61 | 0.74 | 0.79 | 0.8 | 0.77 | 0.73 | 0.66 | 0.52 | 0.19 | 0 | 0 | 0 | 0 | 0 | 0 | 0 | 0 | 0 | 0 | 0 | 0 | 0 | 0.08 | 0.44 | 0.68 | 0.78 | 0.8 | 0.81 | 0.77 | 0.73 | 0.66 | 0.54 | 0.29 | 0.04 | 0 | 0 | 0 | 0 | 0 | 0 | 0 | 0 | 0 | 0 | 0 | 0.04 | 0.34 | 0.69 | 0.87 | 0.94 | 0.98 | 0.98 | 0.96 | 0.93 | 0.86 | 0.74 | 0.51 | 0.13 | 0 | 0 | 0 | 0 | 0 | 0 | 0 | 0 | 0 | 0 | 0 | 0.14 | 0.49 | 0.73 | 0.88 | 0.97 | 1.01 | 1.02 | 1.01 | 0.99 | 0.92 | 0.8 | 0.59 | 0.23 | 0.02 | 0 | 0 | 0 | 0 | 0 | 0 | 0 | 0 | 0 | 0 | 0.15 | 0.47 | 0.71 | 0.88 | 0.97 | 1.02 | 1.02 | 1.01 | 0.98 | 0.91 | 0.79 | 0.62 | 0.29 | 0.04 | 0 | 0 | 0 | 0 | 0 | 0 | 0 | 0 | 0 | 0 | 0.08 | 0.34 | 0.62 | 0.79 | 0.89 | 0.95 | 0.97 | 0.96 | 0.93 | 0.86 | 0.75 | 0.58 | 0.26 | 0.03 | 0 | 0 | 0 | 0 | 0 | 0 | 0 | 0 | 0 | 0 | 0.03 | 0.3 | 0.63 | 0.79 | 0.9 | 0.98 | 1 | 0.96 | 0.93 | 0.85 | 0.73 | 0.49 | 0.14 | 0 | 0 | 0 | 0 | 0 | 0 | 0 | 0 | 0 | 0 | 0 | 0.01 | 0.23 | 0.61 | 0.8 | 0.9 | 0.96 | 0.97 | 0.97 | 0.93 | 0.83 | 0.66 | 0.31 | 0.03 | 0 | 0 | 0 | 0 | 0 | 0 | 0 | 0 | 0 | 0 | 0 | 0 | 0.15 | 0.54 | 0.77 | 0.87 | 0.93 | 0.94 | 0.92 | 0.88 | 0.79 | 0.52 | 0.12 | 0 | 0 | 0 | 0 | 0 | 0 | 0 | 0 | 0 | 0 | 0 | 0 | 0 | 0.04 | 0.34 | 0.68 | 0.79 | 0.84 | 0.85 | 0.82 | 0.78 | 0.64 | 0.3 | 0.02 | 0 | 0 | 0 | 0 | 0 | 0 | 0 | 0 | 0 | 0 | 0 | 0 | 0 | 0 | 0.15 | 0.45 | 0.6 | 0.66 | 0.69 | 0.69 | 0.63 | 0.49 | 0.23 | 0.01 | 0 | 0 | 0 | 0 | 0 | 0 | 0
DELAMO_2_SOLRD |  | Solar_Fixed | Solar Fixed | CISO | South | Socal | EO | 1.25 | 0 | 0 | 0 | 0 | 0 | 0 | 0 | 0.15 | 0.52 | 0.7 | 0.77 | 0.8 | 0.77 | 0.73 | 0.61 | 0.34 | 0.05 | 0 | 0 | 0 | 0 | 0 | 0 | 0 | 0 | 0 | 0 | 0 | 0 | 0 | 0.01 | 0.27 | 0.66 | 0.8 | 0.85 | 0.86 | 0.83 | 0.79 | 0.71 | 0.56 | 0.2 | 0.01 | 0 | 0 | 0 | 0 | 0 | 0 | 0 | 0 | 0 | 0 | 0 | 0 | 0.09 | 0.48 | 0.74 | 0.84 | 0.86 | 0.87 | 0.83 | 0.79 | 0.71 | 0.58 | 0.31 | 0.04 | 0 | 0 | 0 | 0 | 0 | 0 | 0 | 0 | 0 | 0 | 0 | 0.04 | 0.37 | 0.74 | 0.93 | 1.01 | 1.05 | 1.05 | 1.03 | 1.01 | 0.93 | 0.8 | 0.55 | 0.14 | 0 | 0 | 0 | 0 | 0 | 0 | 0 | 0 | 0 | 0 | 0 | 0.15 | 0.52 | 0.79 | 0.94 | 1.04 | 1.08 | 1.09 | 1.08 | 1.06 | 0.99 | 0.87 | 0.63 | 0.25 | 0.02 | 0 | 0 | 0 | 0 | 0 | 0 | 0 | 0 | 0 | 0 | 0.17 | 0.51 | 0.77 | 0.95 | 1.04 | 1.1 | 1.1 | 1.09 | 1.06 | 0.98 | 0.85 | 0.66 | 0.32 | 0.04 | 0 | 0 | 0 | 0 | 0 | 0 | 0 | 0 | 0 | 0 | 0.09 | 0.37 | 0.67 | 0.85 | 0.96 | 1.02 | 1.05 | 1.04 | 1 | 0.93 | 0.81 | 0.62 | 0.29 | 0.03 | 0 | 0 | 0 | 0 | 0 | 0 | 0 | 0 | 0 | 0 | 0.04 | 0.32 | 0.67 | 0.85 | 0.97 | 1.06 | 1.08 | 1.03 | 1 | 0.92 | 0.78 | 0.53 | 0.15 | 0 | 0 | 0 | 0 | 0 | 0 | 0 | 0 | 0 | 0 | 0 | 0.01 | 0.25 | 0.66 | 0.86 | 0.97 | 1.03 | 1.04 | 1.04 | 1 | 0.9 | 0.72 | 0.33 | 0.04 | 0 | 0 | 0 | 0 | 0 | 0 | 0 | 0 | 0 | 0 | 0 | 0 | 0.16 | 0.58 | 0.83 | 0.94 | 1 | 1.01 | 1 | 0.95 | 0.85 | 0.56 | 0.13 | 0 | 0 | 0 | 0 | 0 | 0 | 0 | 0 | 0 | 0 | 0 | 0 | 0 | 0.04 | 0.37 | 0.73 | 0.85 | 0.9 | 0.91 | 0.89 | 0.84 | 0.69 | 0.32 | 0.02 | 0 | 0 | 0 | 0 | 0 | 0 | 0 | 0 | 0 | 0 | 0 | 0 | 0 | 0 | 0.17 | 0.48 | 0.65 | 0.71 | 0.75 | 0.74 | 0.68 | 0.53 | 0.24 | 0.02 | 0 | 0 | 0 | 0 | 0 | 0 | 0
DELSUR_6_BSOLAR |  | Solar_1Axis | Solar Tracking | CISO | South | Socal | FC | 3 | 0 | 0 | 0 | 0 | 0 | 0 | 0 | 0.33 | 1.23 | 1.58 | 1.65 | 1.68 | 1.66 | 1.56 | 1.44 | 0.91 | 0.18 | 0 | 0 | 0 | 0 | 0 | 0 | 0 | 0 | 0 | 0 | 0 | 0 | 0 | 0.02 | 0.77 | 1.88 | 2 | 1.99 | 1.92 | 1.86 | 1.81 | 1.78 | 1.6 | 0.7 | 0.03 | 0 | 0 | 0 | 0 | 0 | 0 | 0 | 0 | 0 | 0 | 0 | 0 | 0.23 | 1.38 | 1.9 | 1.97 | 1.93 | 1.88 | 1.87 | 1.7 | 1.54 | 1.39 | 0.99 | 0.15 | 0 | 0 | 0 | 0 | 0 | 0 | 0 | 0 | 0 | 0 | 0 | 0.13 | 1.28 | 2.27 | 2.39 | 2.45 | 2.43 | 2.44 | 2.42 | 2.41 | 2.34 | 2.21 | 1.83 | 0.61 | 0.01 | 0 | 0 | 0 | 0 | 0 | 0 | 0 | 0 | 0 | 0 | 0.49 | 1.72 | 2.35 | 2.5 | 2.56 | 2.57 | 2.59 | 2.58 | 2.55 | 2.48 | 2.38 | 2.08 | 1.02 | 0.1 | 0 | 0 | 0 | 0 | 0 | 0 | 0 | 0 | 0 | 0.01 | 0.59 | 1.72 | 2.25 | 2.43 | 2.53 | 2.55 | 2.56 | 2.56 | 2.53 | 2.47 | 2.38 | 2.11 | 1.28 | 0.22 | 0 | 0 | 0 | 0 | 0 | 0 | 0 | 0 | 0 | 0 | 0.27 | 1.34 | 2.1 | 2.38 | 2.5 | 2.52 | 2.51 | 2.49 | 2.46 | 2.4 | 2.29 | 2.02 | 1.17 | 0.19 | 0 | 0 | 0 | 0 | 0 | 0 | 0 | 0 | 0 | 0 | 0.09 | 1 | 1.88 | 2.24 | 2.4 | 2.45 | 2.45 | 2.4 | 2.34 | 2.24 | 2.07 | 1.64 | 0.61 | 0.02 | 0 | 0 | 0 | 0 | 0 | 0 | 0 | 0 | 0 | 0 | 0.02 | 0.74 | 1.94 | 2.25 | 2.37 | 2.39 | 2.39 | 2.38 | 2.35 | 2.31 | 2.09 | 1.17 | 0.14 | 0 | 0 | 0 | 0 | 0 | 0 | 0 | 0 | 0 | 0 | 0 | 0 | 0.42 | 1.68 | 2.14 | 2.2 | 2.18 | 2.19 | 2.2 | 2.21 | 2.16 | 1.69 | 0.48 | 0.01 | 0 | 0 | 0 | 0 | 0 | 0 | 0 | 0 | 0 | 0 | 0 | 0 | 0.08 | 0.99 | 1.84 | 1.99 | 1.94 | 1.89 | 1.91 | 1.92 | 1.82 | 1.05 | 0.1 | 0 | 0 | 0 | 0 | 0 | 0 | 0 | 0 | 0 | 0 | 0 | 0 | 0 | 0 | 0.37 | 1.16 | 1.4 | 1.47 | 1.45 | 1.49 | 1.41 | 1.29 | 0.73 | 0.06 | 0 | 0 | 0 | 0 | 0 | 0 | 0
DELSUR_6_CREST |  | Solar_Fixed | Solar Fixed | CISO | South | Socal | EO | 8.5 | 0 | 0 | 0 | 0 | 0 | 0 | 0.01 | 1.02 | 3.51 | 4.78 | 5.26 | 5.47 | 5.22 | 4.98 | 4.17 | 2.31 | 0.34 | 0 | 0 | 0 | 0 | 0 | 0 | 0 | 0 | 0 | 0 | 0 | 0 | 0 | 0.08 | 1.85 | 4.46 | 5.46 | 5.8 | 5.87 | 5.64 | 5.35 | 4.84 | 3.8 | 1.38 | 0.04 | 0 | 0 | 0 | 0 | 0 | 0 | 0 | 0 | 0 | 0 | 0 | 0 | 0.61 | 3.23 | 5.01 | 5.71 | 5.84 | 5.92 | 5.67 | 5.37 | 4.84 | 3.94 | 2.12 | 0.28 | 0 | 0 | 0 | 0 | 0 | 0 | 0 | 0 | 0 | 0 | 0 | 0.3 | 2.5 | 5.06 | 6.34 | 6.88 | 7.15 | 7.16 | 7.02 | 6.84 | 6.29 | 5.43 | 3.71 | 0.97 | 0.02 | 0 | 0 | 0 | 0 | 0 | 0 | 0 | 0 | 0 | 0.02 | 1 | 3.57 | 5.34 | 6.42 | 7.07 | 7.38 | 7.44 | 7.37 | 7.22 | 6.75 | 5.9 | 4.3 | 1.67 | 0.13 | 0 | 0 | 0 | 0 | 0 | 0 | 0 | 0 | 0 | 0.03 | 1.13 | 3.48 | 5.21 | 6.48 | 7.1 | 7.46 | 7.47 | 7.42 | 7.2 | 6.64 | 5.81 | 4.52 | 2.15 | 0.29 | 0 | 0 | 0 | 0 | 0 | 0 | 0 | 0 | 0 | 0 | 0.6 | 2.51 | 4.55 | 5.78 | 6.52 | 6.97 | 7.14 | 7.07 | 6.83 | 6.3 | 5.52 | 4.22 | 1.94 | 0.23 | 0 | 0 | 0 | 0 | 0 | 0 | 0 | 0 | 0 | 0 | 0.25 | 2.18 | 4.58 | 5.79 | 6.6 | 7.18 | 7.33 | 7.03 | 6.81 | 6.24 | 5.33 | 3.58 | 1.04 | 0.03 | 0 | 0 | 0 | 0 | 0 | 0 | 0 | 0 | 0 | 0 | 0.08 | 1.72 | 4.45 | 5.86 | 6.57 | 7 | 7.1 | 7.09 | 6.78 | 6.11 | 4.87 | 2.27 | 0.24 | 0 | 0 | 0 | 0 | 0 | 0 | 0 | 0 | 0 | 0 | 0 | 0.01 | 1.08 | 3.98 | 5.66 | 6.37 | 6.81 | 6.88 | 6.77 | 6.44 | 5.76 | 3.82 | 0.89 | 0.01 | 0 | 0 | 0 | 0 | 0 | 0 | 0 | 0 | 0 | 0 | 0 | 0 | 0.28 | 2.52 | 4.96 | 5.77 | 6.13 | 6.21 | 6.04 | 5.69 | 4.69 | 2.19 | 0.16 | 0 | 0 | 0 | 0 | 0 | 0 | 0 | 0 | 0 | 0 | 0 | 0 | 0 | 0.03 | 1.12 | 3.27 | 4.42 | 4.82 | 5.08 | 5.02 | 4.6 | 3.61 | 1.66 | 0.11 | 0 | 0 | 0 | 0 | 0 | 0 | 0
DELSUR_6_DRYFRB |  | Solar_1Axis | Solar Tracking | CISO | South | Socal | FC | 5 | 0 | 0 | 0 | 0 | 0 | 0 | 0 | 0.56 | 2.04 | 2.64 | 2.74 | 2.8 | 2.77 | 2.6 | 2.4 | 1.52 | 0.3 | 0 | 0 | 0 | 0 | 0 | 0 | 0 | 0 | 0 | 0 | 0 | 0 | 0 | 0.03 | 1.28 | 3.13 | 3.34 | 3.31 | 3.2 | 3.09 | 3.02 | 2.97 | 2.67 | 1.16 | 0.04 | 0 | 0 | 0 | 0 | 0 | 0 | 0 | 0 | 0 | 0 | 0 | 0 | 0.39 | 2.29 | 3.16 | 3.28 | 3.22 | 3.14 | 3.12 | 2.83 | 2.57 | 2.32 | 1.65 | 0.25 | 0 | 0 | 0 | 0 | 0 | 0 | 0 | 0 | 0 | 0 | 0 | 0.22 | 2.13 | 3.78 | 3.98 | 4.08 | 4.05 | 4.07 | 4.03 | 4.02 | 3.9 | 3.69 | 3.04 | 1.01 | 0.02 | 0 | 0 | 0 | 0 | 0 | 0 | 0 | 0 | 0 | 0.01 | 0.82 | 2.86 | 3.91 | 4.17 | 4.27 | 4.28 | 4.31 | 4.31 | 4.25 | 4.14 | 3.97 | 3.47 | 1.71 | 0.16 | 0 | 0 | 0 | 0 | 0 | 0 | 0 | 0 | 0 | 0.01 | 0.98 | 2.87 | 3.76 | 4.05 | 4.21 | 4.25 | 4.27 | 4.26 | 4.21 | 4.11 | 3.97 | 3.52 | 2.13 | 0.36 | 0 | 0 | 0 | 0 | 0 | 0 | 0 | 0 | 0 | 0 | 0.46 | 2.23 | 3.49 | 3.96 | 4.16 | 4.2 | 4.19 | 4.15 | 4.1 | 3.99 | 3.82 | 3.36 | 1.95 | 0.31 | 0 | 0 | 0 | 0 | 0 | 0 | 0 | 0 | 0 | 0 | 0.15 | 1.67 | 3.14 | 3.74 | 4.01 | 4.09 | 4.08 | 4 | 3.89 | 3.74 | 3.44 | 2.74 | 1.01 | 0.03 | 0 | 0 | 0 | 0 | 0 | 0 | 0 | 0 | 0 | 0 | 0.03 | 1.23 | 3.23 | 3.76 | 3.95 | 3.98 | 3.98 | 3.96 | 3.91 | 3.86 | 3.48 | 1.95 | 0.23 | 0 | 0 | 0 | 0 | 0 | 0 | 0 | 0 | 0 | 0 | 0 | 0 | 0.7 | 2.81 | 3.56 | 3.67 | 3.64 | 3.65 | 3.67 | 3.69 | 3.61 | 2.82 | 0.8 | 0.01 | 0 | 0 | 0 | 0 | 0 | 0 | 0 | 0 | 0 | 0 | 0 | 0 | 0.13 | 1.65 | 3.07 | 3.32 | 3.23 | 3.15 | 3.18 | 3.19 | 3.04 | 1.75 | 0.17 | 0 | 0 | 0 | 0 | 0 | 0 | 0 | 0 | 0 | 0 | 0 | 0 | 0 | 0.01 | 0.61 | 1.94 | 2.33 | 2.46 | 2.41 | 2.49 | 2.35 | 2.15 | 1.22 | 0.1 | 0 | 0 | 0 | 0 | 0 | 0 | 0
DELSUR_6_SOLAR1 |  | Solar_1Axis | Solar Tracking | CISO | South | Socal | FC | 6.5 | 0 | 0 | 0 | 0 | 0 | 0 | 0 | 0.73 | 2.66 | 3.43 | 3.57 | 3.64 | 3.6 | 3.38 | 3.13 | 1.97 | 0.39 | 0 | 0 | 0 | 0 | 0 | 0 | 0 | 0 | 0 | 0 | 0 | 0 | 0 | 0.04 | 1.66 | 4.06 | 4.34 | 4.3 | 4.16 | 4.02 | 3.93 | 3.86 | 3.47 | 1.51 | 0.06 | 0 | 0 | 0 | 0 | 0 | 0 | 0 | 0 | 0 | 0 | 0 | 0 | 0.5 | 2.98 | 4.11 | 4.26 | 4.18 | 4.08 | 4.05 | 3.68 | 3.35 | 3.02 | 2.15 | 0.32 | 0 | 0 | 0 | 0 | 0 | 0 | 0 | 0 | 0 | 0 | 0 | 0.29 | 2.77 | 4.91 | 5.17 | 5.3 | 5.26 | 5.3 | 5.24 | 5.23 | 5.06 | 4.8 | 3.96 | 1.31 | 0.03 | 0 | 0 | 0 | 0 | 0 | 0 | 0 | 0 | 0 | 0.01 | 1.07 | 3.72 | 5.08 | 5.43 | 5.55 | 5.56 | 5.6 | 5.6 | 5.52 | 5.38 | 5.17 | 4.51 | 2.22 | 0.21 | 0 | 0 | 0 | 0 | 0 | 0 | 0 | 0 | 0 | 0.02 | 1.27 | 3.72 | 4.88 | 5.27 | 5.48 | 5.52 | 5.55 | 5.54 | 5.48 | 5.34 | 5.16 | 4.57 | 2.76 | 0.47 | 0 | 0 | 0 | 0 | 0 | 0 | 0 | 0 | 0 | 0 | 0.59 | 2.9 | 4.54 | 5.15 | 5.41 | 5.46 | 5.45 | 5.4 | 5.34 | 5.19 | 4.97 | 4.37 | 2.53 | 0.4 | 0 | 0 | 0 | 0 | 0 | 0 | 0 | 0 | 0 | 0 | 0.2 | 2.17 | 4.08 | 4.86 | 5.21 | 5.32 | 5.31 | 5.2 | 5.06 | 4.86 | 4.48 | 3.56 | 1.32 | 0.04 | 0 | 0 | 0 | 0 | 0 | 0 | 0 | 0 | 0 | 0 | 0.04 | 1.6 | 4.19 | 4.88 | 5.14 | 5.18 | 5.18 | 5.15 | 5.09 | 5.01 | 4.53 | 2.53 | 0.3 | 0 | 0 | 0 | 0 | 0 | 0 | 0 | 0 | 0 | 0 | 0 | 0 | 0.92 | 3.65 | 4.63 | 4.77 | 4.73 | 4.74 | 4.77 | 4.79 | 4.69 | 3.67 | 1.03 | 0.01 | 0 | 0 | 0 | 0 | 0 | 0 | 0 | 0 | 0 | 0 | 0 | 0 | 0.17 | 2.14 | 3.99 | 4.32 | 4.2 | 4.09 | 4.14 | 4.15 | 3.95 | 2.28 | 0.23 | 0 | 0 | 0 | 0 | 0 | 0 | 0 | 0 | 0 | 0 | 0 | 0 | 0 | 0.01 | 0.79 | 2.52 | 3.03 | 3.19 | 3.13 | 3.23 | 3.06 | 2.79 | 1.59 | 0.14 | 0 | 0 | 0 | 0 | 0 | 0 | 0
DELSUR_6_SOLAR4 |  | Solar_1Axis | Solar Tracking | CISO | South | Socal | EO | 1.5 | 0 | 0 | 0 | 0 | 0 | 0 | 0 | 0.17 | 0.61 | 0.79 | 0.82 | 0.84 | 0.83 | 0.78 | 0.72 | 0.45 | 0.09 | 0 | 0 | 0 | 0 | 0 | 0 | 0 | 0 | 0 | 0 | 0 | 0 | 0 | 0.01 | 0.38 | 0.94 | 1 | 0.99 | 0.96 | 0.93 | 0.91 | 0.89 | 0.8 | 0.35 | 0.01 | 0 | 0 | 0 | 0 | 0 | 0 | 0 | 0 | 0 | 0 | 0 | 0 | 0.12 | 0.69 | 0.95 | 0.98 | 0.97 | 0.94 | 0.94 | 0.85 | 0.77 | 0.7 | 0.5 | 0.07 | 0 | 0 | 0 | 0 | 0 | 0 | 0 | 0 | 0 | 0 | 0 | 0.07 | 0.64 | 1.13 | 1.19 | 1.22 | 1.21 | 1.22 | 1.21 | 1.21 | 1.17 | 1.11 | 0.91 | 0.3 | 0.01 | 0 | 0 | 0 | 0 | 0 | 0 | 0 | 0 | 0 | 0 | 0.25 | 0.86 | 1.17 | 1.25 | 1.28 | 1.28 | 1.29 | 1.29 | 1.27 | 1.24 | 1.19 | 1.04 | 0.51 | 0.05 | 0 | 0 | 0 | 0 | 0 | 0 | 0 | 0 | 0 | 0 | 0.29 | 0.86 | 1.13 | 1.22 | 1.26 | 1.27 | 1.28 | 1.28 | 1.26 | 1.23 | 1.19 | 1.06 | 0.64 | 0.11 | 0 | 0 | 0 | 0 | 0 | 0 | 0 | 0 | 0 | 0 | 0.14 | 0.67 | 1.05 | 1.19 | 1.25 | 1.26 | 1.26 | 1.25 | 1.23 | 1.2 | 1.15 | 1.01 | 0.58 | 0.09 | 0 | 0 | 0 | 0 | 0 | 0 | 0 | 0 | 0 | 0 | 0.05 | 0.5 | 0.94 | 1.12 | 1.2 | 1.23 | 1.22 | 1.2 | 1.17 | 1.12 | 1.03 | 0.82 | 0.3 | 0.01 | 0 | 0 | 0 | 0 | 0 | 0 | 0 | 0 | 0 | 0 | 0.01 | 0.37 | 0.97 | 1.13 | 1.19 | 1.19 | 1.19 | 1.19 | 1.17 | 1.16 | 1.04 | 0.58 | 0.07 | 0 | 0 | 0 | 0 | 0 | 0 | 0 | 0 | 0 | 0 | 0 | 0 | 0.21 | 0.84 | 1.07 | 1.1 | 1.09 | 1.09 | 1.1 | 1.11 | 1.08 | 0.85 | 0.24 | 0 | 0 | 0 | 0 | 0 | 0 | 0 | 0 | 0 | 0 | 0 | 0 | 0 | 0.04 | 0.49 | 0.92 | 1 | 0.97 | 0.94 | 0.96 | 0.96 | 0.91 | 0.53 | 0.05 | 0 | 0 | 0 | 0 | 0 | 0 | 0 | 0 | 0 | 0 | 0 | 0 | 0 | 0 | 0.18 | 0.58 | 0.7 | 0.74 | 0.72 | 0.75 | 0.71 | 0.64 | 0.37 | 0.03 | 0 | 0 | 0 | 0 | 0 | 0 | 0
DELSUR_6_SOLAR5 |  | Solar_1Axis | Solar Tracking | CISO | South | Socal | EO | 1.5 | 0 | 0 | 0 | 0 | 0 | 0 | 0 | 0.17 | 0.61 | 0.79 | 0.82 | 0.84 | 0.83 | 0.78 | 0.72 | 0.45 | 0.09 | 0 | 0 | 0 | 0 | 0 | 0 | 0 | 0 | 0 | 0 | 0 | 0 | 0 | 0.01 | 0.38 | 0.94 | 1 | 0.99 | 0.96 | 0.93 | 0.91 | 0.89 | 0.8 | 0.35 | 0.01 | 0 | 0 | 0 | 0 | 0 | 0 | 0 | 0 | 0 | 0 | 0 | 0 | 0.12 | 0.69 | 0.95 | 0.98 | 0.97 | 0.94 | 0.94 | 0.85 | 0.77 | 0.7 | 0.5 | 0.07 | 0 | 0 | 0 | 0 | 0 | 0 | 0 | 0 | 0 | 0 | 0 | 0.07 | 0.64 | 1.13 | 1.19 | 1.22 | 1.21 | 1.22 | 1.21 | 1.21 | 1.17 | 1.11 | 0.91 | 0.3 | 0.01 | 0 | 0 | 0 | 0 | 0 | 0 | 0 | 0 | 0 | 0 | 0.25 | 0.86 | 1.17 | 1.25 | 1.28 | 1.28 | 1.29 | 1.29 | 1.27 | 1.24 | 1.19 | 1.04 | 0.51 | 0.05 | 0 | 0 | 0 | 0 | 0 | 0 | 0 | 0 | 0 | 0 | 0.29 | 0.86 | 1.13 | 1.22 | 1.26 | 1.27 | 1.28 | 1.28 | 1.26 | 1.23 | 1.19 | 1.06 | 0.64 | 0.11 | 0 | 0 | 0 | 0 | 0 | 0 | 0 | 0 | 0 | 0 | 0.14 | 0.67 | 1.05 | 1.19 | 1.25 | 1.26 | 1.26 | 1.25 | 1.23 | 1.2 | 1.15 | 1.01 | 0.58 | 0.09 | 0 | 0 | 0 | 0 | 0 | 0 | 0 | 0 | 0 | 0 | 0.05 | 0.5 | 0.94 | 1.12 | 1.2 | 1.23 | 1.22 | 1.2 | 1.17 | 1.12 | 1.03 | 0.82 | 0.3 | 0.01 | 0 | 0 | 0 | 0 | 0 | 0 | 0 | 0 | 0 | 0 | 0.01 | 0.37 | 0.97 | 1.13 | 1.19 | 1.19 | 1.19 | 1.19 | 1.17 | 1.16 | 1.04 | 0.58 | 0.07 | 0 | 0 | 0 | 0 | 0 | 0 | 0 | 0 | 0 | 0 | 0 | 0 | 0.21 | 0.84 | 1.07 | 1.1 | 1.09 | 1.09 | 1.1 | 1.11 | 1.08 | 0.85 | 0.24 | 0 | 0 | 0 | 0 | 0 | 0 | 0 | 0 | 0 | 0 | 0 | 0 | 0 | 0.04 | 0.49 | 0.92 | 1 | 0.97 | 0.94 | 0.96 | 0.96 | 0.91 | 0.53 | 0.05 | 0 | 0 | 0 | 0 | 0 | 0 | 0 | 0 | 0 | 0 | 0 | 0 | 0 | 0 | 0.18 | 0.58 | 0.7 | 0.74 | 0.72 | 0.75 | 0.71 | 0.64 | 0.37 | 0.03 | 0 | 0 | 0 | 0 | 0 | 0 | 0
DEVERS_1_SEPV05 |  | Solar_Fixed | Solar Fixed | CISO | South | Socal | EO | 2 | 0 | 0 | 0 | 0 | 0 | 0 | 0 | 0.24 | 0.83 | 1.12 | 1.24 | 1.29 | 1.23 | 1.17 | 0.98 | 0.54 | 0.08 | 0 | 0 | 0 | 0 | 0 | 0 | 0 | 0 | 0 | 0 | 0 | 0 | 0 | 0.02 | 0.43 | 1.05 | 1.28 | 1.37 | 1.38 | 1.33 | 1.26 | 1.14 | 0.89 | 0.33 | 0.01 | 0 | 0 | 0 | 0 | 0 | 0 | 0 | 0 | 0 | 0 | 0 | 0 | 0.14 | 0.76 | 1.18 | 1.34 | 1.37 | 1.39 | 1.33 | 1.26 | 1.14 | 0.93 | 0.5 | 0.07 | 0 | 0 | 0 | 0 | 0 | 0 | 0 | 0 | 0 | 0 | 0 | 0.07 | 0.59 | 1.19 | 1.49 | 1.62 | 1.68 | 1.68 | 1.65 | 1.61 | 1.48 | 1.28 | 0.87 | 0.23 | 0.01 | 0 | 0 | 0 | 0 | 0 | 0 | 0 | 0 | 0 | 0 | 0.24 | 0.84 | 1.26 | 1.51 | 1.66 | 1.74 | 1.75 | 1.73 | 1.7 | 1.59 | 1.39 | 1.01 | 0.39 | 0.03 | 0 | 0 | 0 | 0 | 0 | 0 | 0 | 0 | 0 | 0.01 | 0.27 | 0.82 | 1.23 | 1.53 | 1.67 | 1.76 | 1.76 | 1.75 | 1.69 | 1.56 | 1.37 | 1.06 | 0.51 | 0.07 | 0 | 0 | 0 | 0 | 0 | 0 | 0 | 0 | 0 | 0 | 0.14 | 0.59 | 1.07 | 1.36 | 1.54 | 1.64 | 1.68 | 1.66 | 1.61 | 1.48 | 1.3 | 0.99 | 0.46 | 0.05 | 0 | 0 | 0 | 0 | 0 | 0 | 0 | 0 | 0 | 0 | 0.06 | 0.51 | 1.08 | 1.36 | 1.55 | 1.69 | 1.73 | 1.65 | 1.6 | 1.47 | 1.25 | 0.84 | 0.25 | 0.01 | 0 | 0 | 0 | 0 | 0 | 0 | 0 | 0 | 0 | 0 | 0.02 | 0.4 | 1.05 | 1.38 | 1.55 | 1.65 | 1.67 | 1.67 | 1.6 | 1.44 | 1.15 | 0.54 | 0.06 | 0 | 0 | 0 | 0 | 0 | 0 | 0 | 0 | 0 | 0 | 0 | 0 | 0.25 | 0.94 | 1.33 | 1.5 | 1.6 | 1.62 | 1.59 | 1.52 | 1.36 | 0.9 | 0.21 | 0 | 0 | 0 | 0 | 0 | 0 | 0 | 0 | 0 | 0 | 0 | 0 | 0 | 0.07 | 0.59 | 1.17 | 1.36 | 1.44 | 1.46 | 1.42 | 1.34 | 1.1 | 0.52 | 0.04 | 0 | 0 | 0 | 0 | 0 | 0 | 0 | 0 | 0 | 0 | 0 | 0 | 0 | 0.01 | 0.26 | 0.77 | 1.04 | 1.13 | 1.19 | 1.18 | 1.08 | 0.85 | 0.39 | 0.02 | 0 | 0 | 0 | 0 | 0 | 0 | 0
DEVERS_1_SOLAR |  | Solar_Fixed | Solar Fixed | CISO | South | Socal | EO | 18.5 | 0 | 0 | 0 | 0 | 0 | 0 | 0.03 | 2.21 | 7.64 | 10.4 | 11.45 | 11.9 | 11.36 | 10.85 | 9.07 | 5.02 | 0.73 | 0 | 0 | 0 | 0 | 0 | 0 | 0 | 0 | 0 | 0 | 0 | 0 | 0 | 0.18 | 4.02 | 9.71 | 11.87 | 12.63 | 12.77 | 12.27 | 11.65 | 10.53 | 8.26 | 3.01 | 0.08 | 0 | 0 | 0 | 0 | 0 | 0 | 0 | 0 | 0 | 0 | 0 | 0 | 1.33 | 7.04 | 10.91 | 12.43 | 12.71 | 12.88 | 12.35 | 11.68 | 10.53 | 8.57 | 4.62 | 0.61 | 0 | 0 | 0 | 0 | 0 | 0 | 0 | 0 | 0 | 0 | 0 | 0.65 | 5.45 | 11.01 | 13.81 | 14.97 | 15.57 | 15.58 | 15.29 | 14.88 | 13.69 | 11.82 | 8.07 | 2.11 | 0.05 | 0 | 0 | 0 | 0 | 0 | 0 | 0 | 0 | 0 | 0.04 | 2.17 | 7.76 | 11.62 | 13.97 | 15.4 | 16.05 | 16.2 | 16.04 | 15.71 | 14.68 | 12.84 | 9.36 | 3.63 | 0.28 | 0 | 0 | 0 | 0 | 0 | 0 | 0 | 0 | 0 | 0.07 | 2.46 | 7.57 | 11.33 | 14.11 | 15.46 | 16.25 | 16.27 | 16.15 | 15.68 | 14.45 | 12.65 | 9.84 | 4.68 | 0.64 | 0 | 0 | 0 | 0 | 0 | 0 | 0 | 0 | 0 | 0 | 1.31 | 5.47 | 9.9 | 12.58 | 14.2 | 15.17 | 15.53 | 15.38 | 14.87 | 13.72 | 12.01 | 9.19 | 4.22 | 0.5 | 0 | 0 | 0 | 0 | 0 | 0 | 0 | 0 | 0 | 0 | 0.54 | 4.75 | 9.97 | 12.6 | 14.36 | 15.63 | 15.96 | 15.29 | 14.81 | 13.58 | 11.59 | 7.8 | 2.27 | 0.07 | 0 | 0 | 0 | 0 | 0 | 0 | 0 | 0 | 0 | 0 | 0.17 | 3.74 | 9.69 | 12.74 | 14.3 | 15.24 | 15.45 | 15.44 | 14.76 | 13.3 | 10.6 | 4.95 | 0.52 | 0 | 0 | 0 | 0 | 0 | 0 | 0 | 0 | 0 | 0 | 0 | 0.03 | 2.35 | 8.66 | 12.31 | 13.86 | 14.82 | 14.97 | 14.74 | 14.02 | 12.54 | 8.32 | 1.95 | 0.03 | 0 | 0 | 0 | 0 | 0 | 0 | 0 | 0 | 0 | 0 | 0 | 0 | 0.61 | 5.49 | 10.8 | 12.56 | 13.34 | 13.52 | 13.15 | 12.39 | 10.2 | 4.77 | 0.36 | 0 | 0 | 0 | 0 | 0 | 0 | 0 | 0 | 0 | 0 | 0 | 0 | 0 | 0.07 | 2.45 | 7.12 | 9.63 | 10.48 | 11.05 | 10.93 | 10 | 7.85 | 3.62 | 0.23 | 0 | 0 | 0 | 0 | 0 | 0 | 0
DEVERS_1_SOLAR1 |  | Solar_1Axis | Solar Tracking | CISO | South | Socal | EO | 12 | 0 | 0 | 0 | 0 | 0 | 0 | 0.01 | 1.34 | 4.9 | 6.33 | 6.58 | 6.72 | 6.64 | 6.24 | 5.77 | 3.64 | 0.72 | 0 | 0 | 0 | 0 | 0 | 0 | 0 | 0 | 0 | 0 | 0 | 0 | 0 | 0.08 | 3.07 | 7.5 | 8.01 | 7.95 | 7.68 | 7.43 | 7.25 | 7.12 | 6.41 | 2.8 | 0.1 | 0 | 0 | 0 | 0 | 0 | 0 | 0 | 0 | 0 | 0 | 0 | 0 | 0.93 | 5.51 | 7.59 | 7.86 | 7.72 | 7.53 | 7.48 | 6.79 | 6.18 | 5.58 | 3.96 | 0.6 | 0 | 0 | 0 | 0 | 0 | 0 | 0 | 0 | 0 | 0 | 0 | 0.53 | 5.12 | 9.06 | 9.55 | 9.79 | 9.71 | 9.78 | 9.67 | 9.65 | 9.35 | 8.86 | 7.3 | 2.42 | 0.06 | 0 | 0 | 0 | 0 | 0 | 0 | 0 | 0 | 0 | 0.02 | 1.98 | 6.87 | 9.38 | 10.02 | 10.24 | 10.26 | 10.35 | 10.33 | 10.19 | 9.94 | 9.54 | 8.33 | 4.1 | 0.39 | 0 | 0 | 0 | 0 | 0 | 0 | 0 | 0 | 0 | 0.04 | 2.34 | 6.88 | 9.02 | 9.72 | 10.11 | 10.19 | 10.25 | 10.23 | 10.11 | 9.87 | 9.52 | 8.45 | 5.1 | 0.87 | 0 | 0 | 0 | 0 | 0 | 0 | 0 | 0 | 0 | 0 | 1.1 | 5.35 | 8.39 | 9.51 | 9.99 | 10.09 | 10.06 | 9.97 | 9.85 | 9.58 | 9.17 | 8.08 | 4.67 | 0.74 | 0 | 0 | 0 | 0 | 0 | 0 | 0 | 0 | 0 | 0 | 0.37 | 4.01 | 7.54 | 8.97 | 9.61 | 9.82 | 9.8 | 9.6 | 9.34 | 8.97 | 8.27 | 6.58 | 2.44 | 0.07 | 0 | 0 | 0 | 0 | 0 | 0 | 0 | 0 | 0 | 0 | 0.08 | 2.96 | 7.74 | 9.02 | 9.48 | 9.56 | 9.56 | 9.5 | 9.39 | 9.26 | 8.36 | 4.67 | 0.56 | 0 | 0 | 0 | 0 | 0 | 0 | 0 | 0 | 0 | 0 | 0 | 0.01 | 1.69 | 6.73 | 8.55 | 8.81 | 8.73 | 8.76 | 8.8 | 8.84 | 8.65 | 6.77 | 1.91 | 0.02 | 0 | 0 | 0 | 0 | 0 | 0 | 0 | 0 | 0 | 0 | 0 | 0 | 0.31 | 3.95 | 7.37 | 7.97 | 7.76 | 7.55 | 7.64 | 7.66 | 7.29 | 4.21 | 0.42 | 0 | 0 | 0 | 0 | 0 | 0 | 0 | 0 | 0 | 0 | 0 | 0 | 0 | 0.01 | 1.46 | 4.65 | 5.6 | 5.9 | 5.78 | 5.97 | 5.64 | 5.15 | 2.93 | 0.25 | 0 | 0 | 0 | 0 | 0 | 0 | 0
DEVERS_1_SOLAR2 |  | Solar_1Axis | Solar Tracking | CISO | South | Socal | EO | 9 | 0 | 0 | 0 | 0 | 0 | 0 | 0 | 1 | 3.68 | 4.75 | 4.94 | 5.04 | 4.98 | 4.68 | 4.33 | 2.73 | 0.54 | 0 | 0 | 0 | 0 | 0 | 0 | 0 | 0 | 0 | 0 | 0 | 0 | 0 | 0.06 | 2.3 | 5.63 | 6.01 | 5.96 | 5.76 | 5.57 | 5.44 | 5.34 | 4.81 | 2.1 | 0.08 | 0 | 0 | 0 | 0 | 0 | 0 | 0 | 0 | 0 | 0 | 0 | 0 | 0.7 | 4.13 | 5.69 | 5.9 | 5.79 | 5.65 | 5.61 | 5.1 | 4.63 | 4.18 | 2.97 | 0.45 | 0 | 0 | 0 | 0 | 0 | 0 | 0 | 0 | 0 | 0 | 0 | 0.4 | 3.84 | 6.8 | 7.16 | 7.34 | 7.28 | 7.33 | 7.25 | 7.24 | 7.01 | 6.64 | 5.48 | 1.82 | 0.04 | 0 | 0 | 0 | 0 | 0 | 0 | 0 | 0 | 0 | 0.01 | 1.48 | 5.15 | 7.04 | 7.51 | 7.68 | 7.7 | 7.76 | 7.75 | 7.65 | 7.45 | 7.15 | 6.25 | 3.07 | 0.29 | 0 | 0 | 0 | 0 | 0 | 0 | 0 | 0 | 0 | 0.03 | 1.76 | 5.16 | 6.76 | 7.29 | 7.58 | 7.64 | 7.69 | 7.67 | 7.59 | 7.4 | 7.14 | 6.33 | 3.83 | 0.66 | 0 | 0 | 0 | 0 | 0 | 0 | 0 | 0 | 0 | 0 | 0.82 | 4.01 | 6.29 | 7.13 | 7.49 | 7.56 | 7.54 | 7.48 | 7.39 | 7.19 | 6.88 | 6.06 | 3.5 | 0.56 | 0 | 0 | 0 | 0 | 0 | 0 | 0 | 0 | 0 | 0 | 0.28 | 3.01 | 5.65 | 6.72 | 7.21 | 7.36 | 7.35 | 7.2 | 7.01 | 6.73 | 6.2 | 4.93 | 1.83 | 0.06 | 0 | 0 | 0 | 0 | 0 | 0 | 0 | 0 | 0 | 0 | 0.06 | 2.22 | 5.81 | 6.76 | 7.11 | 7.17 | 7.17 | 7.13 | 7.04 | 6.94 | 6.27 | 3.51 | 0.42 | 0 | 0 | 0 | 0 | 0 | 0 | 0 | 0 | 0 | 0 | 0 | 0 | 1.27 | 5.05 | 6.41 | 6.61 | 6.55 | 6.57 | 6.6 | 6.63 | 6.49 | 5.08 | 1.43 | 0.02 | 0 | 0 | 0 | 0 | 0 | 0 | 0 | 0 | 0 | 0 | 0 | 0 | 0.23 | 2.96 | 5.53 | 5.98 | 5.82 | 5.66 | 5.73 | 5.75 | 5.47 | 3.16 | 0.31 | 0 | 0 | 0 | 0 | 0 | 0 | 0 | 0 | 0 | 0 | 0 | 0 | 0 | 0.01 | 1.1 | 3.49 | 4.2 | 4.42 | 4.34 | 4.48 | 4.23 | 3.86 | 2.2 | 0.19 | 0 | 0 | 0 | 0 | 0 | 0 | 0
DEVERS_2_CS2SR4 |  | Solar_1Axis | Solar Tracking | CISO | South | Socal | EO | 0.91 | 0 | 0 | 0 | 0 | 0 | 0 | 0 | 0.1 | 0.37 | 0.48 | 0.5 | 0.51 | 0.5 | 0.47 | 0.44 | 0.28 | 0.05 | 0 | 0 | 0 | 0 | 0 | 0 | 0 | 0 | 0 | 0 | 0 | 0 | 0 | 0.01 | 0.23 | 0.57 | 0.61 | 0.6 | 0.58 | 0.56 | 0.55 | 0.54 | 0.49 | 0.21 | 0.01 | 0 | 0 | 0 | 0 | 0 | 0 | 0 | 0 | 0 | 0 | 0 | 0 | 0.07 | 0.42 | 0.58 | 0.6 | 0.59 | 0.57 | 0.57 | 0.52 | 0.47 | 0.42 | 0.3 | 0.05 | 0 | 0 | 0 | 0 | 0 | 0 | 0 | 0 | 0 | 0 | 0 | 0.04 | 0.39 | 0.69 | 0.72 | 0.74 | 0.74 | 0.74 | 0.73 | 0.73 | 0.71 | 0.67 | 0.55 | 0.18 | 0 | 0 | 0 | 0 | 0 | 0 | 0 | 0 | 0 | 0 | 0 | 0.15 | 0.52 | 0.71 | 0.76 | 0.78 | 0.78 | 0.78 | 0.78 | 0.77 | 0.75 | 0.72 | 0.63 | 0.31 | 0.03 | 0 | 0 | 0 | 0 | 0 | 0 | 0 | 0 | 0 | 0 | 0.18 | 0.52 | 0.68 | 0.74 | 0.77 | 0.77 | 0.78 | 0.78 | 0.77 | 0.75 | 0.72 | 0.64 | 0.39 | 0.07 | 0 | 0 | 0 | 0 | 0 | 0 | 0 | 0 | 0 | 0 | 0.08 | 0.41 | 0.64 | 0.72 | 0.76 | 0.76 | 0.76 | 0.76 | 0.75 | 0.73 | 0.7 | 0.61 | 0.35 | 0.06 | 0 | 0 | 0 | 0 | 0 | 0 | 0 | 0 | 0 | 0 | 0.03 | 0.3 | 0.57 | 0.68 | 0.73 | 0.74 | 0.74 | 0.73 | 0.71 | 0.68 | 0.63 | 0.5 | 0.18 | 0.01 | 0 | 0 | 0 | 0 | 0 | 0 | 0 | 0 | 0 | 0 | 0.01 | 0.22 | 0.59 | 0.68 | 0.72 | 0.72 | 0.72 | 0.72 | 0.71 | 0.7 | 0.63 | 0.35 | 0.04 | 0 | 0 | 0 | 0 | 0 | 0 | 0 | 0 | 0 | 0 | 0 | 0 | 0.13 | 0.51 | 0.65 | 0.67 | 0.66 | 0.66 | 0.67 | 0.67 | 0.66 | 0.51 | 0.14 | 0 | 0 | 0 | 0 | 0 | 0 | 0 | 0 | 0 | 0 | 0 | 0 | 0 | 0.02 | 0.3 | 0.56 | 0.6 | 0.59 | 0.57 | 0.58 | 0.58 | 0.55 | 0.32 | 0.03 | 0 | 0 | 0 | 0 | 0 | 0 | 0 | 0 | 0 | 0 | 0 | 0 | 0 | 0 | 0.11 | 0.35 | 0.42 | 0.45 | 0.44 | 0.45 | 0.43 | 0.39 | 0.22 | 0.02 | 0 | 0 | 0 | 0 | 0 | 0 | 0
DEVERS_2_DHSPG2 |  | Solar_1Axis | Solar Tracking | CISO | South | Socal | EO | 1.4 | 0 | 0 | 0 | 0 | 0 | 0 | 0 | 0.16 | 0.57 | 0.74 | 0.77 | 0.78 | 0.77 | 0.73 | 0.67 | 0.42 | 0.08 | 0 | 0 | 0 | 0 | 0 | 0 | 0 | 0 | 0 | 0 | 0 | 0 | 0 | 0.01 | 0.36 | 0.88 | 0.93 | 0.93 | 0.9 | 0.87 | 0.85 | 0.83 | 0.75 | 0.33 | 0.01 | 0 | 0 | 0 | 0 | 0 | 0 | 0 | 0 | 0 | 0 | 0 | 0 | 0.11 | 0.64 | 0.89 | 0.92 | 0.9 | 0.88 | 0.87 | 0.79 | 0.72 | 0.65 | 0.46 | 0.07 | 0 | 0 | 0 | 0 | 0 | 0 | 0 | 0 | 0 | 0 | 0 | 0.06 | 0.6 | 1.06 | 1.11 | 1.14 | 1.13 | 1.14 | 1.13 | 1.13 | 1.09 | 1.03 | 0.85 | 0.28 | 0.01 | 0 | 0 | 0 | 0 | 0 | 0 | 0 | 0 | 0 | 0 | 0.23 | 0.8 | 1.09 | 1.17 | 1.19 | 1.2 | 1.21 | 1.21 | 1.19 | 1.16 | 1.11 | 0.97 | 0.48 | 0.05 | 0 | 0 | 0 | 0 | 0 | 0 | 0 | 0 | 0 | 0 | 0.27 | 0.8 | 1.05 | 1.13 | 1.18 | 1.19 | 1.2 | 1.19 | 1.18 | 1.15 | 1.11 | 0.99 | 0.6 | 0.1 | 0 | 0 | 0 | 0 | 0 | 0 | 0 | 0 | 0 | 0 | 0.13 | 0.62 | 0.98 | 1.11 | 1.17 | 1.18 | 1.17 | 1.16 | 1.15 | 1.12 | 1.07 | 0.94 | 0.54 | 0.09 | 0 | 0 | 0 | 0 | 0 | 0 | 0 | 0 | 0 | 0 | 0.04 | 0.47 | 0.88 | 1.05 | 1.12 | 1.15 | 1.14 | 1.12 | 1.09 | 1.05 | 0.96 | 0.77 | 0.28 | 0.01 | 0 | 0 | 0 | 0 | 0 | 0 | 0 | 0 | 0 | 0 | 0.01 | 0.35 | 0.9 | 1.05 | 1.11 | 1.12 | 1.11 | 1.11 | 1.1 | 1.08 | 0.98 | 0.55 | 0.07 | 0 | 0 | 0 | 0 | 0 | 0 | 0 | 0 | 0 | 0 | 0 | 0 | 0.2 | 0.79 | 1 | 1.03 | 1.02 | 1.02 | 1.03 | 1.03 | 1.01 | 0.79 | 0.22 | 0 | 0 | 0 | 0 | 0 | 0 | 0 | 0 | 0 | 0 | 0 | 0 | 0 | 0.04 | 0.46 | 0.86 | 0.93 | 0.91 | 0.88 | 0.89 | 0.89 | 0.85 | 0.49 | 0.05 | 0 | 0 | 0 | 0 | 0 | 0 | 0 | 0 | 0 | 0 | 0 | 0 | 0 | 0 | 0.17 | 0.54 | 0.65 | 0.69 | 0.67 | 0.7 | 0.66 | 0.6 | 0.34 | 0.03 | 0 | 0 | 0 | 0 | 0 | 0 | 0
DRACKR_2_D4SR4B |  | Solar_1Axis | Solar Tracking | CISO | South | Socal | FC | 62.5 | 0 | 0 | 0 | 0 | 0 | 0 | 0.03 | 6.97 | 25.54 | 32.98 | 34.28 | 35.01 | 34.58 | 32.48 | 30.06 | 18.94 | 3.73 | 0 | 0 | 0 | 0 | 0 | 0 | 0 | 0 | 0 | 0 | 0 | 0 | 0 | 0.43 | 15.97 | 39.06 | 41.74 | 41.39 | 39.99 | 38.68 | 37.78 | 37.11 | 33.37 | 14.56 | 0.54 | 0 | 0 | 0 | 0 | 0 | 0 | 0 | 0 | 0 | 0 | 0 | 0 | 4.83 | 28.69 | 39.52 | 40.96 | 40.22 | 39.21 | 38.98 | 35.39 | 32.18 | 29.04 | 20.63 | 3.11 | 0 | 0 | 0 | 0 | 0 | 0 | 0 | 0 | 0 | 0 | 0 | 2.76 | 26.67 | 47.21 | 49.76 | 50.96 | 50.59 | 50.93 | 50.37 | 50.26 | 48.69 | 46.12 | 38.04 | 12.63 | 0.3 | 0 | 0 | 0 | 0 | 0 | 0 | 0 | 0 | 0 | 0.08 | 10.29 | 35.79 | 48.86 | 52.18 | 53.35 | 53.46 | 53.89 | 53.81 | 53.09 | 51.77 | 49.68 | 43.4 | 21.35 | 2.01 | 0 | 0 | 0 | 0 | 0 | 0 | 0 | 0 | 0 | 0.19 | 12.19 | 35.81 | 46.96 | 50.64 | 52.66 | 53.08 | 53.37 | 53.28 | 52.68 | 51.38 | 49.59 | 43.98 | 26.58 | 4.55 | 0 | 0 | 0 | 0 | 0 | 0 | 0 | 0 | 0 | 0.02 | 5.72 | 27.88 | 43.68 | 49.54 | 52.02 | 52.53 | 52.38 | 51.93 | 51.31 | 49.9 | 47.77 | 42.06 | 24.33 | 3.87 | 0 | 0 | 0 | 0 | 0 | 0 | 0 | 0 | 0 | 0 | 1.93 | 20.87 | 39.26 | 46.7 | 50.07 | 51.15 | 51.02 | 50.02 | 48.67 | 46.7 | 43.06 | 34.25 | 12.69 | 0.39 | 0 | 0 | 0 | 0 | 0 | 0 | 0 | 0 | 0 | 0 | 0.43 | 15.43 | 40.32 | 46.96 | 49.39 | 49.79 | 49.78 | 49.5 | 48.92 | 48.21 | 43.53 | 24.35 | 2.92 | 0 | 0 | 0 | 0 | 0 | 0 | 0 | 0 | 0 | 0 | 0 | 0.03 | 8.81 | 35.07 | 44.54 | 45.89 | 45.49 | 45.62 | 45.86 | 46.07 | 45.07 | 35.26 | 9.95 | 0.11 | 0 | 0 | 0 | 0 | 0 | 0 | 0 | 0 | 0 | 0 | 0 | 0 | 1.63 | 20.56 | 38.4 | 41.54 | 40.42 | 39.32 | 39.81 | 39.9 | 37.99 | 21.92 | 2.18 | 0 | 0 | 0 | 0 | 0 | 0 | 0 | 0 | 0 | 0 | 0 | 0 | 0 | 0.08 | 7.62 | 24.24 | 29.15 | 30.71 | 30.11 | 31.09 | 29.38 | 26.83 | 15.24 | 1.31 | 0 | 0 | 0 | 0 | 0 | 0 | 0
DRACKR_2_DS3SR3 |  | Paired_Solar_Fixed | Solar Fixed | CISO | South | Socal | EO | 125 | 0 | 0 | 0 | 0 | 0 | 0 | 0.19 | 14.95 | 51.62 | 70.28 | 77.36 | 80.4 | 76.74 | 73.28 | 61.28 | 33.95 | 4.95 | 0 | 0 | 0 | 0 | 0 | 0 | 0 | 0 | 0 | 0 | 0 | 0 | 0 | 1.18 | 27.19 | 65.59 | 80.23 | 85.34 | 86.31 | 82.88 | 78.73 | 71.15 | 55.82 | 20.32 | 0.52 | 0 | 0 | 0 | 0 | 0 | 0 | 0 | 0 | 0 | 0 | 0 | 0.02 | 9.01 | 47.55 | 73.71 | 84 | 85.87 | 87.04 | 83.43 | 78.9 | 71.15 | 57.88 | 31.21 | 4.14 | 0 | 0 | 0 | 0 | 0 | 0 | 0 | 0 | 0 | 0 | 0 | 4.4 | 36.82 | 74.36 | 93.3 | 101.18 | 105.18 | 105.24 | 103.29 | 100.53 | 92.51 | 79.85 | 54.52 | 14.26 | 0.37 | 0 | 0 | 0 | 0 | 0 | 0 | 0 | 0 | 0 | 0.26 | 14.69 | 52.45 | 78.53 | 94.38 | 104.04 | 108.46 | 109.45 | 108.39 | 106.15 | 99.19 | 86.73 | 63.22 | 24.52 | 1.9 | 0.01 | 0 | 0 | 0 | 0 | 0 | 0 | 0 | 0 | 0.5 | 16.63 | 51.16 | 76.58 | 95.35 | 104.43 | 109.77 | 109.9 | 109.11 | 105.94 | 97.63 | 85.45 | 66.48 | 31.63 | 4.3 | 0.01 | 0 | 0 | 0 | 0 | 0 | 0 | 0 | 0 | 0.03 | 8.83 | 36.93 | 66.88 | 84.99 | 95.94 | 102.47 | 104.94 | 103.9 | 100.5 | 92.69 | 81.13 | 62.07 | 28.55 | 3.41 | 0 | 0 | 0 | 0 | 0 | 0 | 0 | 0 | 0 | 0 | 3.63 | 32.08 | 67.35 | 85.17 | 97.04 | 105.59 | 107.83 | 103.34 | 100.1 | 91.78 | 78.34 | 52.68 | 15.33 | 0.48 | 0 | 0 | 0 | 0 | 0 | 0 | 0 | 0 | 0 | 0 | 1.12 | 25.24 | 65.5 | 86.1 | 96.65 | 102.98 | 104.36 | 104.33 | 99.71 | 89.87 | 71.62 | 33.44 | 3.53 | 0.02 | 0 | 0 | 0 | 0 | 0 | 0 | 0 | 0 | 0 | 0 | 0.2 | 15.91 | 58.49 | 83.17 | 93.65 | 100.15 | 101.16 | 99.57 | 94.72 | 84.76 | 56.21 | 13.15 | 0.19 | 0 | 0 | 0 | 0 | 0 | 0 | 0 | 0 | 0 | 0 | 0 | 0.02 | 4.13 | 37.13 | 72.98 | 84.86 | 90.16 | 91.36 | 88.88 | 83.69 | 68.9 | 32.22 | 2.41 | 0 | 0 | 0 | 0 | 0 | 0 | 0 | 0 | 0 | 0 | 0 | 0 | 0 | 0.46 | 16.53 | 48.13 | 65.04 | 70.81 | 74.67 | 73.84 | 67.59 | 53.06 | 24.48 | 1.55 | 0 | 0 | 0 | 0 | 0 | 0 | 0
DRACKR_2_DS4SR4 |  | Paired_Solar_1Axis | Solar Tracking | CISO | South | Socal | FC | 62.5 | 0 | 0 | 0 | 0 | 0 | 0 | 0.03 | 6.97 | 25.54 | 32.98 | 34.28 | 35.01 | 34.58 | 32.48 | 30.06 | 18.94 | 3.73 | 0 | 0 | 0 | 0 | 0 | 0 | 0 | 0 | 0 | 0 | 0 | 0 | 0 | 0.43 | 15.97 | 39.06 | 41.74 | 41.39 | 39.99 | 38.68 | 37.78 | 37.11 | 33.37 | 14.56 | 0.54 | 0 | 0 | 0 | 0 | 0 | 0 | 0 | 0 | 0 | 0 | 0 | 0 | 4.83 | 28.69 | 39.52 | 40.96 | 40.22 | 39.21 | 38.98 | 35.39 | 32.18 | 29.04 | 20.63 | 3.11 | 0 | 0 | 0 | 0 | 0 | 0 | 0 | 0 | 0 | 0 | 0 | 2.76 | 26.67 | 47.21 | 49.76 | 50.96 | 50.59 | 50.93 | 50.37 | 50.26 | 48.69 | 46.12 | 38.04 | 12.63 | 0.3 | 0 | 0 | 0 | 0 | 0 | 0 | 0 | 0 | 0 | 0.08 | 10.29 | 35.79 | 48.86 | 52.18 | 53.35 | 53.46 | 53.89 | 53.81 | 53.09 | 51.77 | 49.68 | 43.4 | 21.35 | 2.01 | 0 | 0 | 0 | 0 | 0 | 0 | 0 | 0 | 0 | 0.19 | 12.19 | 35.81 | 46.96 | 50.64 | 52.66 | 53.08 | 53.37 | 53.28 | 52.68 | 51.38 | 49.59 | 43.98 | 26.58 | 4.55 | 0 | 0 | 0 | 0 | 0 | 0 | 0 | 0 | 0 | 0.02 | 5.72 | 27.88 | 43.68 | 49.54 | 52.02 | 52.53 | 52.38 | 51.93 | 51.31 | 49.9 | 47.77 | 42.06 | 24.33 | 3.87 | 0 | 0 | 0 | 0 | 0 | 0 | 0 | 0 | 0 | 0 | 1.93 | 20.87 | 39.26 | 46.7 | 50.07 | 51.15 | 51.02 | 50.02 | 48.67 | 46.7 | 43.06 | 34.25 | 12.69 | 0.39 | 0 | 0 | 0 | 0 | 0 | 0 | 0 | 0 | 0 | 0 | 0.43 | 15.43 | 40.32 | 46.96 | 49.39 | 49.79 | 49.78 | 49.5 | 48.92 | 48.21 | 43.53 | 24.35 | 2.92 | 0 | 0 | 0 | 0 | 0 | 0 | 0 | 0 | 0 | 0 | 0 | 0.03 | 8.81 | 35.07 | 44.54 | 45.89 | 45.49 | 45.62 | 45.86 | 46.07 | 45.07 | 35.26 | 9.95 | 0.11 | 0 | 0 | 0 | 0 | 0 | 0 | 0 | 0 | 0 | 0 | 0 | 0 | 1.63 | 20.56 | 38.4 | 41.54 | 40.42 | 39.32 | 39.81 | 39.9 | 37.99 | 21.92 | 2.18 | 0 | 0 | 0 | 0 | 0 | 0 | 0 | 0 | 0 | 0 | 0 | 0 | 0 | 0.08 | 7.62 | 24.24 | 29.15 | 30.71 | 30.11 | 31.09 | 29.38 | 26.83 | 15.24 | 1.31 | 0 | 0 | 0 | 0 | 0 | 0 | 0
DRACKR_2_SOLAR1 |  | Paired_Solar_Fixed | Solar Fixed | CISO | South | Socal | FC | 110 | 0 | 0 | 0 | 0 | 0 | 0 | 0.17 | 13.16 | 45.42 | 61.84 | 68.07 | 70.75 | 67.53 | 64.48 | 53.93 | 29.87 | 4.36 | 0 | 0 | 0 | 0 | 0 | 0 | 0 | 0 | 0 | 0 | 0 | 0 | 0 | 1.04 | 23.92 | 57.72 | 70.6 | 75.1 | 75.95 | 72.94 | 69.29 | 62.61 | 49.12 | 17.88 | 0.46 | 0 | 0 | 0 | 0 | 0 | 0 | 0 | 0 | 0 | 0 | 0 | 0.01 | 7.93 | 41.84 | 64.86 | 73.92 | 75.56 | 76.59 | 73.41 | 69.43 | 62.61 | 50.93 | 27.47 | 3.64 | 0 | 0 | 0 | 0 | 0 | 0 | 0 | 0 | 0 | 0 | 0 | 3.87 | 32.4 | 65.44 | 82.1 | 89.04 | 92.56 | 92.61 | 90.89 | 88.47 | 81.41 | 70.27 | 47.97 | 12.55 | 0.32 | 0 | 0 | 0 | 0 | 0 | 0 | 0 | 0 | 0 | 0.23 | 12.93 | 46.16 | 69.1 | 83.06 | 91.55 | 95.45 | 96.32 | 95.39 | 93.41 | 87.29 | 76.32 | 55.63 | 21.58 | 1.67 | 0.01 | 0 | 0 | 0 | 0 | 0 | 0 | 0 | 0 | 0.44 | 14.64 | 45.02 | 67.39 | 83.91 | 91.9 | 96.6 | 96.71 | 96.02 | 93.22 | 85.91 | 75.2 | 58.5 | 27.83 | 3.78 | 0.01 | 0 | 0 | 0 | 0 | 0 | 0 | 0 | 0 | 0.03 | 7.77 | 32.5 | 58.85 | 74.79 | 84.43 | 90.18 | 92.34 | 91.44 | 88.44 | 81.57 | 71.4 | 54.62 | 25.12 | 3 | 0 | 0 | 0 | 0 | 0 | 0 | 0 | 0 | 0 | 0 | 3.19 | 28.23 | 59.27 | 74.95 | 85.4 | 92.92 | 94.89 | 90.94 | 88.09 | 80.76 | 68.94 | 46.36 | 13.49 | 0.42 | 0 | 0 | 0 | 0 | 0 | 0 | 0 | 0 | 0 | 0 | 0.99 | 22.21 | 57.64 | 75.77 | 85.06 | 90.62 | 91.84 | 91.81 | 87.75 | 79.08 | 63.02 | 29.43 | 3.11 | 0.02 | 0 | 0 | 0 | 0 | 0 | 0 | 0 | 0 | 0 | 0 | 0.18 | 14 | 51.47 | 73.19 | 82.42 | 88.13 | 89.02 | 87.62 | 83.36 | 74.59 | 49.47 | 11.58 | 0.17 | 0 | 0 | 0 | 0 | 0 | 0 | 0 | 0 | 0 | 0 | 0 | 0.02 | 3.63 | 32.67 | 64.23 | 74.68 | 79.34 | 80.4 | 78.21 | 73.64 | 60.64 | 28.35 | 2.12 | 0 | 0 | 0 | 0 | 0 | 0 | 0 | 0 | 0 | 0 | 0 | 0 | 0 | 0.4 | 14.54 | 42.35 | 57.24 | 62.31 | 65.71 | 64.98 | 59.48 | 46.69 | 21.54 | 1.36 | 0 | 0 | 0 | 0 | 0 | 0 | 0
DRACKR_2_SOLAR2 |  | Paired_Solar_Fixed | Solar Fixed | CISO | South | Socal | EO | 125 | 0 | 0 | 0 | 0 | 0 | 0 | 0.19 | 14.95 | 51.62 | 70.28 | 77.36 | 80.4 | 76.74 | 73.28 | 61.28 | 33.95 | 4.95 | 0 | 0 | 0 | 0 | 0 | 0 | 0 | 0 | 0 | 0 | 0 | 0 | 0 | 1.18 | 27.19 | 65.59 | 80.23 | 85.34 | 86.31 | 82.88 | 78.73 | 71.15 | 55.82 | 20.32 | 0.52 | 0 | 0 | 0 | 0 | 0 | 0 | 0 | 0 | 0 | 0 | 0 | 0.02 | 9.01 | 47.55 | 73.71 | 84 | 85.87 | 87.04 | 83.43 | 78.9 | 71.15 | 57.88 | 31.21 | 4.14 | 0 | 0 | 0 | 0 | 0 | 0 | 0 | 0 | 0 | 0 | 0 | 4.4 | 36.82 | 74.36 | 93.3 | 101.18 | 105.18 | 105.24 | 103.29 | 100.53 | 92.51 | 79.85 | 54.52 | 14.26 | 0.37 | 0 | 0 | 0 | 0 | 0 | 0 | 0 | 0 | 0 | 0.26 | 14.69 | 52.45 | 78.53 | 94.38 | 104.04 | 108.46 | 109.45 | 108.39 | 106.15 | 99.19 | 86.73 | 63.22 | 24.52 | 1.9 | 0.01 | 0 | 0 | 0 | 0 | 0 | 0 | 0 | 0 | 0.5 | 16.63 | 51.16 | 76.58 | 95.35 | 104.43 | 109.77 | 109.9 | 109.11 | 105.94 | 97.63 | 85.45 | 66.48 | 31.63 | 4.3 | 0.01 | 0 | 0 | 0 | 0 | 0 | 0 | 0 | 0 | 0.03 | 8.83 | 36.93 | 66.88 | 84.99 | 95.94 | 102.47 | 104.94 | 103.9 | 100.5 | 92.69 | 81.13 | 62.07 | 28.55 | 3.41 | 0 | 0 | 0 | 0 | 0 | 0 | 0 | 0 | 0 | 0 | 3.63 | 32.08 | 67.35 | 85.17 | 97.04 | 105.59 | 107.83 | 103.34 | 100.1 | 91.78 | 78.34 | 52.68 | 15.33 | 0.48 | 0 | 0 | 0 | 0 | 0 | 0 | 0 | 0 | 0 | 0 | 1.12 | 25.24 | 65.5 | 86.1 | 96.65 | 102.98 | 104.36 | 104.33 | 99.71 | 89.87 | 71.62 | 33.44 | 3.53 | 0.02 | 0 | 0 | 0 | 0 | 0 | 0 | 0 | 0 | 0 | 0 | 0.2 | 15.91 | 58.49 | 83.17 | 93.65 | 100.15 | 101.16 | 99.57 | 94.72 | 84.76 | 56.21 | 13.15 | 0.19 | 0 | 0 | 0 | 0 | 0 | 0 | 0 | 0 | 0 | 0 | 0 | 0.02 | 4.13 | 37.13 | 72.98 | 84.86 | 90.16 | 91.36 | 88.88 | 83.69 | 68.9 | 32.22 | 2.41 | 0 | 0 | 0 | 0 | 0 | 0 | 0 | 0 | 0 | 0 | 0 | 0 | 0 | 0.46 | 16.53 | 48.13 | 65.04 | 70.81 | 74.67 | 73.84 | 67.59 | 53.06 | 24.48 | 1.55 | 0 | 0 | 0 | 0 | 0 | 0 | 0
DSFLWR_2_W9CSB2 | DSFLWR_2_W9CSB2_SUN | Hybrid_Solar1Axis | Solar Tracking | CISO | South | Socal | ID | 72 | 0 | 0 | 0 | 0 | 0 | 0 | 0.04 | 8.03 | 29.42 | 38 | 39.49 | 40.33 | 39.83 | 37.41 | 34.62 | 21.82 | 4.3 | 0 | 0 | 0 | 0 | 0 | 0 | 0 | 0 | 0 | 0 | 0 | 0 | 0 | 0.5 | 18.39 | 45 | 48.08 | 47.68 | 46.07 | 44.56 | 43.52 | 42.75 | 38.44 | 16.77 | 0.62 | 0 | 0 | 0 | 0 | 0 | 0 | 0 | 0 | 0 | 0 | 0 | 0 | 5.56 | 33.05 | 45.52 | 47.19 | 46.33 | 45.17 | 44.9 | 40.76 | 37.08 | 33.45 | 23.77 | 3.59 | 0 | 0 | 0 | 0 | 0 | 0 | 0 | 0 | 0 | 0 | 0 | 3.18 | 30.72 | 54.38 | 57.32 | 58.71 | 58.28 | 58.67 | 58.03 | 57.9 | 56.09 | 53.13 | 43.82 | 14.55 | 0.34 | 0 | 0 | 0 | 0 | 0 | 0 | 0 | 0 | 0 | 0.1 | 11.85 | 41.22 | 56.29 | 60.11 | 61.45 | 61.59 | 62.09 | 61.99 | 61.16 | 59.64 | 57.23 | 50 | 24.6 | 2.32 | 0 | 0 | 0 | 0 | 0 | 0 | 0 | 0 | 0 | 0.22 | 14.05 | 41.26 | 54.1 | 58.33 | 60.67 | 61.15 | 61.48 | 61.38 | 60.69 | 59.19 | 57.13 | 50.67 | 30.62 | 5.24 | 0 | 0 | 0 | 0 | 0 | 0 | 0 | 0 | 0 | 0.02 | 6.58 | 32.11 | 50.32 | 57.07 | 59.93 | 60.52 | 60.34 | 59.82 | 59.1 | 57.48 | 55.03 | 48.45 | 28.03 | 4.46 | 0 | 0 | 0 | 0 | 0 | 0 | 0 | 0 | 0 | 0 | 2.22 | 24.05 | 45.22 | 53.8 | 57.68 | 58.92 | 58.78 | 57.63 | 56.07 | 53.8 | 49.6 | 39.45 | 14.61 | 0.45 | 0 | 0 | 0 | 0 | 0 | 0 | 0 | 0 | 0 | 0 | 0.49 | 17.77 | 46.45 | 54.09 | 56.9 | 57.36 | 57.34 | 57.03 | 56.36 | 55.54 | 50.15 | 28.05 | 3.36 | 0 | 0 | 0 | 0 | 0 | 0 | 0 | 0 | 0 | 0 | 0 | 0.03 | 10.15 | 40.4 | 51.31 | 52.87 | 52.41 | 52.56 | 52.83 | 53.07 | 51.92 | 40.62 | 11.46 | 0.13 | 0 | 0 | 0 | 0 | 0 | 0 | 0 | 0 | 0 | 0 | 0 | 0 | 1.88 | 23.69 | 44.24 | 47.85 | 46.56 | 45.3 | 45.86 | 45.97 | 43.77 | 25.25 | 2.51 | 0 | 0 | 0 | 0 | 0 | 0 | 0 | 0 | 0 | 0 | 0 | 0 | 0 | 0.09 | 8.78 | 27.93 | 33.58 | 35.38 | 34.68 | 35.81 | 33.85 | 30.9 | 17.56 | 1.51 | 0 | 0 | 0 | 0 | 0 | 0 | 0
DSFLWR_2_WS2SR1 |  | Solar_1Axis | Solar Tracking | CISO | South | Socal | FC | 100 | 0 | 0 | 0 | 0 | 0 | 0 | 0.05 | 11.15 | 40.86 | 52.77 | 54.85 | 56.02 | 55.33 | 51.96 | 48.09 | 30.31 | 5.97 | 0 | 0 | 0 | 0 | 0 | 0 | 0 | 0 | 0 | 0 | 0 | 0 | 0 | 0.69 | 25.55 | 62.5 | 66.78 | 66.22 | 63.98 | 61.88 | 60.45 | 59.37 | 53.39 | 23.3 | 0.86 | 0 | 0 | 0 | 0 | 0 | 0 | 0 | 0 | 0 | 0 | 0 | 0 | 7.72 | 45.9 | 63.23 | 65.54 | 64.35 | 62.73 | 62.36 | 56.62 | 51.49 | 46.46 | 33.01 | 4.98 | 0 | 0 | 0 | 0 | 0 | 0 | 0 | 0 | 0 | 0 | 0 | 4.42 | 42.67 | 75.53 | 79.61 | 81.54 | 80.94 | 81.48 | 80.59 | 80.42 | 77.9 | 73.79 | 60.86 | 20.21 | 0.48 | 0 | 0 | 0 | 0 | 0 | 0 | 0 | 0 | 0 | 0.13 | 16.46 | 57.26 | 78.18 | 83.49 | 85.35 | 85.54 | 86.23 | 86.1 | 84.95 | 82.83 | 79.49 | 69.44 | 34.16 | 3.22 | 0 | 0 | 0 | 0 | 0 | 0 | 0 | 0 | 0 | 0.3 | 19.51 | 57.3 | 75.13 | 81.02 | 84.26 | 84.93 | 85.39 | 85.25 | 84.29 | 82.21 | 79.35 | 70.38 | 42.52 | 7.28 | 0 | 0 | 0 | 0 | 0 | 0 | 0 | 0 | 0 | 0.03 | 9.15 | 44.6 | 69.89 | 79.26 | 83.24 | 84.05 | 83.81 | 83.08 | 82.09 | 79.83 | 76.43 | 67.29 | 38.93 | 6.2 | 0 | 0 | 0 | 0 | 0 | 0 | 0 | 0 | 0 | 0 | 3.08 | 33.4 | 62.81 | 74.72 | 80.11 | 81.83 | 81.64 | 80.04 | 77.87 | 74.72 | 68.89 | 54.8 | 20.3 | 0.62 | 0 | 0 | 0 | 0 | 0 | 0 | 0 | 0 | 0 | 0 | 0.68 | 24.69 | 64.51 | 75.13 | 79.03 | 79.66 | 79.64 | 79.2 | 78.28 | 77.14 | 69.65 | 38.96 | 4.67 | 0 | 0 | 0 | 0 | 0 | 0 | 0 | 0 | 0 | 0 | 0 | 0.05 | 14.09 | 56.11 | 71.27 | 73.43 | 72.79 | 73 | 73.37 | 73.71 | 72.11 | 56.42 | 15.91 | 0.18 | 0 | 0 | 0 | 0 | 0 | 0 | 0 | 0 | 0 | 0 | 0 | 0 | 2.6 | 32.9 | 61.44 | 66.46 | 64.67 | 62.92 | 63.69 | 63.84 | 60.79 | 35.07 | 3.49 | 0 | 0 | 0 | 0 | 0 | 0 | 0 | 0 | 0 | 0 | 0 | 0 | 0 | 0.12 | 12.2 | 38.79 | 46.64 | 49.14 | 48.17 | 49.74 | 47.01 | 42.92 | 24.39 | 2.09 | 0 | 0 | 0 | 0 | 0 | 0 | 0
DSRTHV_2_DH1SR1 |  | Solar_1Axis | Solar Tracking | CISO | South | Socal | FC | 80 | 0 | 0 | 0 | 0 | 0 | 0 | 0.04 | 8.92 | 32.69 | 42.22 | 43.88 | 44.81 | 44.26 | 41.57 | 38.47 | 24.25 | 4.77 | 0 | 0 | 0 | 0 | 0 | 0 | 0 | 0 | 0 | 0 | 0 | 0 | 0 | 0.55 | 20.44 | 50 | 53.42 | 52.98 | 51.18 | 49.51 | 48.36 | 47.5 | 42.71 | 18.64 | 0.69 | 0 | 0 | 0 | 0 | 0 | 0 | 0 | 0 | 0 | 0 | 0 | 0 | 6.18 | 36.72 | 50.58 | 52.43 | 51.48 | 50.18 | 49.89 | 45.29 | 41.19 | 37.17 | 26.41 | 3.99 | 0 | 0 | 0 | 0 | 0 | 0 | 0 | 0 | 0 | 0 | 0 | 3.54 | 34.14 | 60.43 | 63.69 | 65.23 | 64.75 | 65.18 | 64.47 | 64.34 | 62.32 | 59.03 | 48.69 | 16.16 | 0.38 | 0 | 0 | 0 | 0 | 0 | 0 | 0 | 0 | 0 | 0.11 | 13.17 | 45.8 | 62.54 | 66.79 | 68.28 | 68.43 | 68.98 | 68.88 | 67.96 | 66.26 | 63.59 | 55.55 | 27.33 | 2.57 | 0 | 0 | 0 | 0 | 0 | 0 | 0 | 0 | 0 | 0.24 | 15.61 | 45.84 | 60.11 | 64.81 | 67.41 | 67.94 | 68.31 | 68.2 | 67.43 | 65.77 | 63.48 | 56.3 | 34.02 | 5.82 | 0 | 0 | 0 | 0 | 0 | 0 | 0 | 0 | 0 | 0.02 | 7.32 | 35.68 | 55.91 | 63.41 | 66.59 | 67.24 | 67.05 | 66.47 | 65.67 | 63.87 | 61.15 | 53.84 | 31.14 | 4.96 | 0 | 0 | 0 | 0 | 0 | 0 | 0 | 0 | 0 | 0 | 2.46 | 26.72 | 50.25 | 59.78 | 64.09 | 65.47 | 65.31 | 64.03 | 62.3 | 59.78 | 55.11 | 43.84 | 16.24 | 0.5 | 0 | 0 | 0 | 0 | 0 | 0 | 0 | 0 | 0 | 0 | 0.55 | 19.75 | 51.61 | 60.1 | 63.22 | 63.73 | 63.71 | 63.36 | 62.62 | 61.71 | 55.72 | 31.16 | 3.74 | 0 | 0 | 0 | 0 | 0 | 0 | 0 | 0 | 0 | 0 | 0 | 0.04 | 11.27 | 44.89 | 57.01 | 58.75 | 58.23 | 58.4 | 58.7 | 58.96 | 57.69 | 45.13 | 12.73 | 0.14 | 0 | 0 | 0 | 0 | 0 | 0 | 0 | 0 | 0 | 0 | 0 | 0 | 2.08 | 26.32 | 49.15 | 53.17 | 51.73 | 50.33 | 50.95 | 51.07 | 48.63 | 28.05 | 2.79 | 0 | 0 | 0 | 0 | 0 | 0 | 0 | 0 | 0 | 0 | 0 | 0 | 0 | 0.1 | 9.76 | 31.03 | 37.31 | 39.31 | 38.54 | 39.79 | 37.61 | 34.34 | 19.51 | 1.68 | 0 | 0 | 0 | 0 | 0 | 0 | 0
DSRTHV_2_DH2SR2 |  | Paired_Solar_1Axis | Solar Tracking | CISO | South | Socal | FC | 70 | 0 | 0 | 0 | 0 | 0 | 0 | 0.03 | 7.81 | 28.6 | 36.94 | 38.39 | 39.21 | 38.73 | 36.37 | 33.66 | 21.22 | 4.18 | 0 | 0 | 0 | 0 | 0 | 0 | 0 | 0 | 0 | 0 | 0 | 0 | 0 | 0.48 | 17.88 | 43.75 | 46.75 | 46.36 | 44.79 | 43.32 | 42.31 | 41.56 | 37.37 | 16.31 | 0.6 | 0 | 0 | 0 | 0 | 0 | 0 | 0 | 0 | 0 | 0 | 0 | 0 | 5.41 | 32.13 | 44.26 | 45.88 | 45.05 | 43.91 | 43.65 | 39.63 | 36.05 | 32.52 | 23.11 | 3.49 | 0 | 0 | 0 | 0 | 0 | 0 | 0 | 0 | 0 | 0 | 0 | 3.1 | 29.87 | 52.87 | 55.73 | 57.08 | 56.66 | 57.04 | 56.42 | 56.29 | 54.53 | 51.65 | 42.6 | 14.14 | 0.33 | 0 | 0 | 0 | 0 | 0 | 0 | 0 | 0 | 0 | 0.09 | 11.52 | 40.08 | 54.72 | 58.44 | 59.75 | 59.88 | 60.36 | 60.27 | 59.46 | 57.98 | 55.64 | 48.61 | 23.92 | 2.25 | 0 | 0 | 0 | 0 | 0 | 0 | 0 | 0 | 0 | 0.21 | 13.66 | 40.11 | 52.59 | 56.71 | 58.98 | 59.45 | 59.77 | 59.68 | 59 | 57.55 | 55.54 | 49.26 | 29.77 | 5.1 | 0 | 0 | 0 | 0 | 0 | 0 | 0 | 0 | 0 | 0.02 | 6.4 | 31.22 | 48.92 | 55.48 | 58.27 | 58.84 | 58.67 | 58.16 | 57.46 | 55.88 | 53.5 | 47.11 | 27.25 | 4.34 | 0 | 0 | 0 | 0 | 0 | 0 | 0 | 0 | 0 | 0 | 2.16 | 23.38 | 43.97 | 52.31 | 56.08 | 57.28 | 57.15 | 56.03 | 54.51 | 52.31 | 48.22 | 38.36 | 14.21 | 0.44 | 0 | 0 | 0 | 0 | 0 | 0 | 0 | 0 | 0 | 0 | 0.48 | 17.28 | 45.16 | 52.59 | 55.32 | 55.76 | 55.75 | 55.44 | 54.79 | 53.99 | 48.76 | 27.27 | 3.27 | 0 | 0 | 0 | 0 | 0 | 0 | 0 | 0 | 0 | 0 | 0 | 0.03 | 9.86 | 39.27 | 49.89 | 51.4 | 50.95 | 51.1 | 51.36 | 51.59 | 50.48 | 39.49 | 11.14 | 0.12 | 0 | 0 | 0 | 0 | 0 | 0 | 0 | 0 | 0 | 0 | 0 | 0 | 1.82 | 23.03 | 43.01 | 46.52 | 45.27 | 44.04 | 44.58 | 44.69 | 42.55 | 24.55 | 2.44 | 0 | 0 | 0 | 0 | 0 | 0 | 0 | 0 | 0 | 0 | 0 | 0 | 0 | 0.08 | 8.54 | 27.15 | 32.65 | 34.4 | 33.72 | 34.82 | 32.91 | 30.04 | 17.07 | 1.47 | 0 | 0 | 0 | 0 | 0 | 0 | 0
DSRTSL_2_SOLAR1 |  | Solar_1Axis | Solar Tracking | CISO | South | Socal | FC | 296.19 | 0 | 0 | 0 | 0 | 0 | 0 | 0.15 | 33.04 | 121.03 | 156.31 | 162.45 | 165.92 | 163.87 | 153.91 | 142.44 | 89.77 | 17.67 | 0 | 0 | 0 | 0 | 0 | 0 | 0 | 0 | 0 | 0 | 0 | 0 | 0 | 2.04 | 75.66 | 185.12 | 197.8 | 196.15 | 189.5 | 183.29 | 179.05 | 175.86 | 158.14 | 69 | 2.54 | 0 | 0 | 0 | 0 | 0 | 0 | 0 | 0 | 0 | 0 | 0 | 0 | 22.88 | 135.95 | 187.28 | 194.12 | 190.6 | 185.8 | 184.71 | 167.69 | 152.52 | 137.61 | 97.77 | 14.76 | 0 | 0 | 0 | 0 | 0 | 0 | 0 | 0 | 0 | 0 | 0 | 13.1 | 126.39 | 223.72 | 235.79 | 241.52 | 239.75 | 241.34 | 238.71 | 238.19 | 230.74 | 218.56 | 180.25 | 59.85 | 1.41 | 0 | 0 | 0 | 0 | 0 | 0 | 0 | 0 | 0 | 0.4 | 48.76 | 169.59 | 231.55 | 247.29 | 252.81 | 253.36 | 255.41 | 255.03 | 251.61 | 245.33 | 235.44 | 205.68 | 101.19 | 9.53 | 0 | 0 | 0 | 0 | 0 | 0 | 0 | 0 | 0 | 0.89 | 57.79 | 169.72 | 222.54 | 239.97 | 249.56 | 251.55 | 252.91 | 252.51 | 249.65 | 243.5 | 235.02 | 208.45 | 125.95 | 21.56 | 0.01 | 0 | 0 | 0 | 0 | 0 | 0 | 0 | 0 | 0.08 | 27.09 | 132.1 | 207 | 234.76 | 246.55 | 248.95 | 248.24 | 246.09 | 243.14 | 236.46 | 226.39 | 199.32 | 115.3 | 18.36 | 0.01 | 0 | 0 | 0 | 0 | 0 | 0 | 0 | 0 | 0 | 9.12 | 98.92 | 186.03 | 221.32 | 237.29 | 242.38 | 241.81 | 237.06 | 230.65 | 221.33 | 204.05 | 162.3 | 60.12 | 1.84 | 0 | 0 | 0 | 0 | 0 | 0 | 0 | 0 | 0 | 0 | 2.02 | 73.12 | 191.09 | 222.52 | 234.08 | 235.96 | 235.89 | 234.6 | 231.84 | 228.47 | 206.31 | 115.38 | 13.84 | 0 | 0 | 0 | 0 | 0 | 0 | 0 | 0 | 0 | 0 | 0 | 0.14 | 41.74 | 166.18 | 211.09 | 217.5 | 215.6 | 216.21 | 217.33 | 218.31 | 213.58 | 167.1 | 47.14 | 0.52 | 0 | 0 | 0 | 0 | 0 | 0 | 0 | 0 | 0 | 0 | 0 | 0 | 7.71 | 97.45 | 181.98 | 196.84 | 191.54 | 186.35 | 188.64 | 189.09 | 180.05 | 103.86 | 10.34 | 0 | 0 | 0 | 0 | 0 | 0 | 0 | 0 | 0 | 0 | 0 | 0 | 0 | 0.36 | 36.14 | 114.88 | 138.15 | 145.54 | 142.68 | 147.32 | 139.25 | 127.13 | 72.24 | 6.2 | 0 | 0 | 0 | 0 | 0 | 0 | 0
DSRTSN_2_SOLAR1 |  | Solar_Fixed | Solar Fixed | CISO | South | Socal | FC | 300 | 0 | 0 | 0 | 0 | 0 | 0 | 0.46 | 35.89 | 123.88 | 168.67 | 185.66 | 192.96 | 184.17 | 175.87 | 147.08 | 81.47 | 11.88 | 0 | 0 | 0 | 0 | 0 | 0 | 0 | 0 | 0 | 0 | 0 | 0 | 0 | 2.84 | 65.25 | 157.41 | 192.55 | 204.82 | 207.14 | 198.92 | 188.96 | 170.77 | 133.96 | 48.76 | 1.25 | 0 | 0 | 0 | 0 | 0 | 0 | 0 | 0 | 0 | 0 | 0 | 0.04 | 21.62 | 114.11 | 176.89 | 201.59 | 206.08 | 208.89 | 200.22 | 189.36 | 170.75 | 138.91 | 74.91 | 9.92 | 0.01 | 0 | 0 | 0 | 0 | 0 | 0 | 0 | 0 | 0 | 0 | 10.56 | 88.36 | 178.47 | 223.91 | 242.83 | 252.44 | 252.59 | 247.89 | 241.28 | 222.02 | 191.64 | 130.84 | 34.22 | 0.88 | 0 | 0 | 0 | 0 | 0 | 0 | 0 | 0 | 0 | 0.62 | 35.26 | 125.88 | 188.46 | 226.52 | 249.69 | 260.31 | 262.68 | 260.14 | 254.76 | 238.06 | 208.14 | 151.72 | 58.85 | 4.56 | 0.02 | 0 | 0 | 0 | 0 | 0 | 0 | 0 | 0 | 1.19 | 39.91 | 122.79 | 183.8 | 228.85 | 250.63 | 263.45 | 263.76 | 261.86 | 254.25 | 234.31 | 205.08 | 159.55 | 75.91 | 10.31 | 0.02 | 0 | 0 | 0 | 0 | 0 | 0 | 0 | 0 | 0.07 | 21.2 | 88.64 | 160.51 | 203.98 | 230.26 | 245.93 | 251.85 | 249.37 | 241.2 | 222.45 | 194.72 | 148.96 | 68.51 | 8.17 | 0.01 | 0 | 0 | 0 | 0 | 0 | 0 | 0 | 0 | 0 | 8.71 | 76.99 | 161.65 | 204.4 | 232.9 | 253.41 | 258.79 | 248.02 | 240.23 | 220.26 | 188.01 | 126.44 | 36.79 | 1.15 | 0.01 | 0.01 | 0 | 0 | 0 | 0 | 0 | 0 | 0 | 0 | 2.69 | 60.58 | 157.21 | 206.65 | 231.97 | 247.15 | 250.46 | 250.4 | 239.32 | 215.68 | 171.88 | 80.26 | 8.47 | 0.05 | 0 | 0 | 0 | 0 | 0 | 0 | 0 | 0 | 0 | 0 | 0.49 | 38.18 | 140.37 | 199.62 | 224.77 | 240.36 | 242.79 | 238.96 | 227.34 | 203.43 | 134.91 | 31.57 | 0.46 | 0 | 0 | 0 | 0 | 0 | 0 | 0 | 0 | 0 | 0 | 0 | 0.04 | 9.91 | 89.1 | 175.16 | 203.67 | 216.39 | 219.27 | 213.31 | 200.85 | 165.37 | 77.33 | 5.79 | 0 | 0 | 0 | 0 | 0 | 0 | 0 | 0 | 0 | 0 | 0 | 0 | 0 | 1.1 | 39.66 | 115.5 | 156.1 | 169.94 | 179.21 | 177.22 | 162.21 | 127.35 | 58.74 | 3.72 | 0 | 0 | 0 | 0 | 0 | 0 | 0
DSRTSN_2_SOLAR2 |  | Paired_Solar_Fixed | Solar Fixed | CISO | South | Socal | FC | 250 | 0 | 0 | 0 | 0 | 0 | 0 | 0.38 | 29.91 | 103.23 | 140.56 | 154.72 | 160.8 | 153.48 | 146.56 | 122.57 | 67.89 | 9.9 | 0 | 0 | 0 | 0 | 0 | 0 | 0 | 0 | 0 | 0 | 0 | 0 | 0 | 2.36 | 54.37 | 131.18 | 160.46 | 170.68 | 172.61 | 165.76 | 157.47 | 142.3 | 111.63 | 40.63 | 1.04 | 0 | 0 | 0 | 0 | 0 | 0 | 0 | 0 | 0 | 0 | 0 | 0.03 | 18.02 | 95.1 | 147.41 | 167.99 | 171.73 | 174.08 | 166.85 | 157.8 | 142.29 | 115.76 | 62.42 | 8.27 | 0 | 0 | 0 | 0 | 0 | 0 | 0 | 0 | 0 | 0 | 0 | 8.8 | 73.63 | 148.72 | 186.59 | 202.35 | 210.36 | 210.49 | 206.58 | 201.07 | 185.02 | 159.7 | 109.03 | 28.51 | 0.73 | 0 | 0 | 0 | 0 | 0 | 0 | 0 | 0 | 0 | 0.52 | 29.38 | 104.9 | 157.05 | 188.77 | 208.07 | 216.92 | 218.9 | 216.79 | 212.3 | 198.39 | 173.45 | 126.43 | 49.04 | 3.8 | 0.01 | 0 | 0 | 0 | 0 | 0 | 0 | 0 | 0 | 0.99 | 33.26 | 102.33 | 153.17 | 190.7 | 208.86 | 219.55 | 219.8 | 218.22 | 211.87 | 195.26 | 170.9 | 132.95 | 63.26 | 8.59 | 0.02 | 0 | 0 | 0 | 0 | 0 | 0 | 0 | 0 | 0.06 | 17.67 | 73.86 | 133.76 | 169.99 | 191.88 | 204.95 | 209.87 | 207.81 | 201 | 185.38 | 162.27 | 124.14 | 57.09 | 6.81 | 0.01 | 0 | 0 | 0 | 0 | 0 | 0 | 0 | 0 | 0 | 7.25 | 64.16 | 134.71 | 170.33 | 194.09 | 211.18 | 215.65 | 206.68 | 200.19 | 183.55 | 156.67 | 105.37 | 30.66 | 0.96 | 0.01 | 0 | 0 | 0 | 0 | 0 | 0 | 0 | 0 | 0 | 2.24 | 50.49 | 131.01 | 172.21 | 193.31 | 205.96 | 208.72 | 208.66 | 199.43 | 179.73 | 143.24 | 66.88 | 7.06 | 0.04 | 0 | 0 | 0 | 0 | 0 | 0 | 0 | 0 | 0 | 0 | 0.41 | 31.81 | 116.97 | 166.35 | 187.31 | 200.3 | 202.32 | 199.13 | 189.45 | 169.52 | 112.43 | 26.31 | 0.39 | 0 | 0 | 0 | 0 | 0 | 0 | 0 | 0 | 0 | 0 | 0 | 0.04 | 8.26 | 74.25 | 145.97 | 169.73 | 180.33 | 182.72 | 177.76 | 167.37 | 137.81 | 64.44 | 4.83 | 0 | 0 | 0 | 0 | 0 | 0 | 0 | 0 | 0 | 0 | 0 | 0 | 0 | 0.92 | 33.05 | 96.25 | 130.09 | 141.62 | 149.34 | 147.68 | 135.17 | 106.12 | 48.95 | 3.1 | 0 | 0 | 0 | 0 | 0 | 0 | 0
DTCHWD_2_BT3WND |  | Wind | Wind | CISO | South | Socal | FC | 4.5 | 0.42 | 0.43 | 0.5 | 0.47 | 0.46 | 0.43 | 0.35 | 0.3 | 0.32 | 0.32 | 0.32 | 0.33 | 0.37 | 0.42 | 0.42 | 0.46 | 0.4 | 0.4 | 0.38 | 0.38 | 0.37 | 0.36 | 0.38 | 0.36 | 0.56 | 0.62 | 0.64 | 0.6 | 0.53 | 0.5 | 0.52 | 0.53 | 0.51 | 0.57 | 0.59 | 0.61 | 0.71 | 0.66 | 0.76 | 0.67 | 0.8 | 0.79 | 0.91 | 0.88 | 0.89 | 0.8 | 0.72 | 0.61 | 0.91 | 0.95 | 0.88 | 0.83 | 0.77 | 0.66 | 0.63 | 0.6 | 0.66 | 0.58 | 0.59 | 0.66 | 0.73 | 0.86 | 0.9 | 1.01 | 1.03 | 1.05 | 1.02 | 1.01 | 0.99 | 1 | 1.07 | 0.96 | 1.63 | 1.46 | 1.27 | 1.08 | 0.93 | 0.8 | 0.56 | 0.42 | 0.39 | 0.37 | 0.34 | 0.37 | 0.41 | 0.61 | 0.92 | 1.22 | 1.47 | 1.6 | 1.65 | 1.69 | 1.79 | 1.69 | 1.63 | 1.65 | 1.82 | 1.71 | 1.68 | 1.51 | 1.25 | 1.03 | 0.77 | 0.59 | 0.41 | 0.33 | 0.29 | 0.27 | 0.38 | 0.63 | 1.03 | 1.48 | 1.72 | 1.9 | 1.86 | 1.86 | 1.89 | 1.92 | 1.97 | 1.85 | 1.81 | 1.7 | 1.57 | 1.33 | 1.15 | 0.9 | 0.64 | 0.43 | 0.34 | 0.23 | 0.27 | 0.28 | 0.34 | 0.53 | 0.86 | 1.19 | 1.45 | 1.69 | 1.88 | 2.06 | 2.02 | 2.01 | 1.99 | 1.91 | 2.03 | 1.88 | 1.66 | 1.49 | 1.31 | 1.02 | 0.75 | 0.46 | 0.29 | 0.21 | 0.26 | 0.35 | 0.5 | 0.74 | 1.02 | 1.38 | 1.68 | 1.92 | 2.08 | 2.13 | 2.21 | 2.2 | 2.16 | 2.09 | 1.67 | 1.5 | 1.3 | 1.05 | 0.92 | 0.74 | 0.51 | 0.32 | 0.23 | 0.19 | 0.22 | 0.28 | 0.4 | 0.56 | 0.8 | 1.06 | 1.35 | 1.56 | 1.76 | 1.88 | 1.89 | 1.83 | 1.79 | 1.72 | 1.14 | 1.1 | 1.02 | 0.78 | 0.67 | 0.57 | 0.43 | 0.31 | 0.24 | 0.26 | 0.31 | 0.37 | 0.45 | 0.56 | 0.73 | 0.86 | 0.96 | 1.13 | 1.3 | 1.37 | 1.35 | 1.27 | 1.19 | 1.13 | 0.51 | 0.49 | 0.47 | 0.42 | 0.38 | 0.37 | 0.26 | 0.19 | 0.16 | 0.18 | 0.23 | 0.25 | 0.23 | 0.26 | 0.27 | 0.34 | 0.45 | 0.51 | 0.58 | 0.67 | 0.6 | 0.55 | 0.5 | 0.49 | 0.26 | 0.29 | 0.28 | 0.29 | 0.27 | 0.26 | 0.25 | 0.22 | 0.23 | 0.26 | 0.28 | 0.33 | 0.31 | 0.32 | 0.34 | 0.35 | 0.3 | 0.3 | 0.36 | 0.37 | 0.37 | 0.33 | 0.3 | 0.28 | 0.3 | 0.3 | 0.32 | 0.3 | 0.32 | 0.3 | 0.27 | 0.32 | 0.3 | 0.27 | 0.27 | 0.28 | 0.32 | 0.36 | 0.33 | 0.28 | 0.29 | 0.29 | 0.3 | 0.29 | 0.32 | 0.34 | 0.35 | 0.33
DTCHWD_2_BT4WND |  | Wind | Wind | CISO | South | Socal | FC | #N/A | #N/A | #N/A | #N/A | #N/A | #N/A | #N/A | #N/A | #N/A | #N/A | #N/A | #N/A | #N/A | #N/A | #N/A | #N/A | #N/A | #N/A | #N/A | #N/A | #N/A | #N/A | #N/A | #N/A | #N/A | #N/A | #N/A | #N/A | #N/A | #N/A | #N/A | #N/A | #N/A | #N/A | #N/A | #N/A | #N/A | #N/A | #N/A | #N/A | #N/A | #N/A | #N/A | #N/A | #N/A | #N/A | #N/A | #N/A | #N/A | #N/A | #N/A | #N/A | #N/A | #N/A | #N/A | #N/A | #N/A | #N/A | #N/A | #N/A | #N/A | #N/A | #N/A | #N/A | #N/A | #N/A | #N/A | #N/A | #N/A | #N/A | #N/A | #N/A | #N/A | #N/A | #N/A | #N/A | #N/A | #N/A | #N/A | #N/A | #N/A | #N/A | #N/A | #N/A | #N/A | #N/A | #N/A | #N/A | #N/A | #N/A | #N/A | #N/A | #N/A | #N/A | #N/A | #N/A | #N/A | #N/A | #N/A | #N/A | #N/A | #N/A | #N/A | #N/A | #N/A | #N/A | #N/A | #N/A | #N/A | #N/A | #N/A | #N/A | #N/A | #N/A | #N/A | #N/A | #N/A | #N/A | #N/A | #N/A | #N/A | #N/A | #N/A | #N/A | #N/A | #N/A | #N/A | #N/A | #N/A | #N/A | #N/A | #N/A | #N/A | #N/A | #N/A | #N/A | #N/A | #N/A | #N/A | #N/A | #N/A | #N/A | #N/A | #N/A | #N/A | #N/A | #N/A | #N/A | #N/A | #N/A | #N/A | #N/A | #N/A | #N/A | #N/A | #N/A | #N/A | #N/A | #N/A | #N/A | #N/A | #N/A | #N/A | #N/A | #N/A | #N/A | #N/A | #N/A | #N/A | #N/A | #N/A | #N/A | #N/A | #N/A | #N/A | #N/A | #N/A | #N/A | #N/A | #N/A | #N/A | #N/A | #N/A | #N/A | #N/A | #N/A | #N/A | #N/A | #N/A | #N/A | #N/A | #N/A | #N/A | #N/A | #N/A | #N/A | #N/A | #N/A | #N/A | #N/A | #N/A | #N/A | #N/A | #N/A | #N/A | #N/A | #N/A | #N/A | #N/A | #N/A | #N/A | #N/A | #N/A | #N/A | #N/A | #N/A | #N/A | #N/A | #N/A | #N/A | #N/A | #N/A | #N/A | #N/A | #N/A | #N/A | #N/A | #N/A | #N/A | #N/A | #N/A | #N/A | #N/A | #N/A | #N/A | #N/A | #N/A | #N/A | #N/A | #N/A | #N/A | #N/A | #N/A | #N/A | #N/A | #N/A | #N/A | #N/A | #N/A | #N/A | #N/A | #N/A | #N/A | #N/A | #N/A | #N/A | #N/A | #N/A | #N/A | #N/A | #N/A | #N/A | #N/A | #N/A | #N/A | #N/A | #N/A | #N/A | #N/A | #N/A | #N/A | #N/A | #N/A | #N/A | #N/A | #N/A | #N/A | #N/A | #N/A | #N/A | #N/A | #N/A | #N/A | #N/A | #N/A | #N/A | #N/A | #N/A | #N/A
DYERSM_6_DSWWD1 |  | Wind | Wind | CISO | North | Norcal | FC | 44.8 | 3.12 | 3.36 | 2.78 | 2.84 | 2.75 | 2.76 | 2.85 | 3.1 | 2.81 | 2.39 | 2.45 | 2.27 | 2.22 | 2.06 | 1.86 | 1.79 | 1.88 | 2.09 | 2.54 | 3.12 | 3.22 | 3.41 | 3.27 | 3.24 | 6.54 | 6.53 | 6.03 | 5.81 | 5.4 | 5.21 | 5.3 | 5.85 | 5.15 | 4.78 | 4.75 | 4.24 | 4.08 | 4.28 | 4.43 | 3.79 | 3.23 | 3.35 | 3.8 | 5.24 | 5.67 | 5.58 | 6.68 | 6.93 | 8.06 | 7.35 | 7.07 | 6.67 | 5.43 | 4.43 | 4.76 | 4.69 | 3.82 | 3.4 | 3.19 | 3.49 | 3.47 | 4.33 | 4.41 | 4.86 | 5.54 | 6.31 | 7.94 | 8.4 | 8.4 | 8.33 | 8.28 | 8.48 | 17.97 | 16.65 | 14.4 | 13.31 | 11.7 | 10.7 | 8.62 | 7.17 | 6.19 | 5.92 | 5.03 | 4.46 | 4.72 | 6.05 | 7.33 | 10.34 | 12.38 | 15.26 | 15.74 | 16.74 | 17.62 | 18.46 | 18.84 | 19.29 | 19.93 | 20.56 | 20.4 | 17.46 | 15.04 | 13.96 | 11.36 | 11.33 | 9.43 | 7.78 | 6.12 | 6.59 | 7.97 | 9.12 | 12.9 | 16.19 | 19.05 | 20.37 | 20.67 | 21.46 | 22.38 | 21.6 | 21.23 | 21.06 | 21.59 | 21.73 | 20.36 | 19.61 | 17.68 | 14.85 | 12.05 | 10.86 | 8.99 | 6.71 | 4.54 | 4.53 | 4.61 | 6.66 | 10.91 | 15.11 | 17.71 | 19.12 | 19.69 | 20.92 | 22.94 | 22.89 | 23.4 | 22.98 | 26.64 | 25.51 | 25.1 | 23.88 | 21.9 | 20.77 | 17.59 | 13.68 | 10.24 | 8.32 | 6.36 | 5.75 | 7.33 | 10.26 | 14.55 | 17.09 | 19.24 | 20.88 | 22.6 | 23.39 | 24.82 | 25.86 | 27.17 | 27.69 | 22.53 | 20.65 | 18.6 | 16.28 | 14.13 | 12.28 | 10.9 | 7.47 | 4.94 | 3.62 | 2.66 | 2.23 | 2.26 | 2.8 | 4.34 | 7.64 | 11.27 | 13.61 | 16.47 | 20.35 | 21.67 | 22.21 | 22.56 | 22.35 | 21.19 | 19.36 | 17.44 | 15.5 | 13.72 | 12.31 | 11.68 | 10.3 | 9.03 | 7.02 | 4.86 | 3.54 | 3.8 | 4.2 | 5.63 | 8.67 | 11.02 | 13.31 | 16.23 | 17.86 | 18.91 | 19.09 | 20.67 | 20.48 | 9.22 | 8.99 | 8.05 | 7.37 | 6.71 | 4.99 | 4.76 | 3.73 | 3.16 | 3.17 | 2.54 | 2.38 | 2.17 | 2.15 | 2.33 | 2.62 | 3.21 | 4.9 | 5.49 | 6.52 | 8.23 | 9.21 | 10.28 | 10.3 | 2.83 | 2.64 | 2.99 | 2.94 | 2.5 | 2.66 | 2.58 | 2.54 | 2 | 1.67 | 1.52 | 1.38 | 1.5 | 1.36 | 1.56 | 1.74 | 1.58 | 1.8 | 2.04 | 2.13 | 2.7 | 2.96 | 3.2 | 3.28 | 3.03 | 3.3 | 2.78 | 2.8 | 2.85 | 3.08 | 2.94 | 2.87 | 2.92 | 2.47 | 2.14 | 2.15 | 2.06 | 1.8 | 2.11 | 2.1 | 1.96 | 2.48 | 2.8 | 3.25 | 3.56 | 3.34 | 3.4 | 3.13
CUYAMA_6_SB3SB1 | CUYAMA_6_SB3SB1_SUN | Hybrid_Solar1Axis | Solar Tracking | CISO | South | Norcal | ID | 3 | 0 | 0 | 0 | 0 | 0 | 0 | 0 | 0.07 | 0.53 | 1.09 | 1.36 | 1.46 | 1.44 | 1.33 | 1.14 | 0.78 | 0.18 | 0 | 0 | 0 | 0 | 0 | 0 | 0 | 0 | 0 | 0 | 0 | 0 | 0 | 0 | 0.37 | 1.54 | 1.92 | 1.96 | 1.86 | 1.83 | 1.82 | 1.86 | 1.59 | 0.83 | 0.05 | 0 | 0 | 0 | 0 | 0 | 0 | 0 | 0 | 0 | 0 | 0 | 0 | 0.08 | 0.96 | 1.8 | 1.93 | 1.81 | 1.86 | 1.83 | 1.68 | 1.56 | 1.45 | 1.02 | 0.24 | 0 | 0 | 0 | 0 | 0 | 0 | 0 | 0 | 0 | 0 | 0 | 0.04 | 0.89 | 1.98 | 2.17 | 2.16 | 2.12 | 2.17 | 2.18 | 2.15 | 2.18 | 2.09 | 1.91 | 0.89 | 0.04 | 0 | 0 | 0 | 0 | 0 | 0 | 0 | 0 | 0 | 0 | 0.33 | 1.56 | 2.2 | 2.3 | 2.3 | 2.28 | 2.33 | 2.33 | 2.38 | 2.38 | 2.33 | 2.19 | 1.36 | 0.21 | 0 | 0 | 0 | 0 | 0 | 0 | 0 | 0 | 0 | 0 | 0.47 | 1.72 | 2.33 | 2.5 | 2.53 | 2.55 | 2.56 | 2.55 | 2.53 | 2.53 | 2.47 | 2.3 | 1.7 | 0.48 | 0.01 | 0 | 0 | 0 | 0 | 0 | 0 | 0 | 0 | 0 | 0.22 | 1.38 | 2.23 | 2.46 | 2.49 | 2.51 | 2.5 | 2.49 | 2.47 | 2.46 | 2.36 | 2.19 | 1.54 | 0.36 | 0 | 0 | 0 | 0 | 0 | 0 | 0 | 0 | 0 | 0 | 0.03 | 0.81 | 1.87 | 2.26 | 2.36 | 2.38 | 2.39 | 2.38 | 2.36 | 2.34 | 2.2 | 1.81 | 0.8 | 0.04 | 0 | 0 | 0 | 0 | 0 | 0 | 0 | 0 | 0 | 0 | 0 | 0.49 | 1.76 | 2.22 | 2.29 | 2.28 | 2.25 | 2.26 | 2.29 | 2.3 | 2.17 | 1.43 | 0.28 | 0 | 0 | 0 | 0 | 0 | 0 | 0 | 0 | 0 | 0 | 0 | 0 | 0.15 | 1.17 | 1.93 | 1.99 | 1.95 | 1.9 | 1.92 | 1.95 | 1.95 | 1.64 | 0.54 | 0.01 | 0 | 0 | 0 | 0 | 0 | 0 | 0 | 0 | 0 | 0 | 0 | 0 | 0.01 | 0.46 | 1.37 | 1.62 | 1.59 | 1.54 | 1.58 | 1.63 | 1.53 | 0.96 | 0.11 | 0 | 0 | 0 | 0 | 0 | 0 | 0 | 0 | 0 | 0 | 0 | 0 | 0 | 0 | 0.09 | 0.61 | 1.01 | 1.22 | 1.29 | 1.25 | 1.21 | 1.12 | 0.63 | 0.07 | 0 | 0 | 0 | 0 | 0 | 0 | 0
DELAMO_2_ALASB2 | DELAMO_2_ALASB2_SUN | Hybrid_Solar1Axis | Solar Tracking | CISO | South | Socal |  | 10 | 0 | 0 | 0 | 0 | 0 | 0 | 0 | 1.12 | 4.09 | 5.28 | 5.48 | 5.6 | 5.53 | 5.2 | 4.81 | 3.03 | 0.6 | 0 | 0 | 0 | 0 | 0 | 0 | 0 | 0 | 0 | 0 | 0 | 0 | 0 | 0.07 | 2.55 | 6.25 | 6.68 | 6.62 | 6.4 | 6.19 | 6.04 | 5.94 | 5.34 | 2.33 | 0.09 | 0 | 0 | 0 | 0 | 0 | 0 | 0 | 0 | 0 | 0 | 0 | 0 | 0.77 | 4.59 | 6.32 | 6.55 | 6.44 | 6.27 | 6.24 | 5.66 | 5.15 | 4.65 | 3.3 | 0.5 | 0 | 0 | 0 | 0 | 0 | 0 | 0 | 0 | 0 | 0 | 0 | 0.44 | 4.27 | 7.55 | 7.96 | 8.15 | 8.09 | 8.15 | 8.06 | 8.04 | 7.79 | 7.38 | 6.09 | 2.02 | 0.05 | 0 | 0 | 0 | 0 | 0 | 0 | 0 | 0 | 0 | 0.01 | 1.65 | 5.73 | 7.82 | 8.35 | 8.54 | 8.55 | 8.62 | 8.61 | 8.49 | 8.28 | 7.95 | 6.94 | 3.42 | 0.32 | 0 | 0 | 0 | 0 | 0 | 0 | 0 | 0 | 0 | 0.03 | 1.95 | 5.73 | 7.51 | 8.1 | 8.43 | 8.49 | 8.54 | 8.53 | 8.43 | 8.22 | 7.93 | 7.04 | 4.25 | 0.73 | 0 | 0 | 0 | 0 | 0 | 0 | 0 | 0 | 0 | 0 | 0.91 | 4.46 | 6.99 | 7.93 | 8.32 | 8.41 | 8.38 | 8.31 | 8.21 | 7.98 | 7.64 | 6.73 | 3.89 | 0.62 | 0 | 0 | 0 | 0 | 0 | 0 | 0 | 0 | 0 | 0 | 0.31 | 3.34 | 6.28 | 7.47 | 8.01 | 8.18 | 8.16 | 8 | 7.79 | 7.47 | 6.89 | 5.48 | 2.03 | 0.06 | 0 | 0 | 0 | 0 | 0 | 0 | 0 | 0 | 0 | 0 | 0.07 | 2.47 | 6.45 | 7.51 | 7.9 | 7.97 | 7.96 | 7.92 | 7.83 | 7.71 | 6.97 | 3.9 | 0.47 | 0 | 0 | 0 | 0 | 0 | 0 | 0 | 0 | 0 | 0 | 0 | 0 | 1.41 | 5.61 | 7.13 | 7.34 | 7.28 | 7.3 | 7.34 | 7.37 | 7.21 | 5.64 | 1.59 | 0.02 | 0 | 0 | 0 | 0 | 0 | 0 | 0 | 0 | 0 | 0 | 0 | 0 | 0.26 | 3.29 | 6.14 | 6.65 | 6.47 | 6.29 | 6.37 | 6.38 | 6.08 | 3.51 | 0.35 | 0 | 0 | 0 | 0 | 0 | 0 | 0 | 0 | 0 | 0 | 0 | 0 | 0 | 0.01 | 1.22 | 3.88 | 4.66 | 4.91 | 4.82 | 4.97 | 4.7 | 4.29 | 2.44 | 0.21 | 0 | 0 | 0 | 0 | 0 | 0 | 0
EDWARD_2_E21SB1 | EDWARD_2_E21SB1_SUN | Hybrid_Solar1Axis | Solar Tracking | CISO | South | Socal | ID | 130 | 0 | 0 | 0 | 0 | 0 | 0 | 0 | 2.76 | 21.3 | 40.59 | 50.21 | 55.28 | 55.3 | 52.19 | 48.85 | 33.37 | 7.27 | 0 | 0 | 0 | 0 | 0 | 0 | 0 | 0 | 0 | 0 | 0 | 0 | 0 | 0.9 | 33.21 | 81.25 | 86.82 | 86.09 | 83.17 | 80.45 | 78.58 | 77.19 | 69.41 | 30.28 | 1.12 | 0 | 0 | 0 | 0 | 0 | 0 | 0 | 0 | 0 | 0 | 0 | 0 | 10.04 | 59.67 | 82.2 | 85.2 | 83.66 | 81.55 | 81.07 | 73.6 | 66.94 | 60.4 | 42.91 | 6.48 | 0 | 0 | 0 | 0 | 0 | 0 | 0 | 0 | 0 | 0 | 0 | 5.75 | 55.47 | 98.19 | 103.49 | 106.01 | 105.23 | 105.92 | 104.77 | 104.54 | 101.27 | 95.93 | 79.12 | 26.27 | 0.62 | 0 | 0 | 0 | 0 | 0 | 0 | 0 | 0 | 0 | 0.17 | 21.4 | 74.43 | 101.63 | 108.54 | 110.96 | 111.2 | 112.1 | 111.93 | 110.43 | 107.68 | 103.34 | 90.27 | 44.41 | 4.18 | 0 | 0 | 0 | 0 | 0 | 0 | 0 | 0 | 0 | 0.39 | 25.36 | 74.49 | 97.67 | 105.32 | 109.54 | 110.41 | 111.01 | 110.83 | 109.57 | 106.87 | 103.15 | 91.49 | 55.28 | 9.46 | 0.01 | 0 | 0 | 0 | 0 | 0 | 0 | 0 | 0 | 0.03 | 11.89 | 57.98 | 90.85 | 103.04 | 108.21 | 109.27 | 108.95 | 108.01 | 106.71 | 103.78 | 99.36 | 87.48 | 50.6 | 8.06 | 0 | 0 | 0 | 0 | 0 | 0 | 0 | 0 | 0 | 0 | 4 | 43.42 | 81.65 | 97.14 | 104.15 | 106.38 | 106.13 | 104.05 | 101.23 | 97.14 | 89.56 | 71.23 | 26.39 | 0.81 | 0 | 0 | 0 | 0 | 0 | 0 | 0 | 0 | 0 | 0 | 0.89 | 32.09 | 83.87 | 97.67 | 102.74 | 103.56 | 103.53 | 102.97 | 101.76 | 100.28 | 90.55 | 50.64 | 6.08 | 0 | 0 | 0 | 0 | 0 | 0 | 0 | 0 | 0 | 0 | 0 | 0.06 | 18.32 | 72.94 | 92.65 | 95.46 | 94.63 | 94.89 | 95.39 | 95.82 | 93.74 | 73.34 | 20.69 | 0.23 | 0 | 0 | 0 | 0 | 0 | 0 | 0 | 0 | 0 | 0 | 0 | 0 | 3.39 | 42.77 | 79.87 | 86.39 | 84.07 | 81.79 | 82.8 | 82.99 | 79.02 | 45.59 | 4.54 | 0 | 0 | 0 | 0 | 0 | 0 | 0 | 0 | 0 | 0 | 0 | 0 | 0 | 0.16 | 15.86 | 50.42 | 60.63 | 63.88 | 62.62 | 64.66 | 61.12 | 55.8 | 31.71 | 2.72 | 0 | 0 | 0 | 0 | 0 | 0 | 0
EDWARD_2_E23SB1 | EDWARD_2_E23SB1_SUN | Hybrid_Solar1Axis | Solar Tracking | CISO | South | Socal | ID | 24 | 0 | 0 | 0 | 0 | 0 | 0 | 0.01 | 2.68 | 9.81 | 12.67 | 13.16 | 13.44 | 13.28 | 12.47 | 11.54 | 7.27 | 1.43 | 0 | 0 | 0 | 0 | 0 | 0 | 0 | 0 | 0 | 0 | 0 | 0 | 0 | 0.17 | 6.13 | 15 | 16.03 | 15.89 | 15.36 | 14.85 | 14.51 | 14.25 | 12.81 | 5.59 | 0.21 | 0 | 0 | 0 | 0 | 0 | 0 | 0 | 0 | 0 | 0 | 0 | 0 | 1.85 | 11.02 | 15.17 | 15.73 | 15.44 | 15.06 | 14.97 | 13.59 | 12.36 | 11.15 | 7.92 | 1.2 | 0 | 0 | 0 | 0 | 0 | 0 | 0 | 0 | 0 | 0 | 0 | 1.06 | 10.24 | 18.13 | 19.11 | 19.57 | 19.43 | 19.56 | 19.34 | 19.3 | 18.7 | 17.71 | 14.61 | 4.85 | 0.11 | 0 | 0 | 0 | 0 | 0 | 0 | 0 | 0 | 0 | 0.03 | 3.95 | 13.74 | 18.76 | 20.04 | 20.48 | 20.53 | 20.7 | 20.66 | 20.39 | 19.88 | 19.08 | 16.67 | 8.2 | 0.77 | 0 | 0 | 0 | 0 | 0 | 0 | 0 | 0 | 0 | 0.07 | 4.68 | 13.75 | 18.03 | 19.44 | 20.22 | 20.38 | 20.49 | 20.46 | 20.23 | 19.73 | 19.04 | 16.89 | 10.21 | 1.75 | 0 | 0 | 0 | 0 | 0 | 0 | 0 | 0 | 0 | 0.01 | 2.19 | 10.7 | 16.77 | 19.02 | 19.98 | 20.17 | 20.11 | 19.94 | 19.7 | 19.16 | 18.34 | 16.15 | 9.34 | 1.49 | 0 | 0 | 0 | 0 | 0 | 0 | 0 | 0 | 0 | 0 | 0.74 | 8.02 | 15.07 | 17.93 | 19.23 | 19.64 | 19.59 | 19.21 | 18.69 | 17.93 | 16.53 | 13.15 | 4.87 | 0.15 | 0 | 0 | 0 | 0 | 0 | 0 | 0 | 0 | 0 | 0 | 0.16 | 5.92 | 15.48 | 18.03 | 18.97 | 19.12 | 19.11 | 19.01 | 18.79 | 18.51 | 16.72 | 9.35 | 1.12 | 0 | 0 | 0 | 0 | 0 | 0 | 0 | 0 | 0 | 0 | 0 | 0.01 | 3.38 | 13.47 | 17.1 | 17.62 | 17.47 | 17.52 | 17.61 | 17.69 | 17.31 | 13.54 | 3.82 | 0.04 | 0 | 0 | 0 | 0 | 0 | 0 | 0 | 0 | 0 | 0 | 0 | 0 | 0.63 | 7.9 | 14.75 | 15.95 | 15.52 | 15.1 | 15.29 | 15.32 | 14.59 | 8.42 | 0.84 | 0 | 0 | 0 | 0 | 0 | 0 | 0 | 0 | 0 | 0 | 0 | 0 | 0 | 0.03 | 2.93 | 9.31 | 11.19 | 11.79 | 11.56 | 11.94 | 11.28 | 10.3 | 5.85 | 0.5 | 0 | 0 | 0 | 0 | 0 | 0 | 0
EDWARD_2_ES2BT3 | EDWARD_2_ES2BT3_SUN | Hybrid_Solar1Axis | Solar Tracking | CISO | South | Socal | ID | 118 | 0 | 0 | 0 | 0 | 0 | 0 | 0.06 | 13.16 | 48.22 | 62.27 | 64.72 | 66.1 | 65.28 | 61.32 | 56.75 | 35.76 | 7.04 | 0 | 0 | 0 | 0 | 0 | 0 | 0 | 0 | 0 | 0 | 0 | 0 | 0 | 0.81 | 30.14 | 73.75 | 78.8 | 78.14 | 75.5 | 73.02 | 71.33 | 70.06 | 63 | 27.49 | 1.01 | 0 | 0 | 0 | 0 | 0 | 0 | 0 | 0 | 0 | 0 | 0 | 0 | 9.12 | 54.16 | 74.61 | 77.34 | 75.93 | 74.02 | 73.59 | 66.81 | 60.76 | 54.82 | 38.95 | 5.88 | 0 | 0 | 0 | 0 | 0 | 0 | 0 | 0 | 0 | 0 | 0 | 5.22 | 50.35 | 89.13 | 93.94 | 96.22 | 95.51 | 96.15 | 95.1 | 94.89 | 91.92 | 87.07 | 71.81 | 23.84 | 0.56 | 0 | 0 | 0 | 0 | 0 | 0 | 0 | 0 | 0 | 0.16 | 19.43 | 67.56 | 92.25 | 98.52 | 100.72 | 100.94 | 101.75 | 101.6 | 100.24 | 97.74 | 93.8 | 81.94 | 40.31 | 3.8 | 0 | 0 | 0 | 0 | 0 | 0 | 0 | 0 | 0 | 0.35 | 23.02 | 67.62 | 88.66 | 95.6 | 99.42 | 100.22 | 100.76 | 100.6 | 99.46 | 97.01 | 93.63 | 83.04 | 50.18 | 8.59 | 0.01 | 0 | 0 | 0 | 0 | 0 | 0 | 0 | 0 | 0.03 | 10.79 | 52.63 | 82.47 | 93.53 | 98.22 | 99.18 | 98.9 | 98.04 | 96.86 | 94.2 | 90.19 | 79.41 | 45.93 | 7.32 | 0 | 0 | 0 | 0 | 0 | 0 | 0 | 0 | 0 | 0 | 3.63 | 39.41 | 74.11 | 88.17 | 94.54 | 96.56 | 96.33 | 94.44 | 91.89 | 88.18 | 81.29 | 64.66 | 23.95 | 0.73 | 0 | 0 | 0 | 0 | 0 | 0 | 0 | 0 | 0 | 0 | 0.81 | 29.13 | 76.13 | 88.65 | 93.26 | 94 | 93.98 | 93.46 | 92.37 | 91.02 | 82.19 | 45.97 | 5.51 | 0 | 0 | 0 | 0 | 0 | 0 | 0 | 0 | 0 | 0 | 0 | 0.05 | 16.63 | 66.21 | 84.1 | 86.65 | 85.89 | 86.14 | 86.58 | 86.97 | 85.09 | 66.57 | 18.78 | 0.21 | 0 | 0 | 0 | 0 | 0 | 0 | 0 | 0 | 0 | 0 | 0 | 0 | 3.07 | 38.82 | 72.5 | 78.42 | 76.31 | 74.24 | 75.15 | 75.33 | 71.73 | 41.38 | 4.12 | 0 | 0 | 0 | 0 | 0 | 0 | 0 | 0 | 0 | 0 | 0 | 0 | 0 | 0.14 | 14.4 | 45.77 | 55.04 | 57.98 | 56.84 | 58.69 | 55.48 | 50.65 | 28.78 | 2.47 | 0 | 0 | 0 | 0 | 0 | 0 | 0
EEKTMN_6_SOLAR1 |  | Solar_1Axis | Solar Tracking | CISO | North | Norcal | EO | 20 | 0 | 0 | 0 | 0 | 0 | 0 | 0 | 0.42 | 3.28 | 6.25 | 7.72 | 8.5 | 8.51 | 8.03 | 7.52 | 5.13 | 1.12 | 0 | 0 | 0 | 0 | 0 | 0 | 0 | 0 | 0 | 0 | 0 | 0 | 0 | 0 | 2.47 | 10.27 | 12.8 | 13.08 | 12.39 | 12.21 | 12.13 | 12.4 | 10.57 | 5.55 | 0.31 | 0 | 0 | 0 | 0 | 0 | 0 | 0 | 0 | 0 | 0 | 0 | 0 | 0.52 | 6.39 | 11.99 | 12.84 | 12.05 | 12.38 | 12.2 | 11.23 | 10.37 | 9.66 | 6.8 | 1.57 | 0 | 0 | 0 | 0 | 0 | 0 | 0 | 0 | 0 | 0 | 0 | 0.28 | 5.97 | 13.17 | 14.48 | 14.4 | 14.15 | 14.49 | 14.52 | 14.31 | 14.54 | 13.94 | 12.71 | 5.9 | 0.27 | 0 | 0 | 0 | 0 | 0 | 0 | 0 | 0 | 0 | 0 | 2.2 | 10.38 | 14.64 | 15.3 | 15.32 | 15.19 | 15.51 | 15.51 | 15.86 | 15.86 | 15.51 | 14.62 | 9.05 | 1.41 | 0 | 0 | 0 | 0 | 0 | 0 | 0 | 0 | 0 | 0.01 | 3.16 | 11.47 | 15.54 | 16.64 | 16.85 | 16.97 | 17.07 | 17.02 | 16.87 | 16.87 | 16.5 | 15.31 | 11.34 | 3.2 | 0.04 | 0 | 0 | 0 | 0 | 0 | 0 | 0 | 0 | 0 | 1.43 | 9.2 | 14.84 | 16.38 | 16.6 | 16.72 | 16.65 | 16.62 | 16.44 | 16.41 | 15.74 | 14.59 | 10.24 | 2.41 | 0.01 | 0 | 0 | 0 | 0 | 0 | 0 | 0 | 0 | 0 | 0.2 | 5.39 | 12.46 | 15.07 | 15.77 | 15.84 | 15.96 | 15.84 | 15.71 | 15.6 | 14.68 | 12.04 | 5.34 | 0.3 | 0 | 0 | 0 | 0 | 0 | 0 | 0 | 0 | 0 | 0 | 0.02 | 3.29 | 11.75 | 14.8 | 15.3 | 15.19 | 15.01 | 15.04 | 15.25 | 15.32 | 14.44 | 9.5 | 1.87 | 0 | 0 | 0 | 0 | 0 | 0 | 0 | 0 | 0 | 0 | 0 | 0 | 0.98 | 7.8 | 12.9 | 13.29 | 13.02 | 12.69 | 12.79 | 13.02 | 12.97 | 10.92 | 3.63 | 0.08 | 0 | 0 | 0 | 0 | 0 | 0 | 0 | 0 | 0 | 0 | 0 | 0 | 0.04 | 3.04 | 9.15 | 10.78 | 10.58 | 10.24 | 10.54 | 10.85 | 10.19 | 6.39 | 0.76 | 0 | 0 | 0 | 0 | 0 | 0 | 0 | 0 | 0 | 0 | 0 | 0 | 0 | 0 | 0.6 | 4.09 | 6.72 | 8.16 | 8.58 | 8.35 | 8.09 | 7.48 | 4.18 | 0.45 | 0 | 0 | 0 | 0 | 0 | 0 | 0
ELCAP_1_SOLAR |  | Solar_1Axis | Solar Tracking | CISO | North | Norcal | EO | 1.5 | 0 | 0 | 0 | 0 | 0 | 0 | 0 | 0.03 | 0.25 | 0.47 | 0.58 | 0.64 | 0.64 | 0.6 | 0.56 | 0.39 | 0.08 | 0 | 0 | 0 | 0 | 0 | 0 | 0 | 0 | 0 | 0 | 0 | 0 | 0 | 0 | 0.19 | 0.77 | 0.96 | 0.98 | 0.93 | 0.92 | 0.91 | 0.93 | 0.79 | 0.42 | 0.02 | 0 | 0 | 0 | 0 | 0 | 0 | 0 | 0 | 0 | 0 | 0 | 0 | 0.04 | 0.48 | 0.9 | 0.96 | 0.9 | 0.93 | 0.91 | 0.84 | 0.78 | 0.72 | 0.51 | 0.12 | 0 | 0 | 0 | 0 | 0 | 0 | 0 | 0 | 0 | 0 | 0 | 0.02 | 0.45 | 0.99 | 1.09 | 1.08 | 1.06 | 1.09 | 1.09 | 1.07 | 1.09 | 1.05 | 0.95 | 0.44 | 0.02 | 0 | 0 | 0 | 0 | 0 | 0 | 0 | 0 | 0 | 0 | 0.16 | 0.78 | 1.1 | 1.15 | 1.15 | 1.14 | 1.16 | 1.16 | 1.19 | 1.19 | 1.16 | 1.1 | 0.68 | 0.11 | 0 | 0 | 0 | 0 | 0 | 0 | 0 | 0 | 0 | 0 | 0.24 | 0.86 | 1.17 | 1.25 | 1.26 | 1.27 | 1.28 | 1.28 | 1.27 | 1.27 | 1.24 | 1.15 | 0.85 | 0.24 | 0 | 0 | 0 | 0 | 0 | 0 | 0 | 0 | 0 | 0 | 0.11 | 0.69 | 1.11 | 1.23 | 1.25 | 1.25 | 1.25 | 1.25 | 1.23 | 1.23 | 1.18 | 1.09 | 0.77 | 0.18 | 0 | 0 | 0 | 0 | 0 | 0 | 0 | 0 | 0 | 0 | 0.02 | 0.4 | 0.93 | 1.13 | 1.18 | 1.19 | 1.2 | 1.19 | 1.18 | 1.17 | 1.1 | 0.9 | 0.4 | 0.02 | 0 | 0 | 0 | 0 | 0 | 0 | 0 | 0 | 0 | 0 | 0 | 0.25 | 0.88 | 1.11 | 1.15 | 1.14 | 1.13 | 1.13 | 1.14 | 1.15 | 1.08 | 0.71 | 0.14 | 0 | 0 | 0 | 0 | 0 | 0 | 0 | 0 | 0 | 0 | 0 | 0 | 0.07 | 0.58 | 0.97 | 1 | 0.98 | 0.95 | 0.96 | 0.98 | 0.97 | 0.82 | 0.27 | 0.01 | 0 | 0 | 0 | 0 | 0 | 0 | 0 | 0 | 0 | 0 | 0 | 0 | 0 | 0.23 | 0.69 | 0.81 | 0.79 | 0.77 | 0.79 | 0.81 | 0.76 | 0.48 | 0.06 | 0 | 0 | 0 | 0 | 0 | 0 | 0 | 0 | 0 | 0 | 0 | 0 | 0 | 0 | 0.04 | 0.31 | 0.5 | 0.61 | 0.64 | 0.63 | 0.61 | 0.56 | 0.31 | 0.03 | 0 | 0 | 0 | 0 | 0 | 0 | 0
ENERSJ_2_WIND |  | Wind | Wind | CISO | South | Socal | FC | 151 | 14.02 | 14.57 | 16.64 | 15.67 | 15.51 | 14.45 | 11.81 | 10.21 | 10.76 | 10.77 | 10.66 | 11.16 | 12.35 | 14.15 | 14.09 | 15.41 | 13.54 | 13.53 | 12.69 | 12.87 | 12.37 | 12.12 | 12.61 | 12.03 | 18.68 | 20.67 | 21.4 | 20.22 | 17.86 | 16.85 | 17.6 | 17.8 | 17.19 | 19.23 | 19.95 | 20.36 | 23.7 | 22.08 | 25.37 | 22.43 | 26.84 | 26.54 | 30.62 | 29.43 | 29.76 | 26.93 | 24.25 | 20.46 | 30.53 | 31.81 | 29.68 | 27.93 | 25.7 | 22.05 | 21.16 | 20.21 | 22.03 | 19.39 | 19.76 | 22.1 | 24.65 | 28.79 | 30.25 | 33.75 | 34.6 | 35.32 | 34.3 | 33.88 | 33.28 | 33.64 | 35.77 | 32.2 | 54.63 | 48.91 | 42.62 | 36.3 | 31.24 | 26.94 | 18.79 | 14.15 | 13.24 | 12.43 | 11.53 | 12.43 | 13.61 | 20.63 | 30.89 | 40.9 | 49.2 | 53.74 | 55.24 | 56.81 | 60.01 | 56.72 | 54.75 | 55.34 | 61.11 | 57.53 | 56.27 | 50.76 | 41.82 | 34.49 | 25.77 | 19.86 | 13.85 | 11.16 | 9.81 | 9.22 | 12.82 | 21.16 | 34.5 | 49.82 | 57.84 | 63.81 | 62.29 | 62.28 | 63.56 | 64.56 | 66.19 | 62.07 | 60.9 | 57.18 | 52.56 | 44.48 | 38.69 | 30.35 | 21.46 | 14.35 | 11.32 | 7.61 | 8.97 | 9.36 | 11.55 | 17.86 | 28.87 | 39.89 | 48.71 | 56.74 | 63.05 | 69.17 | 67.64 | 67.35 | 66.79 | 64.17 | 68.27 | 63 | 55.66 | 50.16 | 43.94 | 34.21 | 25.04 | 15.38 | 9.67 | 7.05 | 8.57 | 11.75 | 16.76 | 24.96 | 34.26 | 46.4 | 56.54 | 64.31 | 69.73 | 71.39 | 74.27 | 73.85 | 72.56 | 70.06 | 56.06 | 50.43 | 43.51 | 35.28 | 31.03 | 24.94 | 17.28 | 10.89 | 7.88 | 6.46 | 7.33 | 9.29 | 13.49 | 18.88 | 26.89 | 35.63 | 45.31 | 52.21 | 59.16 | 63.21 | 63.45 | 61.46 | 60.11 | 57.74 | 38.09 | 36.88 | 34.13 | 26.22 | 22.59 | 19.19 | 14.43 | 10.35 | 7.89 | 8.63 | 10.56 | 12.35 | 15.16 | 18.81 | 24.65 | 28.81 | 32.06 | 37.87 | 43.76 | 46.08 | 45.47 | 42.78 | 39.97 | 37.9 | 17.01 | 16.48 | 15.73 | 13.99 | 12.88 | 12.36 | 8.8 | 6.46 | 5.42 | 5.94 | 7.62 | 8.24 | 7.59 | 8.58 | 9.1 | 11.27 | 15.21 | 17.17 | 19.56 | 22.44 | 20.22 | 18.38 | 16.84 | 16.6 | 8.77 | 9.7 | 9.36 | 9.8 | 9.05 | 8.88 | 8.39 | 7.31 | 7.64 | 8.63 | 9.44 | 10.91 | 10.44 | 10.7 | 11.34 | 11.62 | 10.22 | 9.97 | 12.07 | 12.41 | 12.34 | 11.01 | 10.06 | 9.28 | 9.91 | 10.13 | 10.73 | 10.19 | 10.71 | 10.15 | 8.97 | 10.78 | 10.03 | 9.04 | 8.92 | 9.47 | 10.75 | 11.97 | 11.07 | 9.38 | 9.62 | 9.77 | 10.16 | 9.88 | 10.68 | 11.48 | 11.75 | 10.92
ENERSJ_5_ESJWD2 |  | Wind | Wind | CISO | South | Socal | FC | 105 | 9.75 | 10.13 | 11.57 | 10.89 | 10.79 | 10.04 | 8.21 | 7.1 | 7.48 | 7.49 | 7.42 | 7.76 | 8.59 | 9.84 | 9.8 | 10.72 | 9.41 | 9.41 | 8.82 | 8.95 | 8.6 | 8.43 | 8.77 | 8.37 | 12.99 | 14.37 | 14.88 | 14.06 | 12.42 | 11.72 | 12.24 | 12.38 | 11.95 | 13.37 | 13.88 | 14.16 | 16.48 | 15.36 | 17.64 | 15.6 | 18.66 | 18.46 | 21.29 | 20.47 | 20.69 | 18.73 | 16.86 | 14.23 | 21.23 | 22.12 | 20.64 | 19.42 | 17.87 | 15.33 | 14.72 | 14.05 | 15.32 | 13.48 | 13.74 | 15.37 | 17.14 | 20.02 | 21.04 | 23.47 | 24.06 | 24.56 | 23.85 | 23.56 | 23.14 | 23.39 | 24.87 | 22.39 | 37.99 | 34.01 | 29.64 | 25.24 | 21.72 | 18.73 | 13.07 | 9.84 | 9.21 | 8.64 | 8.01 | 8.64 | 9.47 | 14.34 | 21.48 | 28.44 | 34.21 | 37.37 | 38.42 | 39.51 | 41.73 | 39.44 | 38.07 | 38.48 | 42.5 | 40 | 39.13 | 35.3 | 29.08 | 23.99 | 17.92 | 13.81 | 9.63 | 7.76 | 6.82 | 6.41 | 8.92 | 14.71 | 23.99 | 34.65 | 40.22 | 44.37 | 43.32 | 43.31 | 44.2 | 44.9 | 46.03 | 43.16 | 42.35 | 39.76 | 36.55 | 30.93 | 26.9 | 21.11 | 14.93 | 9.98 | 7.87 | 5.29 | 6.24 | 6.51 | 8.03 | 12.42 | 20.07 | 27.74 | 33.87 | 39.45 | 43.84 | 48.1 | 47.04 | 46.83 | 46.44 | 44.62 | 47.47 | 43.81 | 38.7 | 34.88 | 30.56 | 23.79 | 17.41 | 10.7 | 6.73 | 4.9 | 5.96 | 8.17 | 11.66 | 17.35 | 23.82 | 32.26 | 39.31 | 44.72 | 48.49 | 49.64 | 51.64 | 51.36 | 50.46 | 48.72 | 38.98 | 35.07 | 30.26 | 24.53 | 21.58 | 17.34 | 12.02 | 7.58 | 5.48 | 4.49 | 5.1 | 6.46 | 9.38 | 13.13 | 18.7 | 24.77 | 31.5 | 36.31 | 41.14 | 43.95 | 44.12 | 42.74 | 41.8 | 40.15 | 26.48 | 25.65 | 23.73 | 18.23 | 15.71 | 13.35 | 10.04 | 7.2 | 5.49 | 6 | 7.34 | 8.59 | 10.54 | 13.08 | 17.14 | 20.03 | 22.3 | 26.33 | 30.43 | 32.04 | 31.62 | 29.75 | 27.79 | 26.35 | 11.82 | 11.46 | 10.94 | 9.73 | 8.96 | 8.59 | 6.12 | 4.49 | 3.77 | 4.13 | 5.3 | 5.73 | 5.28 | 5.97 | 6.32 | 7.84 | 10.58 | 11.94 | 13.6 | 15.61 | 14.06 | 12.78 | 11.71 | 11.54 | 6.1 | 6.75 | 6.51 | 6.82 | 6.29 | 6.17 | 5.83 | 5.08 | 5.31 | 6 | 6.56 | 7.59 | 7.26 | 7.44 | 7.88 | 8.08 | 7.1 | 6.93 | 8.39 | 8.63 | 8.58 | 7.66 | 7 | 6.46 | 6.89 | 7.05 | 7.46 | 7.09 | 7.45 | 7.06 | 6.24 | 7.5 | 6.98 | 6.28 | 6.2 | 6.58 | 7.47 | 8.32 | 7.69 | 6.52 | 6.69 | 6.79 | 7.06 | 6.87 | 7.43 | 7.99 | 8.17 | 7.59
ENWIND_2_WIND1 |  | Wind | Wind | CISO | South | Socal | FC | 47.1 | 4.37 | 4.54 | 5.19 | 4.89 | 4.84 | 4.51 | 3.68 | 3.18 | 3.35 | 3.36 | 3.33 | 3.48 | 3.85 | 4.41 | 4.4 | 4.81 | 4.22 | 4.22 | 3.96 | 4.01 | 3.86 | 3.78 | 3.93 | 3.75 | 5.83 | 6.45 | 6.67 | 6.31 | 5.57 | 5.26 | 5.49 | 5.55 | 5.36 | 6 | 6.22 | 6.35 | 7.39 | 6.89 | 7.91 | 7 | 8.37 | 8.28 | 9.55 | 9.18 | 9.28 | 8.4 | 7.56 | 6.38 | 9.52 | 9.92 | 9.26 | 8.71 | 8.02 | 6.88 | 6.6 | 6.3 | 6.87 | 6.05 | 6.16 | 6.89 | 7.69 | 8.98 | 9.44 | 10.53 | 10.79 | 11.02 | 10.7 | 10.57 | 10.38 | 10.49 | 11.16 | 10.04 | 17.04 | 15.26 | 13.29 | 11.32 | 9.74 | 8.4 | 5.86 | 4.41 | 4.13 | 3.88 | 3.6 | 3.88 | 4.25 | 6.43 | 9.63 | 12.76 | 15.35 | 16.76 | 17.23 | 17.72 | 18.72 | 17.69 | 17.08 | 17.26 | 19.06 | 17.94 | 17.55 | 15.83 | 13.05 | 10.76 | 8.04 | 6.2 | 4.32 | 3.48 | 3.06 | 2.87 | 4 | 6.6 | 10.76 | 15.54 | 18.04 | 19.9 | 19.43 | 19.43 | 19.83 | 20.14 | 20.65 | 19.36 | 19 | 17.84 | 16.4 | 13.88 | 12.07 | 9.47 | 6.69 | 4.48 | 3.53 | 2.37 | 2.8 | 2.92 | 3.6 | 5.57 | 9 | 12.44 | 15.19 | 17.7 | 19.67 | 21.58 | 21.1 | 21.01 | 20.83 | 20.02 | 21.29 | 19.65 | 17.36 | 15.64 | 13.71 | 10.67 | 7.81 | 4.8 | 3.02 | 2.2 | 2.67 | 3.66 | 5.23 | 7.78 | 10.69 | 14.47 | 17.63 | 20.06 | 21.75 | 22.27 | 23.17 | 23.04 | 22.63 | 21.85 | 17.49 | 15.73 | 13.57 | 11 | 9.68 | 7.78 | 5.39 | 3.4 | 2.46 | 2.02 | 2.29 | 2.9 | 4.21 | 5.89 | 8.39 | 11.11 | 14.13 | 16.29 | 18.45 | 19.72 | 19.79 | 19.17 | 18.75 | 18.01 | 11.88 | 11.5 | 10.64 | 8.18 | 7.05 | 5.99 | 4.5 | 3.23 | 2.46 | 2.69 | 3.29 | 3.85 | 4.73 | 5.87 | 7.69 | 8.98 | 10 | 11.81 | 13.65 | 14.37 | 14.18 | 13.34 | 12.47 | 11.82 | 5.3 | 5.14 | 4.91 | 4.36 | 4.02 | 3.85 | 2.74 | 2.01 | 1.69 | 1.85 | 2.38 | 2.57 | 2.37 | 2.68 | 2.84 | 3.52 | 4.75 | 5.36 | 6.1 | 7 | 6.31 | 5.73 | 5.25 | 5.18 | 2.74 | 3.03 | 2.92 | 3.06 | 2.82 | 2.77 | 2.62 | 2.28 | 2.38 | 2.69 | 2.94 | 3.4 | 3.26 | 3.34 | 3.54 | 3.62 | 3.19 | 3.11 | 3.76 | 3.87 | 3.85 | 3.43 | 3.14 | 2.9 | 3.09 | 3.16 | 3.35 | 3.18 | 3.34 | 3.17 | 2.8 | 3.36 | 3.13 | 2.82 | 2.78 | 2.95 | 3.35 | 3.73 | 3.45 | 2.92 | 3 | 3.05 | 3.17 | 3.08 | 3.33 | 3.58 | 3.67 | 3.41
ENWIND_2_WIND2 |  | Wind | Wind | CISO | South | Socal | FC | 38.24 | 3.55 | 3.69 | 4.22 | 3.97 | 3.93 | 3.66 | 2.99 | 2.58 | 2.72 | 2.73 | 2.7 | 2.83 | 3.13 | 3.58 | 3.57 | 3.9 | 3.43 | 3.43 | 3.21 | 3.26 | 3.13 | 3.07 | 3.19 | 3.05 | 4.73 | 5.23 | 5.42 | 5.12 | 4.52 | 4.27 | 4.46 | 4.51 | 4.35 | 4.87 | 5.05 | 5.16 | 6 | 5.59 | 6.42 | 5.68 | 6.8 | 6.72 | 7.75 | 7.45 | 7.54 | 6.82 | 6.14 | 5.18 | 7.73 | 8.06 | 7.52 | 7.07 | 6.51 | 5.58 | 5.36 | 5.12 | 5.58 | 4.91 | 5 | 5.6 | 6.24 | 7.29 | 7.66 | 8.55 | 8.76 | 8.95 | 8.69 | 8.58 | 8.43 | 8.52 | 9.06 | 8.15 | 13.83 | 12.39 | 10.79 | 9.19 | 7.91 | 6.82 | 4.76 | 3.58 | 3.35 | 3.15 | 2.92 | 3.15 | 3.45 | 5.22 | 7.82 | 10.36 | 12.46 | 13.61 | 13.99 | 14.39 | 15.2 | 14.36 | 13.87 | 14.01 | 15.48 | 14.57 | 14.25 | 12.85 | 10.59 | 8.74 | 6.53 | 5.03 | 3.51 | 2.83 | 2.48 | 2.33 | 3.25 | 5.36 | 8.74 | 12.62 | 14.65 | 16.16 | 15.78 | 15.77 | 16.1 | 16.35 | 16.76 | 15.72 | 15.42 | 14.48 | 13.31 | 11.27 | 9.8 | 7.69 | 5.44 | 3.63 | 2.87 | 1.93 | 2.27 | 2.37 | 2.92 | 4.52 | 7.31 | 10.1 | 12.34 | 14.37 | 15.97 | 17.52 | 17.13 | 17.06 | 16.91 | 16.25 | 17.29 | 15.95 | 14.1 | 12.7 | 11.13 | 8.66 | 6.34 | 3.9 | 2.45 | 1.79 | 2.17 | 2.97 | 4.25 | 6.32 | 8.68 | 11.75 | 14.32 | 16.29 | 17.66 | 18.08 | 18.81 | 18.7 | 18.38 | 17.74 | 14.2 | 12.77 | 11.02 | 8.93 | 7.86 | 6.32 | 4.38 | 2.76 | 2 | 1.64 | 1.86 | 2.35 | 3.42 | 4.78 | 6.81 | 9.02 | 11.47 | 13.22 | 14.98 | 16.01 | 16.07 | 15.57 | 15.22 | 14.62 | 9.65 | 9.34 | 8.64 | 6.64 | 5.72 | 4.86 | 3.65 | 2.62 | 2 | 2.18 | 2.67 | 3.13 | 3.84 | 4.76 | 6.24 | 7.29 | 8.12 | 9.59 | 11.08 | 11.67 | 11.51 | 10.83 | 10.12 | 9.6 | 4.31 | 4.17 | 3.98 | 3.54 | 3.26 | 3.13 | 2.23 | 1.64 | 1.37 | 1.5 | 1.93 | 2.09 | 1.92 | 2.17 | 2.3 | 2.85 | 3.85 | 4.35 | 4.95 | 5.68 | 5.12 | 4.65 | 4.27 | 4.2 | 2.22 | 2.46 | 2.37 | 2.48 | 2.29 | 2.25 | 2.12 | 1.85 | 1.94 | 2.19 | 2.39 | 2.76 | 2.64 | 2.71 | 2.87 | 2.94 | 2.59 | 2.52 | 3.06 | 3.14 | 3.13 | 2.79 | 2.55 | 2.35 | 2.51 | 2.57 | 2.72 | 2.58 | 2.71 | 2.57 | 2.27 | 2.73 | 2.54 | 2.29 | 2.26 | 2.4 | 2.72 | 3.03 | 2.8 | 2.37 | 2.44 | 2.47 | 2.57 | 2.5 | 2.71 | 2.91 | 2.98 | 2.77
ESTWND_2_OPPWD1 |  | Wind | Wind | CISO | South | Socal | FC | 57.14 | 5.3 | 5.51 | 6.3 | 5.93 | 5.87 | 5.47 | 4.47 | 3.86 | 4.07 | 4.07 | 4.04 | 4.22 | 4.67 | 5.36 | 5.33 | 5.83 | 5.12 | 5.12 | 4.8 | 4.87 | 4.68 | 4.59 | 4.77 | 4.55 | 7.07 | 7.82 | 8.1 | 7.65 | 6.76 | 6.38 | 6.66 | 6.74 | 6.51 | 7.28 | 7.55 | 7.7 | 8.97 | 8.36 | 9.6 | 8.49 | 10.16 | 10.04 | 11.59 | 11.14 | 11.26 | 10.19 | 9.18 | 7.74 | 11.55 | 12.04 | 11.23 | 10.57 | 9.73 | 8.34 | 8.01 | 7.65 | 8.33 | 7.34 | 7.48 | 8.36 | 9.33 | 10.89 | 11.45 | 12.77 | 13.09 | 13.37 | 12.98 | 12.82 | 12.59 | 12.73 | 13.54 | 12.18 | 20.67 | 18.51 | 16.13 | 13.74 | 11.82 | 10.19 | 7.11 | 5.36 | 5.01 | 4.7 | 4.36 | 4.7 | 5.15 | 7.81 | 11.69 | 15.48 | 18.62 | 20.34 | 20.91 | 21.5 | 22.71 | 21.46 | 20.72 | 20.94 | 23.13 | 21.77 | 21.3 | 19.21 | 15.83 | 13.05 | 9.75 | 7.52 | 5.24 | 4.22 | 3.71 | 3.49 | 4.85 | 8.01 | 13.06 | 18.85 | 21.89 | 24.14 | 23.57 | 23.57 | 24.05 | 24.43 | 25.05 | 23.49 | 23.04 | 21.64 | 19.89 | 16.83 | 14.64 | 11.49 | 8.12 | 5.43 | 4.28 | 2.88 | 3.4 | 3.54 | 4.37 | 6.76 | 10.92 | 15.09 | 18.43 | 21.47 | 23.86 | 26.18 | 25.6 | 25.48 | 25.27 | 24.28 | 25.83 | 23.84 | 21.06 | 18.98 | 16.63 | 12.94 | 9.48 | 5.82 | 3.66 | 2.67 | 3.24 | 4.44 | 6.34 | 9.44 | 12.96 | 17.56 | 21.39 | 24.33 | 26.39 | 27.02 | 28.1 | 27.95 | 27.46 | 26.51 | 21.21 | 19.08 | 16.47 | 13.35 | 11.74 | 9.44 | 6.54 | 4.12 | 2.98 | 2.45 | 2.77 | 3.51 | 5.11 | 7.14 | 10.17 | 13.48 | 17.14 | 19.76 | 22.39 | 23.92 | 24.01 | 23.26 | 22.75 | 21.85 | 14.41 | 13.96 | 12.91 | 9.92 | 8.55 | 7.26 | 5.46 | 3.92 | 2.99 | 3.26 | 4 | 4.67 | 5.74 | 7.12 | 9.33 | 10.9 | 12.13 | 14.33 | 16.56 | 17.44 | 17.2 | 16.19 | 15.12 | 14.34 | 6.44 | 6.24 | 5.95 | 5.3 | 4.87 | 4.68 | 3.33 | 2.44 | 2.05 | 2.25 | 2.88 | 3.12 | 2.87 | 3.25 | 3.44 | 4.27 | 5.76 | 6.5 | 7.4 | 8.49 | 7.65 | 6.95 | 6.37 | 6.28 | 3.32 | 3.67 | 3.54 | 3.71 | 3.43 | 3.36 | 3.17 | 2.77 | 2.89 | 3.26 | 3.57 | 4.13 | 3.95 | 4.05 | 4.29 | 4.4 | 3.87 | 3.77 | 4.57 | 4.7 | 4.67 | 4.17 | 3.81 | 3.51 | 3.75 | 3.83 | 4.06 | 3.86 | 4.05 | 3.84 | 3.4 | 4.08 | 3.8 | 3.42 | 3.37 | 3.58 | 4.07 | 4.53 | 4.19 | 3.55 | 3.64 | 3.7 | 3.84 | 3.74 | 4.04 | 4.35 | 4.45 | 4.13
ETIWND_2_CHMPNE |  | Solar_Fixed | Solar Fixed | CISO | South | Socal | EO | 1 | 0 | 0 | 0 | 0 | 0 | 0 | 0 | 0.12 | 0.41 | 0.56 | 0.62 | 0.64 | 0.61 | 0.59 | 0.49 | 0.27 | 0.04 | 0 | 0 | 0 | 0 | 0 | 0 | 0 | 0 | 0 | 0 | 0 | 0 | 0 | 0.01 | 0.22 | 0.52 | 0.64 | 0.68 | 0.69 | 0.66 | 0.63 | 0.57 | 0.45 | 0.16 | 0 | 0 | 0 | 0 | 0 | 0 | 0 | 0 | 0 | 0 | 0 | 0 | 0 | 0.07 | 0.38 | 0.59 | 0.67 | 0.69 | 0.7 | 0.67 | 0.63 | 0.57 | 0.46 | 0.25 | 0.03 | 0 | 0 | 0 | 0 | 0 | 0 | 0 | 0 | 0 | 0 | 0 | 0.04 | 0.29 | 0.59 | 0.75 | 0.81 | 0.84 | 0.84 | 0.83 | 0.8 | 0.74 | 0.64 | 0.44 | 0.11 | 0 | 0 | 0 | 0 | 0 | 0 | 0 | 0 | 0 | 0 | 0 | 0.12 | 0.42 | 0.63 | 0.76 | 0.83 | 0.87 | 0.88 | 0.87 | 0.85 | 0.79 | 0.69 | 0.51 | 0.2 | 0.02 | 0 | 0 | 0 | 0 | 0 | 0 | 0 | 0 | 0 | 0 | 0.13 | 0.41 | 0.61 | 0.76 | 0.84 | 0.88 | 0.88 | 0.87 | 0.85 | 0.78 | 0.68 | 0.53 | 0.25 | 0.03 | 0 | 0 | 0 | 0 | 0 | 0 | 0 | 0 | 0 | 0 | 0.07 | 0.3 | 0.54 | 0.68 | 0.77 | 0.82 | 0.84 | 0.83 | 0.8 | 0.74 | 0.65 | 0.5 | 0.23 | 0.03 | 0 | 0 | 0 | 0 | 0 | 0 | 0 | 0 | 0 | 0 | 0.03 | 0.26 | 0.54 | 0.68 | 0.78 | 0.84 | 0.86 | 0.83 | 0.8 | 0.73 | 0.63 | 0.42 | 0.12 | 0 | 0 | 0 | 0 | 0 | 0 | 0 | 0 | 0 | 0 | 0 | 0.01 | 0.2 | 0.52 | 0.69 | 0.77 | 0.82 | 0.83 | 0.83 | 0.8 | 0.72 | 0.57 | 0.27 | 0.03 | 0 | 0 | 0 | 0 | 0 | 0 | 0 | 0 | 0 | 0 | 0 | 0 | 0.13 | 0.47 | 0.67 | 0.75 | 0.8 | 0.81 | 0.8 | 0.76 | 0.68 | 0.45 | 0.11 | 0 | 0 | 0 | 0 | 0 | 0 | 0 | 0 | 0 | 0 | 0 | 0 | 0 | 0.03 | 0.3 | 0.58 | 0.68 | 0.72 | 0.73 | 0.71 | 0.67 | 0.55 | 0.26 | 0.02 | 0 | 0 | 0 | 0 | 0 | 0 | 0 | 0 | 0 | 0 | 0 | 0 | 0 | 0 | 0.13 | 0.39 | 0.52 | 0.57 | 0.6 | 0.59 | 0.54 | 0.42 | 0.2 | 0.01 | 0 | 0 | 0 | 0 | 0 | 0 | 0
ETIWND_2_SOLAR1 |  | Solar_1Axis | Solar Tracking | CISO | South | Socal | FC | 1 | 0 | 0 | 0 | 0 | 0 | 0 | 0 | 0.11 | 0.41 | 0.53 | 0.55 | 0.56 | 0.55 | 0.52 | 0.48 | 0.3 | 0.06 | 0 | 0 | 0 | 0 | 0 | 0 | 0 | 0 | 0 | 0 | 0 | 0 | 0 | 0.01 | 0.26 | 0.63 | 0.67 | 0.66 | 0.64 | 0.62 | 0.6 | 0.59 | 0.53 | 0.23 | 0.01 | 0 | 0 | 0 | 0 | 0 | 0 | 0 | 0 | 0 | 0 | 0 | 0 | 0.08 | 0.46 | 0.63 | 0.66 | 0.64 | 0.63 | 0.62 | 0.57 | 0.51 | 0.46 | 0.33 | 0.05 | 0 | 0 | 0 | 0 | 0 | 0 | 0 | 0 | 0 | 0 | 0 | 0.04 | 0.43 | 0.76 | 0.8 | 0.82 | 0.81 | 0.81 | 0.81 | 0.8 | 0.78 | 0.74 | 0.61 | 0.2 | 0 | 0 | 0 | 0 | 0 | 0 | 0 | 0 | 0 | 0 | 0 | 0.16 | 0.57 | 0.78 | 0.83 | 0.85 | 0.86 | 0.86 | 0.86 | 0.85 | 0.83 | 0.79 | 0.69 | 0.34 | 0.03 | 0 | 0 | 0 | 0 | 0 | 0 | 0 | 0 | 0 | 0 | 0.2 | 0.57 | 0.75 | 0.81 | 0.84 | 0.85 | 0.85 | 0.85 | 0.84 | 0.82 | 0.79 | 0.7 | 0.43 | 0.07 | 0 | 0 | 0 | 0 | 0 | 0 | 0 | 0 | 0 | 0 | 0.09 | 0.45 | 0.7 | 0.79 | 0.83 | 0.84 | 0.84 | 0.83 | 0.82 | 0.8 | 0.76 | 0.67 | 0.39 | 0.06 | 0 | 0 | 0 | 0 | 0 | 0 | 0 | 0 | 0 | 0 | 0.03 | 0.33 | 0.63 | 0.75 | 0.8 | 0.82 | 0.82 | 0.8 | 0.78 | 0.75 | 0.69 | 0.55 | 0.2 | 0.01 | 0 | 0 | 0 | 0 | 0 | 0 | 0 | 0 | 0 | 0 | 0.01 | 0.25 | 0.65 | 0.75 | 0.79 | 0.8 | 0.8 | 0.79 | 0.78 | 0.77 | 0.7 | 0.39 | 0.05 | 0 | 0 | 0 | 0 | 0 | 0 | 0 | 0 | 0 | 0 | 0 | 0 | 0.14 | 0.56 | 0.71 | 0.73 | 0.73 | 0.73 | 0.73 | 0.74 | 0.72 | 0.56 | 0.16 | 0 | 0 | 0 | 0 | 0 | 0 | 0 | 0 | 0 | 0 | 0 | 0 | 0 | 0.03 | 0.33 | 0.61 | 0.66 | 0.65 | 0.63 | 0.64 | 0.64 | 0.61 | 0.35 | 0.03 | 0 | 0 | 0 | 0 | 0 | 0 | 0 | 0 | 0 | 0 | 0 | 0 | 0 | 0 | 0.12 | 0.39 | 0.47 | 0.49 | 0.48 | 0.5 | 0.47 | 0.43 | 0.24 | 0.02 | 0 | 0 | 0 | 0 | 0 | 0 | 0
ETIWND_2_SOLAR2 |  | Solar_1Axis | Solar Tracking | CISO | South | Socal | EO | 1 | 0 | 0 | 0 | 0 | 0 | 0 | 0 | 0.11 | 0.41 | 0.53 | 0.55 | 0.56 | 0.55 | 0.52 | 0.48 | 0.3 | 0.06 | 0 | 0 | 0 | 0 | 0 | 0 | 0 | 0 | 0 | 0 | 0 | 0 | 0 | 0.01 | 0.26 | 0.63 | 0.67 | 0.66 | 0.64 | 0.62 | 0.6 | 0.59 | 0.53 | 0.23 | 0.01 | 0 | 0 | 0 | 0 | 0 | 0 | 0 | 0 | 0 | 0 | 0 | 0 | 0.08 | 0.46 | 0.63 | 0.66 | 0.64 | 0.63 | 0.62 | 0.57 | 0.51 | 0.46 | 0.33 | 0.05 | 0 | 0 | 0 | 0 | 0 | 0 | 0 | 0 | 0 | 0 | 0 | 0.04 | 0.43 | 0.76 | 0.8 | 0.82 | 0.81 | 0.81 | 0.81 | 0.8 | 0.78 | 0.74 | 0.61 | 0.2 | 0 | 0 | 0 | 0 | 0 | 0 | 0 | 0 | 0 | 0 | 0 | 0.16 | 0.57 | 0.78 | 0.83 | 0.85 | 0.86 | 0.86 | 0.86 | 0.85 | 0.83 | 0.79 | 0.69 | 0.34 | 0.03 | 0 | 0 | 0 | 0 | 0 | 0 | 0 | 0 | 0 | 0 | 0.2 | 0.57 | 0.75 | 0.81 | 0.84 | 0.85 | 0.85 | 0.85 | 0.84 | 0.82 | 0.79 | 0.7 | 0.43 | 0.07 | 0 | 0 | 0 | 0 | 0 | 0 | 0 | 0 | 0 | 0 | 0.09 | 0.45 | 0.7 | 0.79 | 0.83 | 0.84 | 0.84 | 0.83 | 0.82 | 0.8 | 0.76 | 0.67 | 0.39 | 0.06 | 0 | 0 | 0 | 0 | 0 | 0 | 0 | 0 | 0 | 0 | 0.03 | 0.33 | 0.63 | 0.75 | 0.8 | 0.82 | 0.82 | 0.8 | 0.78 | 0.75 | 0.69 | 0.55 | 0.2 | 0.01 | 0 | 0 | 0 | 0 | 0 | 0 | 0 | 0 | 0 | 0 | 0.01 | 0.25 | 0.65 | 0.75 | 0.79 | 0.8 | 0.8 | 0.79 | 0.78 | 0.77 | 0.7 | 0.39 | 0.05 | 0 | 0 | 0 | 0 | 0 | 0 | 0 | 0 | 0 | 0 | 0 | 0 | 0.14 | 0.56 | 0.71 | 0.73 | 0.73 | 0.73 | 0.73 | 0.74 | 0.72 | 0.56 | 0.16 | 0 | 0 | 0 | 0 | 0 | 0 | 0 | 0 | 0 | 0 | 0 | 0 | 0 | 0.03 | 0.33 | 0.61 | 0.66 | 0.65 | 0.63 | 0.64 | 0.64 | 0.61 | 0.35 | 0.03 | 0 | 0 | 0 | 0 | 0 | 0 | 0 | 0 | 0 | 0 | 0 | 0 | 0 | 0 | 0.12 | 0.39 | 0.47 | 0.49 | 0.48 | 0.5 | 0.47 | 0.43 | 0.24 | 0.02 | 0 | 0 | 0 | 0 | 0 | 0 | 0
ETIWND_2_SOLAR5 |  | Solar_1Axis | Solar Tracking | CISO | South | Socal | EO | 2 | 0 | 0 | 0 | 0 | 0 | 0 | 0 | 0.22 | 0.82 | 1.06 | 1.1 | 1.12 | 1.11 | 1.04 | 0.96 | 0.61 | 0.12 | 0 | 0 | 0 | 0 | 0 | 0 | 0 | 0 | 0 | 0 | 0 | 0 | 0 | 0.01 | 0.51 | 1.25 | 1.34 | 1.32 | 1.28 | 1.24 | 1.21 | 1.19 | 1.07 | 0.47 | 0.02 | 0 | 0 | 0 | 0 | 0 | 0 | 0 | 0 | 0 | 0 | 0 | 0 | 0.15 | 0.92 | 1.26 | 1.31 | 1.29 | 1.25 | 1.25 | 1.13 | 1.03 | 0.93 | 0.66 | 0.1 | 0 | 0 | 0 | 0 | 0 | 0 | 0 | 0 | 0 | 0 | 0 | 0.09 | 0.85 | 1.51 | 1.59 | 1.63 | 1.62 | 1.63 | 1.61 | 1.61 | 1.56 | 1.48 | 1.22 | 0.4 | 0.01 | 0 | 0 | 0 | 0 | 0 | 0 | 0 | 0 | 0 | 0 | 0.33 | 1.15 | 1.56 | 1.67 | 1.71 | 1.71 | 1.72 | 1.72 | 1.7 | 1.66 | 1.59 | 1.39 | 0.68 | 0.06 | 0 | 0 | 0 | 0 | 0 | 0 | 0 | 0 | 0 | 0.01 | 0.39 | 1.15 | 1.5 | 1.62 | 1.69 | 1.7 | 1.71 | 1.71 | 1.69 | 1.64 | 1.59 | 1.41 | 0.85 | 0.15 | 0 | 0 | 0 | 0 | 0 | 0 | 0 | 0 | 0 | 0 | 0.18 | 0.89 | 1.4 | 1.59 | 1.66 | 1.68 | 1.68 | 1.66 | 1.64 | 1.6 | 1.53 | 1.35 | 0.78 | 0.12 | 0 | 0 | 0 | 0 | 0 | 0 | 0 | 0 | 0 | 0 | 0.06 | 0.67 | 1.26 | 1.49 | 1.6 | 1.64 | 1.63 | 1.6 | 1.56 | 1.49 | 1.38 | 1.1 | 0.41 | 0.01 | 0 | 0 | 0 | 0 | 0 | 0 | 0 | 0 | 0 | 0 | 0.01 | 0.49 | 1.29 | 1.5 | 1.58 | 1.59 | 1.59 | 1.58 | 1.57 | 1.54 | 1.39 | 0.78 | 0.09 | 0 | 0 | 0 | 0 | 0 | 0 | 0 | 0 | 0 | 0 | 0 | 0 | 0.28 | 1.12 | 1.43 | 1.47 | 1.46 | 1.46 | 1.47 | 1.47 | 1.44 | 1.13 | 0.32 | 0 | 0 | 0 | 0 | 0 | 0 | 0 | 0 | 0 | 0 | 0 | 0 | 0 | 0.05 | 0.66 | 1.23 | 1.33 | 1.29 | 1.26 | 1.27 | 1.28 | 1.22 | 0.7 | 0.07 | 0 | 0 | 0 | 0 | 0 | 0 | 0 | 0 | 0 | 0 | 0 | 0 | 0 | 0 | 0.24 | 0.78 | 0.93 | 0.98 | 0.96 | 0.99 | 0.94 | 0.86 | 0.49 | 0.04 | 0 | 0 | 0 | 0 | 0 | 0 | 0
EXCLSG_1_SOLAR |  | Solar_1Axis | Solar Tracking | CISO | North | Norcal | FC | 60 | 0 | 0 | 0 | 0 | 0 | 0 | 0 | 1.27 | 9.83 | 18.74 | 23.17 | 25.51 | 25.52 | 24.09 | 22.55 | 15.4 | 3.36 | 0 | 0 | 0 | 0 | 0 | 0 | 0 | 0 | 0 | 0 | 0 | 0 | 0 | 0.01 | 7.41 | 30.81 | 38.41 | 39.23 | 37.18 | 36.64 | 36.4 | 37.19 | 31.72 | 16.64 | 0.92 | 0 | 0 | 0 | 0 | 0 | 0 | 0 | 0 | 0 | 0 | 0 | 0 | 1.55 | 19.16 | 35.96 | 38.53 | 36.16 | 37.14 | 36.59 | 33.68 | 31.1 | 28.97 | 20.39 | 4.72 | 0.01 | 0 | 0 | 0 | 0 | 0 | 0 | 0 | 0 | 0 | 0 | 0.83 | 17.9 | 39.5 | 43.45 | 43.21 | 42.45 | 43.47 | 43.57 | 42.92 | 43.62 | 41.82 | 38.14 | 17.7 | 0.82 | 0 | 0 | 0 | 0 | 0 | 0 | 0 | 0 | 0 | 0.01 | 6.6 | 31.14 | 43.91 | 45.91 | 45.97 | 45.56 | 46.53 | 46.52 | 47.59 | 47.58 | 46.53 | 43.86 | 27.14 | 4.22 | 0 | 0 | 0 | 0 | 0 | 0 | 0 | 0 | 0 | 0.04 | 9.47 | 34.41 | 46.62 | 49.92 | 50.54 | 50.92 | 51.21 | 51.07 | 50.62 | 50.6 | 49.5 | 45.92 | 34.02 | 9.59 | 0.11 | 0 | 0 | 0 | 0 | 0 | 0 | 0 | 0 | 0 | 4.3 | 27.61 | 44.52 | 49.13 | 49.81 | 50.16 | 49.96 | 49.86 | 49.32 | 49.23 | 47.23 | 43.78 | 30.71 | 7.22 | 0.04 | 0 | 0 | 0 | 0 | 0 | 0 | 0 | 0 | 0 | 0.61 | 16.18 | 37.38 | 45.2 | 47.3 | 47.51 | 47.88 | 47.51 | 47.13 | 46.8 | 44.04 | 36.12 | 16.03 | 0.89 | 0 | 0 | 0 | 0 | 0 | 0 | 0 | 0 | 0 | 0 | 0.06 | 9.88 | 35.24 | 44.39 | 45.89 | 45.56 | 45.04 | 45.12 | 45.76 | 45.96 | 43.31 | 28.51 | 5.6 | 0.01 | 0 | 0 | 0 | 0 | 0 | 0 | 0 | 0 | 0 | 0 | 0 | 2.95 | 23.39 | 38.69 | 39.86 | 39.06 | 38.08 | 38.37 | 39.06 | 38.91 | 32.75 | 10.89 | 0.23 | 0 | 0 | 0 | 0 | 0 | 0 | 0 | 0 | 0 | 0 | 0 | 0 | 0.11 | 9.12 | 27.46 | 32.34 | 31.73 | 30.72 | 31.62 | 32.55 | 30.58 | 19.16 | 2.27 | 0 | 0 | 0 | 0 | 0 | 0 | 0 | 0 | 0 | 0 | 0 | 0 | 0 | 0 | 1.79 | 12.28 | 20.15 | 24.49 | 25.73 | 25.05 | 24.26 | 22.43 | 12.54 | 1.35 | 0 | 0 | 0 | 0 | 0 | 0 | 0
FLOWD2_2_FPLWND |  | Wind | Wind | CISO | North | Norcal | FC | 18 | 1.25 | 1.35 | 1.12 | 1.14 | 1.11 | 1.11 | 1.14 | 1.25 | 1.13 | 0.96 | 0.98 | 0.91 | 0.89 | 0.83 | 0.75 | 0.72 | 0.75 | 0.84 | 1.02 | 1.25 | 1.29 | 1.37 | 1.31 | 1.3 | 2.63 | 2.62 | 2.42 | 2.34 | 2.17 | 2.09 | 2.13 | 2.35 | 2.07 | 1.92 | 1.91 | 1.7 | 1.64 | 1.72 | 1.78 | 1.52 | 1.3 | 1.35 | 1.53 | 2.11 | 2.28 | 2.24 | 2.69 | 2.78 | 3.24 | 2.95 | 2.84 | 2.68 | 2.18 | 1.78 | 1.91 | 1.88 | 1.53 | 1.37 | 1.28 | 1.4 | 1.39 | 1.74 | 1.77 | 1.95 | 2.23 | 2.53 | 3.19 | 3.37 | 3.38 | 3.35 | 3.33 | 3.41 | 7.22 | 6.69 | 5.79 | 5.35 | 4.7 | 4.3 | 3.47 | 2.88 | 2.49 | 2.38 | 2.02 | 1.79 | 1.89 | 2.43 | 2.94 | 4.15 | 4.98 | 6.13 | 6.32 | 6.73 | 7.08 | 7.42 | 7.57 | 7.75 | 8.01 | 8.26 | 8.2 | 7.02 | 6.04 | 5.61 | 4.56 | 4.55 | 3.79 | 3.13 | 2.46 | 2.65 | 3.2 | 3.67 | 5.18 | 6.5 | 7.65 | 8.18 | 8.3 | 8.62 | 8.99 | 8.68 | 8.53 | 8.46 | 8.67 | 8.73 | 8.18 | 7.88 | 7.1 | 5.97 | 4.84 | 4.36 | 3.61 | 2.7 | 1.82 | 1.82 | 1.85 | 2.68 | 4.38 | 6.07 | 7.12 | 7.68 | 7.91 | 8.41 | 9.22 | 9.2 | 9.4 | 9.23 | 10.7 | 10.25 | 10.08 | 9.59 | 8.8 | 8.34 | 7.07 | 5.49 | 4.11 | 3.34 | 2.56 | 2.31 | 2.95 | 4.12 | 5.84 | 6.87 | 7.73 | 8.39 | 9.08 | 9.4 | 9.97 | 10.39 | 10.92 | 11.13 | 9.05 | 8.29 | 7.47 | 6.54 | 5.68 | 4.94 | 4.38 | 3 | 1.98 | 1.46 | 1.07 | 0.89 | 0.91 | 1.12 | 1.74 | 3.07 | 4.53 | 5.47 | 6.62 | 8.17 | 8.71 | 8.92 | 9.06 | 8.98 | 8.52 | 7.78 | 7.01 | 6.23 | 5.51 | 4.95 | 4.69 | 4.14 | 3.63 | 2.82 | 1.95 | 1.42 | 1.53 | 1.69 | 2.26 | 3.48 | 4.43 | 5.35 | 6.52 | 7.17 | 7.6 | 7.67 | 8.31 | 8.23 | 3.7 | 3.61 | 3.23 | 2.96 | 2.7 | 2.01 | 1.91 | 1.5 | 1.27 | 1.27 | 1.02 | 0.95 | 0.87 | 0.86 | 0.94 | 1.05 | 1.29 | 1.97 | 2.2 | 2.62 | 3.31 | 3.7 | 4.13 | 4.14 | 1.14 | 1.06 | 1.2 | 1.18 | 1.01 | 1.07 | 1.04 | 1.02 | 0.8 | 0.67 | 0.61 | 0.56 | 0.6 | 0.55 | 0.62 | 0.7 | 0.63 | 0.72 | 0.82 | 0.86 | 1.09 | 1.19 | 1.29 | 1.32 | 1.22 | 1.33 | 1.12 | 1.12 | 1.14 | 1.24 | 1.18 | 1.15 | 1.17 | 0.99 | 0.86 | 0.86 | 0.83 | 0.72 | 0.85 | 0.85 | 0.79 | 0.99 | 1.12 | 1.31 | 1.43 | 1.34 | 1.37 | 1.26
FLOWD_2_RT2WD2 |  | Wind | Wind | CISO | South | Socal | FC | 27.39 | 2.54 | 2.64 | 3.02 | 2.84 | 2.81 | 2.62 | 2.14 | 1.85 | 1.95 | 1.95 | 1.93 | 2.03 | 2.24 | 2.57 | 2.56 | 2.8 | 2.46 | 2.45 | 2.3 | 2.33 | 2.24 | 2.2 | 2.29 | 2.18 | 3.39 | 3.75 | 3.88 | 3.67 | 3.24 | 3.06 | 3.19 | 3.23 | 3.12 | 3.49 | 3.62 | 3.69 | 4.3 | 4.01 | 4.6 | 4.07 | 4.87 | 4.81 | 5.55 | 5.34 | 5.4 | 4.88 | 4.4 | 3.71 | 5.54 | 5.77 | 5.38 | 5.07 | 4.66 | 4 | 3.84 | 3.67 | 4 | 3.52 | 3.58 | 4.01 | 4.47 | 5.22 | 5.49 | 6.12 | 6.28 | 6.41 | 6.22 | 6.15 | 6.04 | 6.1 | 6.49 | 5.84 | 9.91 | 8.87 | 7.73 | 6.59 | 5.67 | 4.89 | 3.41 | 2.57 | 2.4 | 2.25 | 2.09 | 2.25 | 2.47 | 3.74 | 5.6 | 7.42 | 8.92 | 9.75 | 10.02 | 10.31 | 10.89 | 10.29 | 9.93 | 10.04 | 11.09 | 10.43 | 10.21 | 9.21 | 7.59 | 6.26 | 4.68 | 3.6 | 2.51 | 2.02 | 1.78 | 1.67 | 2.33 | 3.84 | 6.26 | 9.04 | 10.49 | 11.57 | 11.3 | 11.3 | 11.53 | 11.71 | 12.01 | 11.26 | 11.05 | 10.37 | 9.53 | 8.07 | 7.02 | 5.51 | 3.89 | 2.6 | 2.05 | 1.38 | 1.63 | 1.7 | 2.09 | 3.24 | 5.24 | 7.24 | 8.84 | 10.29 | 11.44 | 12.55 | 12.27 | 12.22 | 12.11 | 11.64 | 12.38 | 11.43 | 10.1 | 9.1 | 7.97 | 6.2 | 4.54 | 2.79 | 1.75 | 1.28 | 1.55 | 2.13 | 3.04 | 4.53 | 6.21 | 8.42 | 10.25 | 11.66 | 12.65 | 12.95 | 13.47 | 13.4 | 13.16 | 12.71 | 10.17 | 9.15 | 7.89 | 6.4 | 5.63 | 4.52 | 3.13 | 1.98 | 1.43 | 1.17 | 1.33 | 1.68 | 2.45 | 3.42 | 4.88 | 6.46 | 8.22 | 9.47 | 10.73 | 11.46 | 11.51 | 11.15 | 10.9 | 10.47 | 6.91 | 6.69 | 6.19 | 4.76 | 4.1 | 3.48 | 2.62 | 1.88 | 1.43 | 1.56 | 1.92 | 2.24 | 2.75 | 3.41 | 4.47 | 5.23 | 5.82 | 6.87 | 7.94 | 8.36 | 8.25 | 7.76 | 7.25 | 6.87 | 3.08 | 2.99 | 2.85 | 2.54 | 2.34 | 2.24 | 1.6 | 1.17 | 0.98 | 1.08 | 1.38 | 1.49 | 1.38 | 1.56 | 1.65 | 2.04 | 2.76 | 3.11 | 3.55 | 4.07 | 3.67 | 3.33 | 3.06 | 3.01 | 1.59 | 1.76 | 1.7 | 1.78 | 1.64 | 1.61 | 1.52 | 1.33 | 1.39 | 1.57 | 1.71 | 1.98 | 1.89 | 1.94 | 2.06 | 2.11 | 1.85 | 1.81 | 2.19 | 2.25 | 2.24 | 2 | 1.83 | 1.68 | 1.8 | 1.84 | 1.95 | 1.85 | 1.94 | 1.84 | 1.63 | 1.96 | 1.82 | 1.64 | 1.62 | 1.72 | 1.95 | 2.17 | 2.01 | 1.7 | 1.74 | 1.77 | 1.84 | 1.79 | 1.94 | 2.08 | 2.13 | 1.98
FLOWD_2_WIND1 |  | Wind | Wind | CISO | South | Socal | FC | 11.9 | 1.1 | 1.15 | 1.31 | 1.23 | 1.22 | 1.14 | 0.93 | 0.8 | 0.85 | 0.85 | 0.84 | 0.88 | 0.97 | 1.12 | 1.11 | 1.21 | 1.07 | 1.07 | 1 | 1.01 | 0.97 | 0.96 | 0.99 | 0.95 | 1.47 | 1.63 | 1.69 | 1.59 | 1.41 | 1.33 | 1.39 | 1.4 | 1.35 | 1.52 | 1.57 | 1.6 | 1.87 | 1.74 | 2 | 1.77 | 2.12 | 2.09 | 2.41 | 2.32 | 2.35 | 2.12 | 1.91 | 1.61 | 2.41 | 2.51 | 2.34 | 2.2 | 2.03 | 1.74 | 1.67 | 1.59 | 1.74 | 1.53 | 1.56 | 1.74 | 1.94 | 2.27 | 2.38 | 2.66 | 2.73 | 2.78 | 2.7 | 2.67 | 2.62 | 2.65 | 2.82 | 2.54 | 4.31 | 3.85 | 3.36 | 2.86 | 2.46 | 2.12 | 1.48 | 1.12 | 1.04 | 0.98 | 0.91 | 0.98 | 1.07 | 1.63 | 2.43 | 3.22 | 3.88 | 4.24 | 4.35 | 4.48 | 4.73 | 4.47 | 4.32 | 4.36 | 4.82 | 4.53 | 4.43 | 4 | 3.3 | 2.72 | 2.03 | 1.57 | 1.09 | 0.88 | 0.77 | 0.73 | 1.01 | 1.67 | 2.72 | 3.93 | 4.56 | 5.03 | 4.91 | 4.91 | 5.01 | 5.09 | 5.22 | 4.89 | 4.8 | 4.51 | 4.14 | 3.51 | 3.05 | 2.39 | 1.69 | 1.13 | 0.89 | 0.6 | 0.71 | 0.74 | 0.91 | 1.41 | 2.27 | 3.14 | 3.84 | 4.47 | 4.97 | 5.45 | 5.33 | 5.31 | 5.26 | 5.06 | 5.38 | 4.96 | 4.39 | 3.95 | 3.46 | 2.7 | 1.97 | 1.21 | 0.76 | 0.56 | 0.68 | 0.93 | 1.32 | 1.97 | 2.7 | 3.66 | 4.46 | 5.07 | 5.5 | 5.63 | 5.85 | 5.82 | 5.72 | 5.52 | 4.42 | 3.97 | 3.43 | 2.78 | 2.45 | 1.97 | 1.36 | 0.86 | 0.62 | 0.51 | 0.58 | 0.73 | 1.06 | 1.49 | 2.12 | 2.81 | 3.57 | 4.11 | 4.66 | 4.98 | 5 | 4.84 | 4.74 | 4.55 | 3 | 2.91 | 2.69 | 2.07 | 1.78 | 1.51 | 1.14 | 0.82 | 0.62 | 0.68 | 0.83 | 0.97 | 1.19 | 1.48 | 1.94 | 2.27 | 2.53 | 2.98 | 3.45 | 3.63 | 3.58 | 3.37 | 3.15 | 2.99 | 1.34 | 1.3 | 1.24 | 1.1 | 1.01 | 0.97 | 0.69 | 0.51 | 0.43 | 0.47 | 0.6 | 0.65 | 0.6 | 0.68 | 0.72 | 0.89 | 1.2 | 1.35 | 1.54 | 1.77 | 1.59 | 1.45 | 1.33 | 1.31 | 0.69 | 0.76 | 0.74 | 0.77 | 0.71 | 0.7 | 0.66 | 0.58 | 0.6 | 0.68 | 0.74 | 0.86 | 0.82 | 0.84 | 0.89 | 0.92 | 0.81 | 0.79 | 0.95 | 0.98 | 0.97 | 0.87 | 0.79 | 0.73 | 0.78 | 0.8 | 0.85 | 0.8 | 0.84 | 0.8 | 0.71 | 0.85 | 0.79 | 0.71 | 0.7 | 0.75 | 0.85 | 0.94 | 0.87 | 0.74 | 0.76 | 0.77 | 0.8 | 0.78 | 0.84 | 0.9 | 0.93 | 0.86
FRESHW_1_SOLAR1 |  | Solar_1Axis | Solar Tracking | CISO | North | Norcal | EO | 20 | 0 | 0 | 0 | 0 | 0 | 0 | 0 | 0.42 | 3.28 | 6.25 | 7.72 | 8.5 | 8.51 | 8.03 | 7.52 | 5.13 | 1.12 | 0 | 0 | 0 | 0 | 0 | 0 | 0 | 0 | 0 | 0 | 0 | 0 | 0 | 0 | 2.47 | 10.27 | 12.8 | 13.08 | 12.39 | 12.21 | 12.13 | 12.4 | 10.57 | 5.55 | 0.31 | 0 | 0 | 0 | 0 | 0 | 0 | 0 | 0 | 0 | 0 | 0 | 0 | 0.52 | 6.39 | 11.99 | 12.84 | 12.05 | 12.38 | 12.2 | 11.23 | 10.37 | 9.66 | 6.8 | 1.57 | 0 | 0 | 0 | 0 | 0 | 0 | 0 | 0 | 0 | 0 | 0 | 0.28 | 5.97 | 13.17 | 14.48 | 14.4 | 14.15 | 14.49 | 14.52 | 14.31 | 14.54 | 13.94 | 12.71 | 5.9 | 0.27 | 0 | 0 | 0 | 0 | 0 | 0 | 0 | 0 | 0 | 0 | 2.2 | 10.38 | 14.64 | 15.3 | 15.32 | 15.19 | 15.51 | 15.51 | 15.86 | 15.86 | 15.51 | 14.62 | 9.05 | 1.41 | 0 | 0 | 0 | 0 | 0 | 0 | 0 | 0 | 0 | 0.01 | 3.16 | 11.47 | 15.54 | 16.64 | 16.85 | 16.97 | 17.07 | 17.02 | 16.87 | 16.87 | 16.5 | 15.31 | 11.34 | 3.2 | 0.04 | 0 | 0 | 0 | 0 | 0 | 0 | 0 | 0 | 0 | 1.43 | 9.2 | 14.84 | 16.38 | 16.6 | 16.72 | 16.65 | 16.62 | 16.44 | 16.41 | 15.74 | 14.59 | 10.24 | 2.41 | 0.01 | 0 | 0 | 0 | 0 | 0 | 0 | 0 | 0 | 0 | 0.2 | 5.39 | 12.46 | 15.07 | 15.77 | 15.84 | 15.96 | 15.84 | 15.71 | 15.6 | 14.68 | 12.04 | 5.34 | 0.3 | 0 | 0 | 0 | 0 | 0 | 0 | 0 | 0 | 0 | 0 | 0.02 | 3.29 | 11.75 | 14.8 | 15.3 | 15.19 | 15.01 | 15.04 | 15.25 | 15.32 | 14.44 | 9.5 | 1.87 | 0 | 0 | 0 | 0 | 0 | 0 | 0 | 0 | 0 | 0 | 0 | 0 | 0.98 | 7.8 | 12.9 | 13.29 | 13.02 | 12.69 | 12.79 | 13.02 | 12.97 | 10.92 | 3.63 | 0.08 | 0 | 0 | 0 | 0 | 0 | 0 | 0 | 0 | 0 | 0 | 0 | 0 | 0.04 | 3.04 | 9.15 | 10.78 | 10.58 | 10.24 | 10.54 | 10.85 | 10.19 | 6.39 | 0.76 | 0 | 0 | 0 | 0 | 0 | 0 | 0 | 0 | 0 | 0 | 0 | 0 | 0 | 0 | 0.6 | 4.09 | 6.72 | 8.16 | 8.58 | 8.35 | 8.09 | 7.48 | 4.18 | 0.45 | 0 | 0 | 0 | 0 | 0 | 0 | 0
FRNTBW_6_SOLAR1 |  | Solar_1Axis | Solar Tracking | CISO | North | Norcal | FC | 20 | 0 | 0 | 0 | 0 | 0 | 0 | 0 | 0.42 | 3.28 | 6.25 | 7.72 | 8.5 | 8.51 | 8.03 | 7.52 | 5.13 | 1.12 | 0 | 0 | 0 | 0 | 0 | 0 | 0 | 0 | 0 | 0 | 0 | 0 | 0 | 0 | 2.47 | 10.27 | 12.8 | 13.08 | 12.39 | 12.21 | 12.13 | 12.4 | 10.57 | 5.55 | 0.31 | 0 | 0 | 0 | 0 | 0 | 0 | 0 | 0 | 0 | 0 | 0 | 0 | 0.52 | 6.39 | 11.99 | 12.84 | 12.05 | 12.38 | 12.2 | 11.23 | 10.37 | 9.66 | 6.8 | 1.57 | 0 | 0 | 0 | 0 | 0 | 0 | 0 | 0 | 0 | 0 | 0 | 0.28 | 5.97 | 13.17 | 14.48 | 14.4 | 14.15 | 14.49 | 14.52 | 14.31 | 14.54 | 13.94 | 12.71 | 5.9 | 0.27 | 0 | 0 | 0 | 0 | 0 | 0 | 0 | 0 | 0 | 0 | 2.2 | 10.38 | 14.64 | 15.3 | 15.32 | 15.19 | 15.51 | 15.51 | 15.86 | 15.86 | 15.51 | 14.62 | 9.05 | 1.41 | 0 | 0 | 0 | 0 | 0 | 0 | 0 | 0 | 0 | 0.01 | 3.16 | 11.47 | 15.54 | 16.64 | 16.85 | 16.97 | 17.07 | 17.02 | 16.87 | 16.87 | 16.5 | 15.31 | 11.34 | 3.2 | 0.04 | 0 | 0 | 0 | 0 | 0 | 0 | 0 | 0 | 0 | 1.43 | 9.2 | 14.84 | 16.38 | 16.6 | 16.72 | 16.65 | 16.62 | 16.44 | 16.41 | 15.74 | 14.59 | 10.24 | 2.41 | 0.01 | 0 | 0 | 0 | 0 | 0 | 0 | 0 | 0 | 0 | 0.2 | 5.39 | 12.46 | 15.07 | 15.77 | 15.84 | 15.96 | 15.84 | 15.71 | 15.6 | 14.68 | 12.04 | 5.34 | 0.3 | 0 | 0 | 0 | 0 | 0 | 0 | 0 | 0 | 0 | 0 | 0.02 | 3.29 | 11.75 | 14.8 | 15.3 | 15.19 | 15.01 | 15.04 | 15.25 | 15.32 | 14.44 | 9.5 | 1.87 | 0 | 0 | 0 | 0 | 0 | 0 | 0 | 0 | 0 | 0 | 0 | 0 | 0.98 | 7.8 | 12.9 | 13.29 | 13.02 | 12.69 | 12.79 | 13.02 | 12.97 | 10.92 | 3.63 | 0.08 | 0 | 0 | 0 | 0 | 0 | 0 | 0 | 0 | 0 | 0 | 0 | 0 | 0.04 | 3.04 | 9.15 | 10.78 | 10.58 | 10.24 | 10.54 | 10.85 | 10.19 | 6.39 | 0.76 | 0 | 0 | 0 | 0 | 0 | 0 | 0 | 0 | 0 | 0 | 0 | 0 | 0 | 0 | 0.6 | 4.09 | 6.72 | 8.16 | 8.58 | 8.35 | 8.09 | 7.48 | 4.18 | 0.45 | 0 | 0 | 0 | 0 | 0 | 0 | 0
GALE_1_SR3SR3 |  | Solar_1Axis | Solar Tracking | CISO | South | Socal | FC | 13.8 | 0 | 0 | 0 | 0 | 0 | 0 | 0.01 | 1.54 | 5.64 | 7.28 | 7.57 | 7.73 | 7.63 | 7.17 | 6.64 | 4.18 | 0.82 | 0 | 0 | 0 | 0 | 0 | 0 | 0 | 0 | 0 | 0 | 0 | 0 | 0 | 0.1 | 3.53 | 8.63 | 9.22 | 9.14 | 8.83 | 8.54 | 8.34 | 8.19 | 7.37 | 3.21 | 0.12 | 0 | 0 | 0 | 0 | 0 | 0 | 0 | 0 | 0 | 0 | 0 | 0 | 1.07 | 6.33 | 8.73 | 9.04 | 8.88 | 8.66 | 8.61 | 7.81 | 7.11 | 6.41 | 4.56 | 0.69 | 0 | 0 | 0 | 0 | 0 | 0 | 0 | 0 | 0 | 0 | 0 | 0.61 | 5.89 | 10.42 | 10.99 | 11.25 | 11.17 | 11.24 | 11.12 | 11.1 | 10.75 | 10.18 | 8.4 | 2.79 | 0.07 | 0 | 0 | 0 | 0 | 0 | 0 | 0 | 0 | 0 | 0.02 | 2.27 | 7.9 | 10.79 | 11.52 | 11.78 | 11.8 | 11.9 | 11.88 | 11.72 | 11.43 | 10.97 | 9.58 | 4.71 | 0.44 | 0 | 0 | 0 | 0 | 0 | 0 | 0 | 0 | 0 | 0.04 | 2.69 | 7.91 | 10.37 | 11.18 | 11.63 | 11.72 | 11.78 | 11.76 | 11.63 | 11.35 | 10.95 | 9.71 | 5.87 | 1 | 0 | 0 | 0 | 0 | 0 | 0 | 0 | 0 | 0 | 0 | 1.26 | 6.15 | 9.64 | 10.94 | 11.49 | 11.6 | 11.57 | 11.47 | 11.33 | 11.02 | 10.55 | 9.29 | 5.37 | 0.86 | 0 | 0 | 0 | 0 | 0 | 0 | 0 | 0 | 0 | 0 | 0.43 | 4.61 | 8.67 | 10.31 | 11.06 | 11.29 | 11.27 | 11.05 | 10.75 | 10.31 | 9.51 | 7.56 | 2.8 | 0.09 | 0 | 0 | 0 | 0 | 0 | 0 | 0 | 0 | 0 | 0 | 0.09 | 3.41 | 8.9 | 10.37 | 10.91 | 10.99 | 10.99 | 10.93 | 10.8 | 10.64 | 9.61 | 5.38 | 0.64 | 0 | 0 | 0 | 0 | 0 | 0 | 0 | 0 | 0 | 0 | 0 | 0.01 | 1.94 | 7.74 | 9.83 | 10.13 | 10.05 | 10.07 | 10.13 | 10.17 | 9.95 | 7.79 | 2.2 | 0.02 | 0 | 0 | 0 | 0 | 0 | 0 | 0 | 0 | 0 | 0 | 0 | 0 | 0.36 | 4.54 | 8.48 | 9.17 | 8.92 | 8.68 | 8.79 | 8.81 | 8.39 | 4.84 | 0.48 | 0 | 0 | 0 | 0 | 0 | 0 | 0 | 0 | 0 | 0 | 0 | 0 | 0 | 0.02 | 1.68 | 5.35 | 6.44 | 6.78 | 6.65 | 6.86 | 6.49 | 5.92 | 3.37 | 0.29 | 0 | 0 | 0 | 0 | 0 | 0 | 0
GARLND_2_GASLR |  | Paired_Solar_Fixed | Solar Fixed | CISO | South | Socal | FC | 180 | 0 | 0 | 0 | 0 | 0 | 0 | 0.28 | 21.53 | 74.33 | 101.2 | 111.39 | 115.78 | 110.5 | 105.52 | 88.25 | 48.88 | 7.13 | 0 | 0 | 0 | 0 | 0 | 0 | 0 | 0 | 0 | 0 | 0 | 0 | 0 | 1.7 | 39.15 | 94.45 | 115.53 | 122.89 | 124.28 | 119.35 | 113.38 | 102.46 | 80.37 | 29.25 | 0.75 | 0 | 0 | 0 | 0 | 0 | 0 | 0 | 0 | 0 | 0 | 0 | 0.02 | 12.97 | 68.47 | 106.14 | 120.95 | 123.65 | 125.33 | 120.13 | 113.62 | 102.45 | 83.35 | 44.94 | 5.95 | 0 | 0 | 0 | 0 | 0 | 0 | 0 | 0 | 0 | 0 | 0 | 6.33 | 53.01 | 107.08 | 134.35 | 145.7 | 151.46 | 151.55 | 148.74 | 144.77 | 133.21 | 114.99 | 78.5 | 20.53 | 0.53 | 0 | 0 | 0 | 0 | 0 | 0 | 0 | 0 | 0 | 0.37 | 21.16 | 75.53 | 113.08 | 135.91 | 149.81 | 156.19 | 157.61 | 156.09 | 152.86 | 142.84 | 124.89 | 91.03 | 35.31 | 2.73 | 0.01 | 0 | 0 | 0 | 0 | 0 | 0 | 0 | 0 | 0.71 | 23.95 | 73.67 | 110.28 | 137.31 | 150.38 | 158.07 | 158.26 | 157.12 | 152.55 | 140.59 | 123.05 | 95.73 | 45.55 | 6.19 | 0.01 | 0 | 0 | 0 | 0 | 0 | 0 | 0 | 0 | 0.04 | 12.72 | 53.18 | 96.31 | 122.39 | 138.15 | 147.56 | 151.11 | 149.62 | 144.72 | 133.47 | 116.83 | 89.38 | 41.11 | 4.9 | 0.01 | 0 | 0 | 0 | 0 | 0 | 0 | 0 | 0 | 0 | 5.22 | 46.2 | 96.99 | 122.64 | 139.74 | 152.05 | 155.27 | 148.81 | 144.14 | 132.16 | 112.8 | 75.87 | 22.07 | 0.69 | 0.01 | 0 | 0 | 0 | 0 | 0 | 0 | 0 | 0 | 0 | 1.61 | 36.35 | 94.32 | 123.99 | 139.18 | 148.29 | 150.28 | 150.24 | 143.59 | 129.41 | 103.13 | 48.16 | 5.08 | 0.03 | 0 | 0 | 0 | 0 | 0 | 0 | 0 | 0 | 0 | 0 | 0.3 | 22.91 | 84.22 | 119.77 | 134.86 | 144.22 | 145.67 | 143.38 | 136.4 | 122.06 | 80.95 | 18.94 | 0.28 | 0 | 0 | 0 | 0 | 0 | 0 | 0 | 0 | 0 | 0 | 0 | 0.03 | 5.94 | 53.46 | 105.1 | 122.2 | 129.84 | 131.56 | 127.98 | 120.51 | 99.22 | 46.4 | 3.47 | 0 | 0 | 0 | 0 | 0 | 0 | 0 | 0 | 0 | 0 | 0 | 0 | 0 | 0.66 | 23.8 | 69.3 | 93.66 | 101.97 | 107.53 | 106.33 | 97.33 | 76.41 | 35.25 | 2.23 | 0 | 0 | 0 | 0 | 0 | 0 | 0
GARLND_2_GASLRA |  | Paired_Solar_1Axis | Solar Tracking | CISO | South | Socal | FC | 20 | 0 | 0 | 0 | 0 | 0 | 0 | 0.01 | 2.23 | 8.17 | 10.55 | 10.97 | 11.2 | 11.07 | 10.39 | 9.62 | 6.06 | 1.19 | 0 | 0 | 0 | 0 | 0 | 0 | 0 | 0 | 0 | 0 | 0 | 0 | 0 | 0.14 | 5.11 | 12.5 | 13.36 | 13.24 | 12.8 | 12.38 | 12.09 | 11.87 | 10.68 | 4.66 | 0.17 | 0 | 0 | 0 | 0 | 0 | 0 | 0 | 0 | 0 | 0 | 0 | 0 | 1.54 | 9.18 | 12.65 | 13.11 | 12.87 | 12.55 | 12.47 | 11.32 | 10.3 | 9.29 | 6.6 | 1 | 0 | 0 | 0 | 0 | 0 | 0 | 0 | 0 | 0 | 0 | 0 | 0.88 | 8.53 | 15.11 | 15.92 | 16.31 | 16.19 | 16.3 | 16.12 | 16.08 | 15.58 | 14.76 | 12.17 | 4.04 | 0.1 | 0 | 0 | 0 | 0 | 0 | 0 | 0 | 0 | 0 | 0.03 | 3.29 | 11.45 | 15.64 | 16.7 | 17.07 | 17.11 | 17.25 | 17.22 | 16.99 | 16.57 | 15.9 | 13.89 | 6.83 | 0.64 | 0 | 0 | 0 | 0 | 0 | 0 | 0 | 0 | 0 | 0.06 | 3.9 | 11.46 | 15.03 | 16.2 | 16.85 | 16.99 | 17.08 | 17.05 | 16.86 | 16.44 | 15.87 | 14.08 | 8.5 | 1.46 | 0 | 0 | 0 | 0 | 0 | 0 | 0 | 0 | 0 | 0.01 | 1.83 | 8.92 | 13.98 | 15.85 | 16.65 | 16.81 | 16.76 | 16.62 | 16.42 | 15.97 | 15.29 | 13.46 | 7.79 | 1.24 | 0 | 0 | 0 | 0 | 0 | 0 | 0 | 0 | 0 | 0 | 0.62 | 6.68 | 12.56 | 14.94 | 16.02 | 16.37 | 16.33 | 16.01 | 15.57 | 14.94 | 13.78 | 10.96 | 4.06 | 0.12 | 0 | 0 | 0 | 0 | 0 | 0 | 0 | 0 | 0 | 0 | 0.14 | 4.94 | 12.9 | 15.03 | 15.81 | 15.93 | 15.93 | 15.84 | 15.66 | 15.43 | 13.93 | 7.79 | 0.93 | 0 | 0 | 0 | 0 | 0 | 0 | 0 | 0 | 0 | 0 | 0 | 0.01 | 2.82 | 11.22 | 14.25 | 14.69 | 14.56 | 14.6 | 14.67 | 14.74 | 14.42 | 11.28 | 3.18 | 0.04 | 0 | 0 | 0 | 0 | 0 | 0 | 0 | 0 | 0 | 0 | 0 | 0 | 0.52 | 6.58 | 12.29 | 13.29 | 12.93 | 12.58 | 12.74 | 12.77 | 12.16 | 7.01 | 0.7 | 0 | 0 | 0 | 0 | 0 | 0 | 0 | 0 | 0 | 0 | 0 | 0 | 0 | 0.02 | 2.44 | 7.76 | 9.33 | 9.83 | 9.63 | 9.95 | 9.4 | 8.58 | 4.88 | 0.42 | 0 | 0 | 0 | 0 | 0 | 0 | 0
GARNET_1_SOLAR |  | Solar_1Axis | Solar Tracking | CISO | South | Socal | EO | 4 | 0 | 0 | 0 | 0 | 0 | 0 | 0 | 0.45 | 1.63 | 2.11 | 2.19 | 2.24 | 2.21 | 2.08 | 1.92 | 1.21 | 0.24 | 0 | 0 | 0 | 0 | 0 | 0 | 0 | 0 | 0 | 0 | 0 | 0 | 0 | 0.03 | 1.02 | 2.5 | 2.67 | 2.65 | 2.56 | 2.48 | 2.42 | 2.37 | 2.14 | 0.93 | 0.03 | 0 | 0 | 0 | 0 | 0 | 0 | 0 | 0 | 0 | 0 | 0 | 0 | 0.31 | 1.84 | 2.53 | 2.62 | 2.57 | 2.51 | 2.49 | 2.26 | 2.06 | 1.86 | 1.32 | 0.2 | 0 | 0 | 0 | 0 | 0 | 0 | 0 | 0 | 0 | 0 | 0 | 0.18 | 1.71 | 3.02 | 3.18 | 3.26 | 3.24 | 3.26 | 3.22 | 3.22 | 3.12 | 2.95 | 2.43 | 0.81 | 0.02 | 0 | 0 | 0 | 0 | 0 | 0 | 0 | 0 | 0 | 0.01 | 0.66 | 2.29 | 3.13 | 3.34 | 3.41 | 3.42 | 3.45 | 3.44 | 3.4 | 3.31 | 3.18 | 2.78 | 1.37 | 0.13 | 0 | 0 | 0 | 0 | 0 | 0 | 0 | 0 | 0 | 0.01 | 0.78 | 2.29 | 3.01 | 3.24 | 3.37 | 3.4 | 3.42 | 3.41 | 3.37 | 3.29 | 3.17 | 2.82 | 1.7 | 0.29 | 0 | 0 | 0 | 0 | 0 | 0 | 0 | 0 | 0 | 0 | 0.37 | 1.78 | 2.8 | 3.17 | 3.33 | 3.36 | 3.35 | 3.32 | 3.28 | 3.19 | 3.06 | 2.69 | 1.56 | 0.25 | 0 | 0 | 0 | 0 | 0 | 0 | 0 | 0 | 0 | 0 | 0.12 | 1.34 | 2.51 | 2.99 | 3.2 | 3.27 | 3.27 | 3.2 | 3.11 | 2.99 | 2.76 | 2.19 | 0.81 | 0.02 | 0 | 0 | 0 | 0 | 0 | 0 | 0 | 0 | 0 | 0 | 0.03 | 0.99 | 2.58 | 3.01 | 3.16 | 3.19 | 3.19 | 3.17 | 3.13 | 3.09 | 2.79 | 1.56 | 0.19 | 0 | 0 | 0 | 0 | 0 | 0 | 0 | 0 | 0 | 0 | 0 | 0 | 0.56 | 2.24 | 2.85 | 2.94 | 2.91 | 2.92 | 2.93 | 2.95 | 2.88 | 2.26 | 0.64 | 0.01 | 0 | 0 | 0 | 0 | 0 | 0 | 0 | 0 | 0 | 0 | 0 | 0 | 0.1 | 1.32 | 2.46 | 2.66 | 2.59 | 2.52 | 2.55 | 2.55 | 2.43 | 1.4 | 0.14 | 0 | 0 | 0 | 0 | 0 | 0 | 0 | 0 | 0 | 0 | 0 | 0 | 0 | 0 | 0.49 | 1.55 | 1.87 | 1.97 | 1.93 | 1.99 | 1.88 | 1.72 | 0.98 | 0.08 | 0 | 0 | 0 | 0 | 0 | 0 | 0
GARNET_1_SOLAR2 |  | Solar_1Axis | Solar Tracking | CISO | South | Socal | FC | 4 | 0 | 0 | 0 | 0 | 0 | 0 | 0 | 0.45 | 1.63 | 2.11 | 2.19 | 2.24 | 2.21 | 2.08 | 1.92 | 1.21 | 0.24 | 0 | 0 | 0 | 0 | 0 | 0 | 0 | 0 | 0 | 0 | 0 | 0 | 0 | 0.03 | 1.02 | 2.5 | 2.67 | 2.65 | 2.56 | 2.48 | 2.42 | 2.37 | 2.14 | 0.93 | 0.03 | 0 | 0 | 0 | 0 | 0 | 0 | 0 | 0 | 0 | 0 | 0 | 0 | 0.31 | 1.84 | 2.53 | 2.62 | 2.57 | 2.51 | 2.49 | 2.26 | 2.06 | 1.86 | 1.32 | 0.2 | 0 | 0 | 0 | 0 | 0 | 0 | 0 | 0 | 0 | 0 | 0 | 0.18 | 1.71 | 3.02 | 3.18 | 3.26 | 3.24 | 3.26 | 3.22 | 3.22 | 3.12 | 2.95 | 2.43 | 0.81 | 0.02 | 0 | 0 | 0 | 0 | 0 | 0 | 0 | 0 | 0 | 0.01 | 0.66 | 2.29 | 3.13 | 3.34 | 3.41 | 3.42 | 3.45 | 3.44 | 3.4 | 3.31 | 3.18 | 2.78 | 1.37 | 0.13 | 0 | 0 | 0 | 0 | 0 | 0 | 0 | 0 | 0 | 0.01 | 0.78 | 2.29 | 3.01 | 3.24 | 3.37 | 3.4 | 3.42 | 3.41 | 3.37 | 3.29 | 3.17 | 2.82 | 1.7 | 0.29 | 0 | 0 | 0 | 0 | 0 | 0 | 0 | 0 | 0 | 0 | 0.37 | 1.78 | 2.8 | 3.17 | 3.33 | 3.36 | 3.35 | 3.32 | 3.28 | 3.19 | 3.06 | 2.69 | 1.56 | 0.25 | 0 | 0 | 0 | 0 | 0 | 0 | 0 | 0 | 0 | 0 | 0.12 | 1.34 | 2.51 | 2.99 | 3.2 | 3.27 | 3.27 | 3.2 | 3.11 | 2.99 | 2.76 | 2.19 | 0.81 | 0.02 | 0 | 0 | 0 | 0 | 0 | 0 | 0 | 0 | 0 | 0 | 0.03 | 0.99 | 2.58 | 3.01 | 3.16 | 3.19 | 3.19 | 3.17 | 3.13 | 3.09 | 2.79 | 1.56 | 0.19 | 0 | 0 | 0 | 0 | 0 | 0 | 0 | 0 | 0 | 0 | 0 | 0 | 0.56 | 2.24 | 2.85 | 2.94 | 2.91 | 2.92 | 2.93 | 2.95 | 2.88 | 2.26 | 0.64 | 0.01 | 0 | 0 | 0 | 0 | 0 | 0 | 0 | 0 | 0 | 0 | 0 | 0 | 0.1 | 1.32 | 2.46 | 2.66 | 2.59 | 2.52 | 2.55 | 2.55 | 2.43 | 1.4 | 0.14 | 0 | 0 | 0 | 0 | 0 | 0 | 0 | 0 | 0 | 0 | 0 | 0 | 0 | 0 | 0.49 | 1.55 | 1.87 | 1.97 | 1.93 | 1.99 | 1.88 | 1.72 | 0.98 | 0.08 | 0 | 0 | 0 | 0 | 0 | 0 | 0
GARNET_1_WIND |  | Wind | Wind | CISO | South | Socal | FC | 6.5 | 0.6 | 0.63 | 0.72 | 0.67 | 0.67 | 0.62 | 0.51 | 0.44 | 0.46 | 0.46 | 0.46 | 0.48 | 0.53 | 0.61 | 0.61 | 0.66 | 0.58 | 0.58 | 0.55 | 0.55 | 0.53 | 0.52 | 0.54 | 0.52 | 0.8 | 0.89 | 0.92 | 0.87 | 0.77 | 0.73 | 0.76 | 0.77 | 0.74 | 0.83 | 0.86 | 0.88 | 1.02 | 0.95 | 1.09 | 0.97 | 1.16 | 1.14 | 1.32 | 1.27 | 1.28 | 1.16 | 1.04 | 0.88 | 1.31 | 1.37 | 1.28 | 1.2 | 1.11 | 0.95 | 0.91 | 0.87 | 0.95 | 0.83 | 0.85 | 0.95 | 1.06 | 1.24 | 1.3 | 1.45 | 1.49 | 1.52 | 1.48 | 1.46 | 1.43 | 1.45 | 1.54 | 1.39 | 2.35 | 2.11 | 1.83 | 1.56 | 1.34 | 1.16 | 0.81 | 0.61 | 0.57 | 0.53 | 0.5 | 0.54 | 0.59 | 0.89 | 1.33 | 1.76 | 2.12 | 2.31 | 2.38 | 2.45 | 2.58 | 2.44 | 2.36 | 2.38 | 2.63 | 2.48 | 2.42 | 2.18 | 1.8 | 1.48 | 1.11 | 0.86 | 0.6 | 0.48 | 0.42 | 0.4 | 0.55 | 0.91 | 1.49 | 2.14 | 2.49 | 2.75 | 2.68 | 2.68 | 2.74 | 2.78 | 2.85 | 2.67 | 2.62 | 2.46 | 2.26 | 1.91 | 1.67 | 1.31 | 0.92 | 0.62 | 0.49 | 0.33 | 0.39 | 0.4 | 0.5 | 0.77 | 1.24 | 1.72 | 2.1 | 2.44 | 2.71 | 2.98 | 2.91 | 2.9 | 2.87 | 2.76 | 2.94 | 2.71 | 2.4 | 2.16 | 1.89 | 1.47 | 1.08 | 0.66 | 0.42 | 0.3 | 0.37 | 0.51 | 0.72 | 1.07 | 1.47 | 2 | 2.43 | 2.77 | 3 | 3.07 | 3.2 | 3.18 | 3.12 | 3.02 | 2.41 | 2.17 | 1.87 | 1.52 | 1.34 | 1.07 | 0.74 | 0.47 | 0.34 | 0.28 | 0.32 | 0.4 | 0.58 | 0.81 | 1.16 | 1.53 | 1.95 | 2.25 | 2.55 | 2.72 | 2.73 | 2.65 | 2.59 | 2.49 | 1.64 | 1.59 | 1.47 | 1.13 | 0.97 | 0.83 | 0.62 | 0.45 | 0.34 | 0.37 | 0.45 | 0.53 | 0.65 | 0.81 | 1.06 | 1.24 | 1.38 | 1.63 | 1.88 | 1.98 | 1.96 | 1.84 | 1.72 | 1.63 | 0.73 | 0.71 | 0.68 | 0.6 | 0.55 | 0.53 | 0.38 | 0.28 | 0.23 | 0.26 | 0.33 | 0.35 | 0.33 | 0.37 | 0.39 | 0.49 | 0.65 | 0.74 | 0.84 | 0.97 | 0.87 | 0.79 | 0.73 | 0.71 | 0.38 | 0.42 | 0.4 | 0.42 | 0.39 | 0.38 | 0.36 | 0.31 | 0.33 | 0.37 | 0.41 | 0.47 | 0.45 | 0.46 | 0.49 | 0.5 | 0.44 | 0.43 | 0.52 | 0.53 | 0.53 | 0.47 | 0.43 | 0.4 | 0.43 | 0.44 | 0.46 | 0.44 | 0.46 | 0.44 | 0.39 | 0.46 | 0.43 | 0.39 | 0.38 | 0.41 | 0.46 | 0.52 | 0.48 | 0.4 | 0.41 | 0.42 | 0.44 | 0.43 | 0.46 | 0.49 | 0.51 | 0.47
GARNET_1_WINDS |  | Wind | Wind | CISO | South | Socal | FC | 22.5 | 2.09 | 2.17 | 2.48 | 2.33 | 2.31 | 2.15 | 1.76 | 1.52 | 1.6 | 1.6 | 1.59 | 1.66 | 1.84 | 2.11 | 2.1 | 2.3 | 2.02 | 2.02 | 1.89 | 1.92 | 1.84 | 1.81 | 1.88 | 1.79 | 2.78 | 3.08 | 3.19 | 3.01 | 2.66 | 2.51 | 2.62 | 2.65 | 2.56 | 2.86 | 2.97 | 3.03 | 3.53 | 3.29 | 3.78 | 3.34 | 4 | 3.95 | 4.56 | 4.39 | 4.43 | 4.01 | 3.61 | 3.05 | 4.55 | 4.74 | 4.42 | 4.16 | 3.83 | 3.28 | 3.15 | 3.01 | 3.28 | 2.89 | 2.94 | 3.29 | 3.67 | 4.29 | 4.51 | 5.03 | 5.16 | 5.26 | 5.11 | 5.05 | 4.96 | 5.01 | 5.33 | 4.8 | 8.14 | 7.29 | 6.35 | 5.41 | 4.65 | 4.01 | 2.8 | 2.11 | 1.97 | 1.85 | 1.72 | 1.85 | 2.03 | 3.07 | 4.6 | 6.09 | 7.33 | 8.01 | 8.23 | 8.47 | 8.94 | 8.45 | 8.16 | 8.25 | 9.11 | 8.57 | 8.39 | 7.56 | 6.23 | 5.14 | 3.84 | 2.96 | 2.06 | 1.66 | 1.46 | 1.37 | 1.91 | 3.15 | 5.14 | 7.42 | 8.62 | 9.51 | 9.28 | 9.28 | 9.47 | 9.62 | 9.86 | 9.25 | 9.07 | 8.52 | 7.83 | 6.63 | 5.77 | 4.52 | 3.2 | 2.14 | 1.69 | 1.13 | 1.34 | 1.4 | 1.72 | 2.66 | 4.3 | 5.94 | 7.26 | 8.45 | 9.39 | 10.31 | 10.08 | 10.04 | 9.95 | 9.56 | 10.17 | 9.39 | 8.29 | 7.47 | 6.55 | 5.1 | 3.73 | 2.29 | 1.44 | 1.05 | 1.28 | 1.75 | 2.5 | 3.72 | 5.1 | 6.91 | 8.42 | 9.58 | 10.39 | 10.64 | 11.07 | 11 | 10.81 | 10.44 | 8.35 | 7.51 | 6.48 | 5.26 | 4.62 | 3.72 | 2.57 | 1.62 | 1.17 | 0.96 | 1.09 | 1.38 | 2.01 | 2.81 | 4.01 | 5.31 | 6.75 | 7.78 | 8.82 | 9.42 | 9.45 | 9.16 | 8.96 | 8.6 | 5.68 | 5.5 | 5.08 | 3.91 | 3.37 | 2.86 | 2.15 | 1.54 | 1.18 | 1.29 | 1.57 | 1.84 | 2.26 | 2.8 | 3.67 | 4.29 | 4.78 | 5.64 | 6.52 | 6.87 | 6.77 | 6.37 | 5.96 | 5.65 | 2.53 | 2.46 | 2.34 | 2.09 | 1.92 | 1.84 | 1.31 | 0.96 | 0.81 | 0.88 | 1.14 | 1.23 | 1.13 | 1.28 | 1.36 | 1.68 | 2.27 | 2.56 | 2.91 | 3.34 | 3.01 | 2.74 | 2.51 | 2.47 | 1.31 | 1.45 | 1.39 | 1.46 | 1.35 | 1.32 | 1.25 | 1.09 | 1.14 | 1.29 | 1.41 | 1.63 | 1.56 | 1.59 | 1.69 | 1.73 | 1.52 | 1.49 | 1.8 | 1.85 | 1.84 | 1.64 | 1.5 | 1.38 | 1.48 | 1.51 | 1.6 | 1.52 | 1.6 | 1.51 | 1.34 | 1.61 | 1.49 | 1.35 | 1.33 | 1.41 | 1.6 | 1.78 | 1.65 | 1.4 | 1.43 | 1.46 | 1.51 | 1.47 | 1.59 | 1.71 | 1.75 | 1.63
GARNET_1_WT3WND |  | Wind | Wind | CISO | South | Socal | EO | 6 | 0.56 | 0.58 | 0.66 | 0.62 | 0.62 | 0.57 | 0.47 | 0.41 | 0.43 | 0.43 | 0.42 | 0.44 | 0.49 | 0.56 | 0.56 | 0.61 | 0.54 | 0.54 | 0.5 | 0.51 | 0.49 | 0.48 | 0.5 | 0.48 | 0.74 | 0.82 | 0.85 | 0.8 | 0.71 | 0.67 | 0.7 | 0.71 | 0.68 | 0.76 | 0.79 | 0.81 | 0.94 | 0.88 | 1.01 | 0.89 | 1.07 | 1.05 | 1.22 | 1.17 | 1.18 | 1.07 | 0.96 | 0.81 | 1.21 | 1.26 | 1.18 | 1.11 | 1.02 | 0.88 | 0.84 | 0.8 | 0.88 | 0.77 | 0.79 | 0.88 | 0.98 | 1.14 | 1.2 | 1.34 | 1.37 | 1.4 | 1.36 | 1.35 | 1.32 | 1.34 | 1.42 | 1.28 | 2.17 | 1.94 | 1.69 | 1.44 | 1.24 | 1.07 | 0.75 | 0.56 | 0.53 | 0.49 | 0.46 | 0.49 | 0.54 | 0.82 | 1.23 | 1.63 | 1.95 | 2.14 | 2.2 | 2.26 | 2.38 | 2.25 | 2.18 | 2.2 | 2.43 | 2.29 | 2.24 | 2.02 | 1.66 | 1.37 | 1.02 | 0.79 | 0.55 | 0.44 | 0.39 | 0.37 | 0.51 | 0.84 | 1.37 | 1.98 | 2.3 | 2.54 | 2.48 | 2.47 | 2.53 | 2.57 | 2.63 | 2.47 | 2.42 | 2.27 | 2.09 | 1.77 | 1.54 | 1.21 | 0.85 | 0.57 | 0.45 | 0.3 | 0.36 | 0.37 | 0.46 | 0.71 | 1.15 | 1.58 | 1.94 | 2.25 | 2.51 | 2.75 | 2.69 | 2.68 | 2.65 | 2.55 | 2.71 | 2.5 | 2.21 | 1.99 | 1.75 | 1.36 | 1 | 0.61 | 0.38 | 0.28 | 0.34 | 0.47 | 0.67 | 0.99 | 1.36 | 1.84 | 2.25 | 2.56 | 2.77 | 2.84 | 2.95 | 2.93 | 2.88 | 2.78 | 2.23 | 2 | 1.73 | 1.4 | 1.23 | 0.99 | 0.69 | 0.43 | 0.31 | 0.26 | 0.29 | 0.37 | 0.54 | 0.75 | 1.07 | 1.42 | 1.8 | 2.07 | 2.35 | 2.51 | 2.52 | 2.44 | 2.39 | 2.29 | 1.51 | 1.47 | 1.36 | 1.04 | 0.9 | 0.76 | 0.57 | 0.41 | 0.31 | 0.34 | 0.42 | 0.49 | 0.6 | 0.75 | 0.98 | 1.14 | 1.27 | 1.5 | 1.74 | 1.83 | 1.81 | 1.7 | 1.59 | 1.51 | 0.68 | 0.65 | 0.62 | 0.56 | 0.51 | 0.49 | 0.35 | 0.26 | 0.22 | 0.24 | 0.3 | 0.33 | 0.3 | 0.34 | 0.36 | 0.45 | 0.6 | 0.68 | 0.78 | 0.89 | 0.8 | 0.73 | 0.67 | 0.66 | 0.35 | 0.39 | 0.37 | 0.39 | 0.36 | 0.35 | 0.33 | 0.29 | 0.3 | 0.34 | 0.38 | 0.43 | 0.41 | 0.43 | 0.45 | 0.46 | 0.41 | 0.4 | 0.48 | 0.49 | 0.49 | 0.44 | 0.4 | 0.37 | 0.39 | 0.4 | 0.43 | 0.41 | 0.43 | 0.4 | 0.36 | 0.43 | 0.4 | 0.36 | 0.35 | 0.38 | 0.43 | 0.48 | 0.44 | 0.37 | 0.38 | 0.39 | 0.4 | 0.39 | 0.42 | 0.46 | 0.47 | 0.43
GARNET_2_COAWD2 |  | Wind | Wind | CISO | South | Socal | FC | 10.8 | 1 | 1.04 | 1.19 | 1.12 | 1.11 | 1.03 | 0.84 | 0.73 | 0.77 | 0.77 | 0.76 | 0.8 | 0.88 | 1.01 | 1.01 | 1.1 | 0.97 | 0.97 | 0.91 | 0.92 | 0.88 | 0.87 | 0.9 | 0.86 | 1.34 | 1.48 | 1.53 | 1.45 | 1.28 | 1.21 | 1.26 | 1.27 | 1.23 | 1.38 | 1.43 | 1.46 | 1.7 | 1.58 | 1.81 | 1.6 | 1.92 | 1.9 | 2.19 | 2.11 | 2.13 | 1.93 | 1.73 | 1.46 | 2.18 | 2.28 | 2.12 | 2 | 1.84 | 1.58 | 1.51 | 1.45 | 1.58 | 1.39 | 1.41 | 1.58 | 1.76 | 2.06 | 2.16 | 2.41 | 2.47 | 2.53 | 2.45 | 2.42 | 2.38 | 2.41 | 2.56 | 2.3 | 3.91 | 3.5 | 3.05 | 2.6 | 2.23 | 1.93 | 1.34 | 1.01 | 0.95 | 0.89 | 0.82 | 0.89 | 0.97 | 1.48 | 2.21 | 2.93 | 3.52 | 3.84 | 3.95 | 4.06 | 4.29 | 4.06 | 3.92 | 3.96 | 4.37 | 4.11 | 4.02 | 3.63 | 2.99 | 2.47 | 1.84 | 1.42 | 0.99 | 0.8 | 0.7 | 0.66 | 0.92 | 1.51 | 2.47 | 3.56 | 4.14 | 4.56 | 4.46 | 4.45 | 4.55 | 4.62 | 4.73 | 4.44 | 4.36 | 4.09 | 3.76 | 3.18 | 2.77 | 2.17 | 1.54 | 1.03 | 0.81 | 0.54 | 0.64 | 0.67 | 0.83 | 1.28 | 2.06 | 2.85 | 3.48 | 4.06 | 4.51 | 4.95 | 4.84 | 4.82 | 4.78 | 4.59 | 4.88 | 4.51 | 3.98 | 3.59 | 3.14 | 2.45 | 1.79 | 1.1 | 0.69 | 0.5 | 0.61 | 0.84 | 1.2 | 1.79 | 2.45 | 3.32 | 4.04 | 4.6 | 4.99 | 5.11 | 5.31 | 5.28 | 5.19 | 5.01 | 4.01 | 3.61 | 3.11 | 2.52 | 2.22 | 1.78 | 1.24 | 0.78 | 0.56 | 0.46 | 0.52 | 0.66 | 0.97 | 1.35 | 1.92 | 2.55 | 3.24 | 3.73 | 4.23 | 4.52 | 4.54 | 4.4 | 4.3 | 4.13 | 2.72 | 2.64 | 2.44 | 1.88 | 1.62 | 1.37 | 1.03 | 0.74 | 0.56 | 0.62 | 0.76 | 0.88 | 1.08 | 1.35 | 1.76 | 2.06 | 2.29 | 2.71 | 3.13 | 3.3 | 3.25 | 3.06 | 2.86 | 2.71 | 1.22 | 1.18 | 1.12 | 1 | 0.92 | 0.88 | 0.63 | 0.46 | 0.39 | 0.42 | 0.54 | 0.59 | 0.54 | 0.61 | 0.65 | 0.81 | 1.09 | 1.23 | 1.4 | 1.61 | 1.45 | 1.31 | 1.2 | 1.19 | 0.63 | 0.69 | 0.67 | 0.7 | 0.65 | 0.63 | 0.6 | 0.52 | 0.55 | 0.62 | 0.68 | 0.78 | 0.75 | 0.77 | 0.81 | 0.83 | 0.73 | 0.71 | 0.86 | 0.89 | 0.88 | 0.79 | 0.72 | 0.66 | 0.71 | 0.72 | 0.77 | 0.73 | 0.77 | 0.73 | 0.64 | 0.77 | 0.72 | 0.65 | 0.64 | 0.68 | 0.77 | 0.86 | 0.79 | 0.67 | 0.69 | 0.7 | 0.73 | 0.71 | 0.76 | 0.82 | 0.84 | 0.78
GARNET_2_WIND1 |  | Wind | Wind | CISO | South | Socal | FC | 11.2 | 1.04 | 1.08 | 1.23 | 1.16 | 1.15 | 1.07 | 0.88 | 0.76 | 0.8 | 0.8 | 0.79 | 0.83 | 0.92 | 1.05 | 1.05 | 1.14 | 1 | 1 | 0.94 | 0.95 | 0.92 | 0.9 | 0.93 | 0.89 | 1.39 | 1.53 | 1.59 | 1.5 | 1.32 | 1.25 | 1.31 | 1.32 | 1.28 | 1.43 | 1.48 | 1.51 | 1.76 | 1.64 | 1.88 | 1.66 | 1.99 | 1.97 | 2.27 | 2.18 | 2.21 | 2 | 1.8 | 1.52 | 2.26 | 2.36 | 2.2 | 2.07 | 1.91 | 1.64 | 1.57 | 1.5 | 1.63 | 1.44 | 1.47 | 1.64 | 1.83 | 2.14 | 2.24 | 2.5 | 2.57 | 2.62 | 2.54 | 2.51 | 2.47 | 2.5 | 2.65 | 2.39 | 4.05 | 3.63 | 3.16 | 2.69 | 2.32 | 2 | 1.39 | 1.05 | 0.98 | 0.92 | 0.85 | 0.92 | 1.01 | 1.53 | 2.29 | 3.03 | 3.65 | 3.99 | 4.1 | 4.21 | 4.45 | 4.21 | 4.06 | 4.1 | 4.53 | 4.27 | 4.17 | 3.76 | 3.1 | 2.56 | 1.91 | 1.47 | 1.03 | 0.83 | 0.73 | 0.68 | 0.95 | 1.57 | 2.56 | 3.7 | 4.29 | 4.73 | 4.62 | 4.62 | 4.71 | 4.79 | 4.91 | 4.6 | 4.52 | 4.24 | 3.9 | 3.3 | 2.87 | 2.25 | 1.59 | 1.06 | 0.84 | 0.56 | 0.67 | 0.69 | 0.86 | 1.32 | 2.14 | 2.96 | 3.61 | 4.21 | 4.68 | 5.13 | 5.02 | 5 | 4.95 | 4.76 | 5.06 | 4.67 | 4.13 | 3.72 | 3.26 | 2.54 | 1.86 | 1.14 | 0.72 | 0.52 | 0.64 | 0.87 | 1.24 | 1.85 | 2.54 | 3.44 | 4.19 | 4.77 | 5.17 | 5.3 | 5.51 | 5.48 | 5.38 | 5.2 | 4.16 | 3.74 | 3.23 | 2.62 | 2.3 | 1.85 | 1.28 | 0.81 | 0.58 | 0.48 | 0.54 | 0.69 | 1 | 1.4 | 1.99 | 2.64 | 3.36 | 3.87 | 4.39 | 4.69 | 4.71 | 4.56 | 4.46 | 4.28 | 2.83 | 2.74 | 2.53 | 1.94 | 1.68 | 1.42 | 1.07 | 0.77 | 0.59 | 0.64 | 0.78 | 0.92 | 1.12 | 1.39 | 1.83 | 2.14 | 2.38 | 2.81 | 3.25 | 3.42 | 3.37 | 3.17 | 2.96 | 2.81 | 1.26 | 1.22 | 1.17 | 1.04 | 0.96 | 0.92 | 0.65 | 0.48 | 0.4 | 0.44 | 0.57 | 0.61 | 0.56 | 0.64 | 0.67 | 0.84 | 1.13 | 1.27 | 1.45 | 1.66 | 1.5 | 1.36 | 1.25 | 1.23 | 0.65 | 0.72 | 0.69 | 0.73 | 0.67 | 0.66 | 0.62 | 0.54 | 0.57 | 0.64 | 0.7 | 0.81 | 0.77 | 0.79 | 0.84 | 0.86 | 0.76 | 0.74 | 0.9 | 0.92 | 0.92 | 0.82 | 0.75 | 0.69 | 0.74 | 0.75 | 0.8 | 0.76 | 0.79 | 0.75 | 0.67 | 0.8 | 0.74 | 0.67 | 0.66 | 0.7 | 0.8 | 0.89 | 0.82 | 0.7 | 0.71 | 0.72 | 0.75 | 0.73 | 0.79 | 0.85 | 0.87 | 0.81
GARNET_2_WIND2 |  | Wind | Wind | CISO | South | Socal | FC | 11.7 | 1.09 | 1.13 | 1.29 | 1.21 | 1.2 | 1.12 | 0.92 | 0.79 | 0.83 | 0.83 | 0.83 | 0.87 | 0.96 | 1.1 | 1.09 | 1.19 | 1.05 | 1.05 | 0.98 | 1 | 0.96 | 0.94 | 0.98 | 0.93 | 1.45 | 1.6 | 1.66 | 1.57 | 1.38 | 1.31 | 1.36 | 1.38 | 1.33 | 1.49 | 1.55 | 1.58 | 1.84 | 1.71 | 1.97 | 1.74 | 2.08 | 2.06 | 2.37 | 2.28 | 2.31 | 2.09 | 1.88 | 1.59 | 2.37 | 2.47 | 2.3 | 2.16 | 1.99 | 1.71 | 1.64 | 1.57 | 1.71 | 1.5 | 1.53 | 1.71 | 1.91 | 2.23 | 2.34 | 2.62 | 2.68 | 2.74 | 2.66 | 2.63 | 2.58 | 2.61 | 2.77 | 2.49 | 4.23 | 3.79 | 3.3 | 2.81 | 2.42 | 2.09 | 1.46 | 1.1 | 1.03 | 0.96 | 0.89 | 0.96 | 1.05 | 1.6 | 2.39 | 3.17 | 3.81 | 4.16 | 4.28 | 4.4 | 4.65 | 4.39 | 4.24 | 4.29 | 4.74 | 4.46 | 4.36 | 3.93 | 3.24 | 2.67 | 2 | 1.54 | 1.07 | 0.86 | 0.76 | 0.71 | 0.99 | 1.64 | 2.67 | 3.86 | 4.48 | 4.94 | 4.83 | 4.83 | 4.92 | 5 | 5.13 | 4.81 | 4.72 | 4.43 | 4.07 | 3.45 | 3 | 2.35 | 1.66 | 1.11 | 0.88 | 0.59 | 0.7 | 0.73 | 0.89 | 1.38 | 2.24 | 3.09 | 3.77 | 4.4 | 4.89 | 5.36 | 5.24 | 5.22 | 5.17 | 4.97 | 5.29 | 4.88 | 4.31 | 3.89 | 3.4 | 2.65 | 1.94 | 1.19 | 0.75 | 0.55 | 0.66 | 0.91 | 1.3 | 1.93 | 2.65 | 3.6 | 4.38 | 4.98 | 5.4 | 5.53 | 5.75 | 5.72 | 5.62 | 5.43 | 4.34 | 3.91 | 3.37 | 2.73 | 2.4 | 1.93 | 1.34 | 0.84 | 0.61 | 0.5 | 0.57 | 0.72 | 1.05 | 1.46 | 2.08 | 2.76 | 3.51 | 4.05 | 4.58 | 4.9 | 4.92 | 4.76 | 4.66 | 4.47 | 2.95 | 2.86 | 2.64 | 2.03 | 1.75 | 1.49 | 1.12 | 0.8 | 0.61 | 0.67 | 0.82 | 0.96 | 1.17 | 1.46 | 1.91 | 2.23 | 2.48 | 2.93 | 3.39 | 3.57 | 3.52 | 3.31 | 3.1 | 2.94 | 1.32 | 1.28 | 1.22 | 1.08 | 1 | 0.96 | 0.68 | 0.5 | 0.42 | 0.46 | 0.59 | 0.64 | 0.59 | 0.67 | 0.7 | 0.87 | 1.18 | 1.33 | 1.52 | 1.74 | 1.57 | 1.42 | 1.31 | 1.29 | 0.68 | 0.75 | 0.73 | 0.76 | 0.7 | 0.69 | 0.65 | 0.57 | 0.59 | 0.67 | 0.73 | 0.85 | 0.81 | 0.83 | 0.88 | 0.9 | 0.79 | 0.77 | 0.94 | 0.96 | 0.96 | 0.85 | 0.78 | 0.72 | 0.77 | 0.79 | 0.83 | 0.79 | 0.83 | 0.79 | 0.7 | 0.84 | 0.78 | 0.7 | 0.69 | 0.73 | 0.83 | 0.93 | 0.86 | 0.73 | 0.75 | 0.76 | 0.79 | 0.77 | 0.83 | 0.89 | 0.91 | 0.85
GARNET_2_WIND3 |  | Wind | Wind | CISO | South | Socal | FC | 12.6 | 1.17 | 1.22 | 1.39 | 1.31 | 1.29 | 1.21 | 0.99 | 0.85 | 0.9 | 0.9 | 0.89 | 0.93 | 1.03 | 1.18 | 1.18 | 1.29 | 1.13 | 1.13 | 1.06 | 1.07 | 1.03 | 1.01 | 1.05 | 1 | 1.56 | 1.72 | 1.79 | 1.69 | 1.49 | 1.41 | 1.47 | 1.49 | 1.43 | 1.6 | 1.67 | 1.7 | 1.98 | 1.84 | 2.12 | 1.87 | 2.24 | 2.21 | 2.56 | 2.46 | 2.48 | 2.25 | 2.02 | 1.71 | 2.55 | 2.65 | 2.48 | 2.33 | 2.14 | 1.84 | 1.77 | 1.69 | 1.84 | 1.62 | 1.65 | 1.84 | 2.06 | 2.4 | 2.52 | 2.82 | 2.89 | 2.95 | 2.86 | 2.83 | 2.78 | 2.81 | 2.98 | 2.69 | 4.56 | 4.08 | 3.56 | 3.03 | 2.61 | 2.25 | 1.57 | 1.18 | 1.11 | 1.04 | 0.96 | 1.04 | 1.14 | 1.72 | 2.58 | 3.41 | 4.11 | 4.48 | 4.61 | 4.74 | 5.01 | 4.73 | 4.57 | 4.62 | 5.1 | 4.8 | 4.7 | 4.24 | 3.49 | 2.88 | 2.15 | 1.66 | 1.16 | 0.93 | 0.82 | 0.77 | 1.07 | 1.77 | 2.88 | 4.16 | 4.83 | 5.32 | 5.2 | 5.2 | 5.3 | 5.39 | 5.52 | 5.18 | 5.08 | 4.77 | 4.39 | 3.71 | 3.23 | 2.53 | 1.79 | 1.2 | 0.94 | 0.64 | 0.75 | 0.78 | 0.96 | 1.49 | 2.41 | 3.33 | 4.06 | 4.73 | 5.26 | 5.77 | 5.64 | 5.62 | 5.57 | 5.35 | 5.7 | 5.26 | 4.64 | 4.19 | 3.67 | 2.85 | 2.09 | 1.28 | 0.81 | 0.59 | 0.72 | 0.98 | 1.4 | 2.08 | 2.86 | 3.87 | 4.72 | 5.37 | 5.82 | 5.96 | 6.2 | 6.16 | 6.05 | 5.85 | 4.68 | 4.21 | 3.63 | 2.94 | 2.59 | 2.08 | 1.44 | 0.91 | 0.66 | 0.54 | 0.61 | 0.78 | 1.13 | 1.58 | 2.24 | 2.97 | 3.78 | 4.36 | 4.94 | 5.27 | 5.29 | 5.13 | 5.02 | 4.82 | 3.18 | 3.08 | 2.85 | 2.19 | 1.88 | 1.6 | 1.2 | 0.86 | 0.66 | 0.72 | 0.88 | 1.03 | 1.27 | 1.57 | 2.06 | 2.4 | 2.68 | 3.16 | 3.65 | 3.85 | 3.79 | 3.57 | 3.34 | 3.16 | 1.42 | 1.38 | 1.31 | 1.17 | 1.07 | 1.03 | 0.73 | 0.54 | 0.45 | 0.5 | 0.64 | 0.69 | 0.63 | 0.72 | 0.76 | 0.94 | 1.27 | 1.43 | 1.63 | 1.87 | 1.69 | 1.53 | 1.41 | 1.39 | 0.73 | 0.81 | 0.78 | 0.82 | 0.76 | 0.74 | 0.7 | 0.61 | 0.64 | 0.72 | 0.79 | 0.91 | 0.87 | 0.89 | 0.95 | 0.97 | 0.85 | 0.83 | 1.01 | 1.04 | 1.03 | 0.92 | 0.84 | 0.77 | 0.83 | 0.85 | 0.9 | 0.85 | 0.89 | 0.85 | 0.75 | 0.9 | 0.84 | 0.75 | 0.74 | 0.79 | 0.9 | 1 | 0.92 | 0.78 | 0.8 | 0.81 | 0.85 | 0.82 | 0.89 | 0.96 | 0.98 | 0.91
GARNET_2_WIND4 |  | Wind | Wind | CISO | South | Socal | FC | 9.8 | 0.91 | 0.95 | 1.08 | 1.02 | 1.01 | 0.94 | 0.77 | 0.66 | 0.7 | 0.7 | 0.69 | 0.72 | 0.8 | 0.92 | 0.91 | 1 | 0.88 | 0.88 | 0.82 | 0.84 | 0.8 | 0.79 | 0.82 | 0.78 | 1.21 | 1.34 | 1.39 | 1.31 | 1.16 | 1.09 | 1.14 | 1.16 | 1.12 | 1.25 | 1.3 | 1.32 | 1.54 | 1.43 | 1.65 | 1.46 | 1.74 | 1.72 | 1.99 | 1.91 | 1.93 | 1.75 | 1.57 | 1.33 | 1.98 | 2.06 | 1.93 | 1.81 | 1.67 | 1.43 | 1.37 | 1.31 | 1.43 | 1.26 | 1.28 | 1.43 | 1.6 | 1.87 | 1.96 | 2.19 | 2.25 | 2.29 | 2.23 | 2.2 | 2.16 | 2.18 | 2.32 | 2.09 | 3.55 | 3.17 | 2.77 | 2.36 | 2.03 | 1.75 | 1.22 | 0.92 | 0.86 | 0.81 | 0.75 | 0.81 | 0.88 | 1.34 | 2 | 2.65 | 3.19 | 3.49 | 3.59 | 3.69 | 3.89 | 3.68 | 3.55 | 3.59 | 3.97 | 3.73 | 3.65 | 3.29 | 2.71 | 2.24 | 1.67 | 1.29 | 0.9 | 0.72 | 0.64 | 0.6 | 0.83 | 1.37 | 2.24 | 3.23 | 3.75 | 4.14 | 4.04 | 4.04 | 4.13 | 4.19 | 4.3 | 4.03 | 3.95 | 3.71 | 3.41 | 2.89 | 2.51 | 1.97 | 1.39 | 0.93 | 0.73 | 0.49 | 0.58 | 0.61 | 0.75 | 1.16 | 1.87 | 2.59 | 3.16 | 3.68 | 4.09 | 4.49 | 4.39 | 4.37 | 4.33 | 4.16 | 4.43 | 4.09 | 3.61 | 3.26 | 2.85 | 2.22 | 1.63 | 1 | 0.63 | 0.46 | 0.56 | 0.76 | 1.09 | 1.62 | 2.22 | 3.01 | 3.67 | 4.17 | 4.53 | 4.63 | 4.82 | 4.79 | 4.71 | 4.55 | 3.64 | 3.27 | 2.82 | 2.29 | 2.01 | 1.62 | 1.12 | 0.71 | 0.51 | 0.42 | 0.48 | 0.6 | 0.88 | 1.23 | 1.74 | 2.31 | 2.94 | 3.39 | 3.84 | 4.1 | 4.12 | 3.99 | 3.9 | 3.75 | 2.47 | 2.39 | 2.21 | 1.7 | 1.47 | 1.25 | 0.94 | 0.67 | 0.51 | 0.56 | 0.69 | 0.8 | 0.98 | 1.22 | 1.6 | 1.87 | 2.08 | 2.46 | 2.84 | 2.99 | 2.95 | 2.78 | 2.59 | 2.46 | 1.1 | 1.07 | 1.02 | 0.91 | 0.84 | 0.8 | 0.57 | 0.42 | 0.35 | 0.39 | 0.49 | 0.53 | 0.49 | 0.56 | 0.59 | 0.73 | 0.99 | 1.11 | 1.27 | 1.46 | 1.31 | 1.19 | 1.09 | 1.08 | 0.57 | 0.63 | 0.61 | 0.64 | 0.59 | 0.58 | 0.54 | 0.47 | 0.5 | 0.56 | 0.61 | 0.71 | 0.68 | 0.69 | 0.74 | 0.75 | 0.66 | 0.65 | 0.78 | 0.81 | 0.8 | 0.71 | 0.65 | 0.6 | 0.64 | 0.66 | 0.7 | 0.66 | 0.7 | 0.66 | 0.58 | 0.7 | 0.65 | 0.59 | 0.58 | 0.61 | 0.7 | 0.78 | 0.72 | 0.61 | 0.62 | 0.63 | 0.66 | 0.64 | 0.69 | 0.75 | 0.76 | 0.71
GARNET_2_WIND5 |  | Wind | Wind | CISO | South | Socal | FC | 3 | 0.28 | 0.29 | 0.33 | 0.31 | 0.31 | 0.29 | 0.23 | 0.2 | 0.21 | 0.21 | 0.21 | 0.22 | 0.25 | 0.28 | 0.28 | 0.31 | 0.27 | 0.27 | 0.25 | 0.26 | 0.25 | 0.24 | 0.25 | 0.24 | 0.37 | 0.41 | 0.43 | 0.4 | 0.35 | 0.33 | 0.35 | 0.35 | 0.34 | 0.38 | 0.4 | 0.4 | 0.47 | 0.44 | 0.5 | 0.45 | 0.53 | 0.53 | 0.61 | 0.58 | 0.59 | 0.54 | 0.48 | 0.41 | 0.61 | 0.63 | 0.59 | 0.55 | 0.51 | 0.44 | 0.42 | 0.4 | 0.44 | 0.39 | 0.39 | 0.44 | 0.49 | 0.57 | 0.6 | 0.67 | 0.69 | 0.7 | 0.68 | 0.67 | 0.66 | 0.67 | 0.71 | 0.64 | 1.09 | 0.97 | 0.85 | 0.72 | 0.62 | 0.54 | 0.37 | 0.28 | 0.26 | 0.25 | 0.23 | 0.25 | 0.27 | 0.41 | 0.61 | 0.81 | 0.98 | 1.07 | 1.1 | 1.13 | 1.19 | 1.13 | 1.09 | 1.1 | 1.21 | 1.14 | 1.12 | 1.01 | 0.83 | 0.69 | 0.51 | 0.39 | 0.28 | 0.22 | 0.19 | 0.18 | 0.25 | 0.42 | 0.69 | 0.99 | 1.15 | 1.27 | 1.24 | 1.24 | 1.26 | 1.28 | 1.32 | 1.23 | 1.21 | 1.14 | 1.04 | 0.88 | 0.77 | 0.6 | 0.43 | 0.29 | 0.22 | 0.15 | 0.18 | 0.19 | 0.23 | 0.35 | 0.57 | 0.79 | 0.97 | 1.13 | 1.25 | 1.37 | 1.34 | 1.34 | 1.33 | 1.27 | 1.36 | 1.25 | 1.11 | 1 | 0.87 | 0.68 | 0.5 | 0.31 | 0.19 | 0.14 | 0.17 | 0.23 | 0.33 | 0.5 | 0.68 | 0.92 | 1.12 | 1.28 | 1.39 | 1.42 | 1.48 | 1.47 | 1.44 | 1.39 | 1.11 | 1 | 0.86 | 0.7 | 0.62 | 0.5 | 0.34 | 0.22 | 0.16 | 0.13 | 0.15 | 0.18 | 0.27 | 0.38 | 0.53 | 0.71 | 0.9 | 1.04 | 1.18 | 1.26 | 1.26 | 1.22 | 1.19 | 1.15 | 0.76 | 0.73 | 0.68 | 0.52 | 0.45 | 0.38 | 0.29 | 0.21 | 0.16 | 0.17 | 0.21 | 0.25 | 0.3 | 0.37 | 0.49 | 0.57 | 0.64 | 0.75 | 0.87 | 0.92 | 0.9 | 0.85 | 0.79 | 0.75 | 0.34 | 0.33 | 0.31 | 0.28 | 0.26 | 0.25 | 0.17 | 0.13 | 0.11 | 0.12 | 0.15 | 0.16 | 0.15 | 0.17 | 0.18 | 0.22 | 0.3 | 0.34 | 0.39 | 0.45 | 0.4 | 0.37 | 0.33 | 0.33 | 0.17 | 0.19 | 0.19 | 0.19 | 0.18 | 0.18 | 0.17 | 0.15 | 0.15 | 0.17 | 0.19 | 0.22 | 0.21 | 0.21 | 0.23 | 0.23 | 0.2 | 0.2 | 0.24 | 0.25 | 0.25 | 0.22 | 0.2 | 0.18 | 0.2 | 0.2 | 0.21 | 0.2 | 0.21 | 0.2 | 0.18 | 0.21 | 0.2 | 0.18 | 0.18 | 0.19 | 0.21 | 0.24 | 0.22 | 0.19 | 0.19 | 0.19 | 0.2 | 0.2 | 0.21 | 0.23 | 0.23 | 0.22
GASKW1_2_GW1SR1 |  | Solar_1Axis | Solar Tracking | CISO | South | Socal | FC | 20 | 0 | 0 | 0 | 0 | 0 | 0 | 0.01 | 2.23 | 8.17 | 10.55 | 10.97 | 11.2 | 11.07 | 10.39 | 9.62 | 6.06 | 1.19 | 0 | 0 | 0 | 0 | 0 | 0 | 0 | 0 | 0 | 0 | 0 | 0 | 0 | 0.14 | 5.11 | 12.5 | 13.36 | 13.24 | 12.8 | 12.38 | 12.09 | 11.87 | 10.68 | 4.66 | 0.17 | 0 | 0 | 0 | 0 | 0 | 0 | 0 | 0 | 0 | 0 | 0 | 0 | 1.54 | 9.18 | 12.65 | 13.11 | 12.87 | 12.55 | 12.47 | 11.32 | 10.3 | 9.29 | 6.6 | 1 | 0 | 0 | 0 | 0 | 0 | 0 | 0 | 0 | 0 | 0 | 0 | 0.88 | 8.53 | 15.11 | 15.92 | 16.31 | 16.19 | 16.3 | 16.12 | 16.08 | 15.58 | 14.76 | 12.17 | 4.04 | 0.1 | 0 | 0 | 0 | 0 | 0 | 0 | 0 | 0 | 0 | 0.03 | 3.29 | 11.45 | 15.64 | 16.7 | 17.07 | 17.11 | 17.25 | 17.22 | 16.99 | 16.57 | 15.9 | 13.89 | 6.83 | 0.64 | 0 | 0 | 0 | 0 | 0 | 0 | 0 | 0 | 0 | 0.06 | 3.9 | 11.46 | 15.03 | 16.2 | 16.85 | 16.99 | 17.08 | 17.05 | 16.86 | 16.44 | 15.87 | 14.08 | 8.5 | 1.46 | 0 | 0 | 0 | 0 | 0 | 0 | 0 | 0 | 0 | 0.01 | 1.83 | 8.92 | 13.98 | 15.85 | 16.65 | 16.81 | 16.76 | 16.62 | 16.42 | 15.97 | 15.29 | 13.46 | 7.79 | 1.24 | 0 | 0 | 0 | 0 | 0 | 0 | 0 | 0 | 0 | 0 | 0.62 | 6.68 | 12.56 | 14.94 | 16.02 | 16.37 | 16.33 | 16.01 | 15.57 | 14.94 | 13.78 | 10.96 | 4.06 | 0.12 | 0 | 0 | 0 | 0 | 0 | 0 | 0 | 0 | 0 | 0 | 0.14 | 4.94 | 12.9 | 15.03 | 15.81 | 15.93 | 15.93 | 15.84 | 15.66 | 15.43 | 13.93 | 7.79 | 0.93 | 0 | 0 | 0 | 0 | 0 | 0 | 0 | 0 | 0 | 0 | 0 | 0.01 | 2.82 | 11.22 | 14.25 | 14.69 | 14.56 | 14.6 | 14.67 | 14.74 | 14.42 | 11.28 | 3.18 | 0.04 | 0 | 0 | 0 | 0 | 0 | 0 | 0 | 0 | 0 | 0 | 0 | 0 | 0.52 | 6.58 | 12.29 | 13.29 | 12.93 | 12.58 | 12.74 | 12.77 | 12.16 | 7.01 | 0.7 | 0 | 0 | 0 | 0 | 0 | 0 | 0 | 0 | 0 | 0 | 0 | 0 | 0 | 0.02 | 2.44 | 7.76 | 9.33 | 9.83 | 9.63 | 9.95 | 9.4 | 8.58 | 4.88 | 0.42 | 0 | 0 | 0 | 0 | 0 | 0 | 0
GASKW1_2_GW2SR1 |  | Solar_1Axis | Solar Tracking | CISO | South | Socal | ID | 16 | 0 | 0 | 0 | 0 | 0 | 0 | 0.01 | 1.78 | 6.54 | 8.44 | 8.78 | 8.96 | 8.85 | 8.31 | 7.69 | 4.85 | 0.95 | 0 | 0 | 0 | 0 | 0 | 0 | 0 | 0 | 0 | 0 | 0 | 0 | 0 | 0.11 | 4.09 | 10 | 10.68 | 10.6 | 10.24 | 9.9 | 9.67 | 9.5 | 8.54 | 3.73 | 0.14 | 0 | 0 | 0 | 0 | 0 | 0 | 0 | 0 | 0 | 0 | 0 | 0 | 1.24 | 7.34 | 10.12 | 10.49 | 10.3 | 10.04 | 9.98 | 9.06 | 8.24 | 7.43 | 5.28 | 0.8 | 0 | 0 | 0 | 0 | 0 | 0 | 0 | 0 | 0 | 0 | 0 | 0.71 | 6.83 | 12.09 | 12.74 | 13.05 | 12.95 | 13.04 | 12.89 | 12.87 | 12.46 | 11.81 | 9.74 | 3.23 | 0.08 | 0 | 0 | 0 | 0 | 0 | 0 | 0 | 0 | 0 | 0.02 | 2.63 | 9.16 | 12.51 | 13.36 | 13.66 | 13.69 | 13.8 | 13.78 | 13.59 | 13.25 | 12.72 | 11.11 | 5.47 | 0.51 | 0 | 0 | 0 | 0 | 0 | 0 | 0 | 0 | 0 | 0.05 | 3.12 | 9.17 | 12.02 | 12.96 | 13.48 | 13.59 | 13.66 | 13.64 | 13.49 | 13.15 | 12.7 | 11.26 | 6.8 | 1.16 | 0 | 0 | 0 | 0 | 0 | 0 | 0 | 0 | 0 | 0 | 1.46 | 7.14 | 11.18 | 12.68 | 13.32 | 13.45 | 13.41 | 13.29 | 13.13 | 12.77 | 12.23 | 10.77 | 6.23 | 0.99 | 0 | 0 | 0 | 0 | 0 | 0 | 0 | 0 | 0 | 0 | 0.49 | 5.34 | 10.05 | 11.96 | 12.82 | 13.09 | 13.06 | 12.81 | 12.46 | 11.96 | 11.02 | 8.77 | 3.25 | 0.1 | 0 | 0 | 0 | 0 | 0 | 0 | 0 | 0 | 0 | 0 | 0.11 | 3.95 | 10.32 | 12.02 | 12.64 | 12.75 | 12.74 | 12.67 | 12.52 | 12.34 | 11.14 | 6.23 | 0.75 | 0 | 0 | 0 | 0 | 0 | 0 | 0 | 0 | 0 | 0 | 0 | 0.01 | 2.25 | 8.98 | 11.4 | 11.75 | 11.65 | 11.68 | 11.74 | 11.79 | 11.54 | 9.03 | 2.55 | 0.03 | 0 | 0 | 0 | 0 | 0 | 0 | 0 | 0 | 0 | 0 | 0 | 0 | 0.42 | 5.26 | 9.83 | 10.63 | 10.35 | 10.07 | 10.19 | 10.21 | 9.73 | 5.61 | 0.56 | 0 | 0 | 0 | 0 | 0 | 0 | 0 | 0 | 0 | 0 | 0 | 0 | 0 | 0.02 | 1.95 | 6.21 | 7.46 | 7.86 | 7.71 | 7.96 | 7.52 | 6.87 | 3.9 | 0.34 | 0 | 0 | 0 | 0 | 0 | 0 | 0
GASKW1_2_GW2SR2 |  | Solar_1Axis | Solar Tracking | CISO | South | Socal | ID | 29 | 0 | 0 | 0 | 0 | 0 | 0 | 0.01 | 3.23 | 11.85 | 15.3 | 15.91 | 16.25 | 16.04 | 15.07 | 13.95 | 8.79 | 1.73 | 0 | 0 | 0 | 0 | 0 | 0 | 0 | 0 | 0 | 0 | 0 | 0 | 0 | 0.2 | 7.41 | 18.13 | 19.37 | 19.2 | 18.55 | 17.95 | 17.53 | 17.22 | 15.48 | 6.76 | 0.25 | 0 | 0 | 0 | 0 | 0 | 0 | 0 | 0 | 0 | 0 | 0 | 0 | 2.24 | 13.31 | 18.34 | 19.01 | 18.66 | 18.19 | 18.09 | 16.42 | 14.93 | 13.47 | 9.57 | 1.45 | 0 | 0 | 0 | 0 | 0 | 0 | 0 | 0 | 0 | 0 | 0 | 1.28 | 12.37 | 21.9 | 23.09 | 23.65 | 23.47 | 23.63 | 23.37 | 23.32 | 22.59 | 21.4 | 17.65 | 5.86 | 0.14 | 0 | 0 | 0 | 0 | 0 | 0 | 0 | 0 | 0 | 0.04 | 4.77 | 16.6 | 22.67 | 24.21 | 24.75 | 24.81 | 25.01 | 24.97 | 24.64 | 24.02 | 23.05 | 20.14 | 9.91 | 0.93 | 0 | 0 | 0 | 0 | 0 | 0 | 0 | 0 | 0 | 0.09 | 5.66 | 16.62 | 21.79 | 23.5 | 24.43 | 24.63 | 24.76 | 24.72 | 24.44 | 23.84 | 23.01 | 20.41 | 12.33 | 2.11 | 0 | 0 | 0 | 0 | 0 | 0 | 0 | 0 | 0 | 0.01 | 2.65 | 12.93 | 20.27 | 22.98 | 24.14 | 24.37 | 24.3 | 24.09 | 23.81 | 23.15 | 22.17 | 19.52 | 11.29 | 1.8 | 0 | 0 | 0 | 0 | 0 | 0 | 0 | 0 | 0 | 0 | 0.89 | 9.69 | 18.21 | 21.67 | 23.23 | 23.73 | 23.68 | 23.21 | 22.58 | 21.67 | 19.98 | 15.89 | 5.89 | 0.18 | 0 | 0 | 0 | 0 | 0 | 0 | 0 | 0 | 0 | 0 | 0.2 | 7.16 | 18.71 | 21.79 | 22.92 | 23.1 | 23.1 | 22.97 | 22.7 | 22.37 | 20.2 | 11.3 | 1.36 | 0 | 0 | 0 | 0 | 0 | 0 | 0 | 0 | 0 | 0 | 0 | 0.01 | 4.09 | 16.27 | 20.67 | 21.3 | 21.11 | 21.17 | 21.28 | 21.37 | 20.91 | 16.36 | 4.62 | 0.05 | 0 | 0 | 0 | 0 | 0 | 0 | 0 | 0 | 0 | 0 | 0 | 0 | 0.76 | 9.54 | 17.82 | 19.27 | 18.75 | 18.25 | 18.47 | 18.51 | 17.63 | 10.17 | 1.01 | 0 | 0 | 0 | 0 | 0 | 0 | 0 | 0 | 0 | 0 | 0 | 0 | 0 | 0.03 | 3.54 | 11.25 | 13.53 | 14.25 | 13.97 | 14.42 | 13.63 | 12.45 | 7.07 | 0.61 | 0 | 0 | 0 | 0 | 0 | 0 | 0
GASKW1_2_GW3SR1 |  | Solar_1Axis | Solar Tracking | CISO | South | Socal | ID | 20 | 0 | 0 | 0 | 0 | 0 | 0 | 0.01 | 2.23 | 8.17 | 10.55 | 10.97 | 11.2 | 11.07 | 10.39 | 9.62 | 6.06 | 1.19 | 0 | 0 | 0 | 0 | 0 | 0 | 0 | 0 | 0 | 0 | 0 | 0 | 0 | 0.14 | 5.11 | 12.5 | 13.36 | 13.24 | 12.8 | 12.38 | 12.09 | 11.87 | 10.68 | 4.66 | 0.17 | 0 | 0 | 0 | 0 | 0 | 0 | 0 | 0 | 0 | 0 | 0 | 0 | 1.54 | 9.18 | 12.65 | 13.11 | 12.87 | 12.55 | 12.47 | 11.32 | 10.3 | 9.29 | 6.6 | 1 | 0 | 0 | 0 | 0 | 0 | 0 | 0 | 0 | 0 | 0 | 0 | 0.88 | 8.53 | 15.11 | 15.92 | 16.31 | 16.19 | 16.3 | 16.12 | 16.08 | 15.58 | 14.76 | 12.17 | 4.04 | 0.1 | 0 | 0 | 0 | 0 | 0 | 0 | 0 | 0 | 0 | 0.03 | 3.29 | 11.45 | 15.64 | 16.7 | 17.07 | 17.11 | 17.25 | 17.22 | 16.99 | 16.57 | 15.9 | 13.89 | 6.83 | 0.64 | 0 | 0 | 0 | 0 | 0 | 0 | 0 | 0 | 0 | 0.06 | 3.9 | 11.46 | 15.03 | 16.2 | 16.85 | 16.99 | 17.08 | 17.05 | 16.86 | 16.44 | 15.87 | 14.08 | 8.5 | 1.46 | 0 | 0 | 0 | 0 | 0 | 0 | 0 | 0 | 0 | 0.01 | 1.83 | 8.92 | 13.98 | 15.85 | 16.65 | 16.81 | 16.76 | 16.62 | 16.42 | 15.97 | 15.29 | 13.46 | 7.79 | 1.24 | 0 | 0 | 0 | 0 | 0 | 0 | 0 | 0 | 0 | 0 | 0.62 | 6.68 | 12.56 | 14.94 | 16.02 | 16.37 | 16.33 | 16.01 | 15.57 | 14.94 | 13.78 | 10.96 | 4.06 | 0.12 | 0 | 0 | 0 | 0 | 0 | 0 | 0 | 0 | 0 | 0 | 0.14 | 4.94 | 12.9 | 15.03 | 15.81 | 15.93 | 15.93 | 15.84 | 15.66 | 15.43 | 13.93 | 7.79 | 0.93 | 0 | 0 | 0 | 0 | 0 | 0 | 0 | 0 | 0 | 0 | 0 | 0.01 | 2.82 | 11.22 | 14.25 | 14.69 | 14.56 | 14.6 | 14.67 | 14.74 | 14.42 | 11.28 | 3.18 | 0.04 | 0 | 0 | 0 | 0 | 0 | 0 | 0 | 0 | 0 | 0 | 0 | 0 | 0.52 | 6.58 | 12.29 | 13.29 | 12.93 | 12.58 | 12.74 | 12.77 | 12.16 | 7.01 | 0.7 | 0 | 0 | 0 | 0 | 0 | 0 | 0 | 0 | 0 | 0 | 0 | 0 | 0 | 0.02 | 2.44 | 7.76 | 9.33 | 9.83 | 9.63 | 9.95 | 9.4 | 8.58 | 4.88 | 0.42 | 0 | 0 | 0 | 0 | 0 | 0 | 0
GASKW1_2_GW4SR1 |  | Solar_1Axis | Solar Tracking | CISO | South | Socal | ID | 20 | 0 | 0 | 0 | 0 | 0 | 0 | 0.01 | 2.23 | 8.17 | 10.55 | 10.97 | 11.2 | 11.07 | 10.39 | 9.62 | 6.06 | 1.19 | 0 | 0 | 0 | 0 | 0 | 0 | 0 | 0 | 0 | 0 | 0 | 0 | 0 | 0.14 | 5.11 | 12.5 | 13.36 | 13.24 | 12.8 | 12.38 | 12.09 | 11.87 | 10.68 | 4.66 | 0.17 | 0 | 0 | 0 | 0 | 0 | 0 | 0 | 0 | 0 | 0 | 0 | 0 | 1.54 | 9.18 | 12.65 | 13.11 | 12.87 | 12.55 | 12.47 | 11.32 | 10.3 | 9.29 | 6.6 | 1 | 0 | 0 | 0 | 0 | 0 | 0 | 0 | 0 | 0 | 0 | 0 | 0.88 | 8.53 | 15.11 | 15.92 | 16.31 | 16.19 | 16.3 | 16.12 | 16.08 | 15.58 | 14.76 | 12.17 | 4.04 | 0.1 | 0 | 0 | 0 | 0 | 0 | 0 | 0 | 0 | 0 | 0.03 | 3.29 | 11.45 | 15.64 | 16.7 | 17.07 | 17.11 | 17.25 | 17.22 | 16.99 | 16.57 | 15.9 | 13.89 | 6.83 | 0.64 | 0 | 0 | 0 | 0 | 0 | 0 | 0 | 0 | 0 | 0.06 | 3.9 | 11.46 | 15.03 | 16.2 | 16.85 | 16.99 | 17.08 | 17.05 | 16.86 | 16.44 | 15.87 | 14.08 | 8.5 | 1.46 | 0 | 0 | 0 | 0 | 0 | 0 | 0 | 0 | 0 | 0.01 | 1.83 | 8.92 | 13.98 | 15.85 | 16.65 | 16.81 | 16.76 | 16.62 | 16.42 | 15.97 | 15.29 | 13.46 | 7.79 | 1.24 | 0 | 0 | 0 | 0 | 0 | 0 | 0 | 0 | 0 | 0 | 0.62 | 6.68 | 12.56 | 14.94 | 16.02 | 16.37 | 16.33 | 16.01 | 15.57 | 14.94 | 13.78 | 10.96 | 4.06 | 0.12 | 0 | 0 | 0 | 0 | 0 | 0 | 0 | 0 | 0 | 0 | 0.14 | 4.94 | 12.9 | 15.03 | 15.81 | 15.93 | 15.93 | 15.84 | 15.66 | 15.43 | 13.93 | 7.79 | 0.93 | 0 | 0 | 0 | 0 | 0 | 0 | 0 | 0 | 0 | 0 | 0 | 0.01 | 2.82 | 11.22 | 14.25 | 14.69 | 14.56 | 14.6 | 14.67 | 14.74 | 14.42 | 11.28 | 3.18 | 0.04 | 0 | 0 | 0 | 0 | 0 | 0 | 0 | 0 | 0 | 0 | 0 | 0 | 0.52 | 6.58 | 12.29 | 13.29 | 12.93 | 12.58 | 12.74 | 12.77 | 12.16 | 7.01 | 0.7 | 0 | 0 | 0 | 0 | 0 | 0 | 0 | 0 | 0 | 0 | 0 | 0 | 0 | 0.02 | 2.44 | 7.76 | 9.33 | 9.83 | 9.63 | 9.95 | 9.4 | 8.58 | 4.88 | 0.42 | 0 | 0 | 0 | 0 | 0 | 0 | 0
GASKW1_2_GW5SR1 |  | Solar_1Axis | Solar Tracking | CISO | South | Socal | ID | 20 | 0 | 0 | 0 | 0 | 0 | 0 | 0.01 | 2.23 | 8.17 | 10.55 | 10.97 | 11.2 | 11.07 | 10.39 | 9.62 | 6.06 | 1.19 | 0 | 0 | 0 | 0 | 0 | 0 | 0 | 0 | 0 | 0 | 0 | 0 | 0 | 0.14 | 5.11 | 12.5 | 13.36 | 13.24 | 12.8 | 12.38 | 12.09 | 11.87 | 10.68 | 4.66 | 0.17 | 0 | 0 | 0 | 0 | 0 | 0 | 0 | 0 | 0 | 0 | 0 | 0 | 1.54 | 9.18 | 12.65 | 13.11 | 12.87 | 12.55 | 12.47 | 11.32 | 10.3 | 9.29 | 6.6 | 1 | 0 | 0 | 0 | 0 | 0 | 0 | 0 | 0 | 0 | 0 | 0 | 0.88 | 8.53 | 15.11 | 15.92 | 16.31 | 16.19 | 16.3 | 16.12 | 16.08 | 15.58 | 14.76 | 12.17 | 4.04 | 0.1 | 0 | 0 | 0 | 0 | 0 | 0 | 0 | 0 | 0 | 0.03 | 3.29 | 11.45 | 15.64 | 16.7 | 17.07 | 17.11 | 17.25 | 17.22 | 16.99 | 16.57 | 15.9 | 13.89 | 6.83 | 0.64 | 0 | 0 | 0 | 0 | 0 | 0 | 0 | 0 | 0 | 0.06 | 3.9 | 11.46 | 15.03 | 16.2 | 16.85 | 16.99 | 17.08 | 17.05 | 16.86 | 16.44 | 15.87 | 14.08 | 8.5 | 1.46 | 0 | 0 | 0 | 0 | 0 | 0 | 0 | 0 | 0 | 0.01 | 1.83 | 8.92 | 13.98 | 15.85 | 16.65 | 16.81 | 16.76 | 16.62 | 16.42 | 15.97 | 15.29 | 13.46 | 7.79 | 1.24 | 0 | 0 | 0 | 0 | 0 | 0 | 0 | 0 | 0 | 0 | 0.62 | 6.68 | 12.56 | 14.94 | 16.02 | 16.37 | 16.33 | 16.01 | 15.57 | 14.94 | 13.78 | 10.96 | 4.06 | 0.12 | 0 | 0 | 0 | 0 | 0 | 0 | 0 | 0 | 0 | 0 | 0.14 | 4.94 | 12.9 | 15.03 | 15.81 | 15.93 | 15.93 | 15.84 | 15.66 | 15.43 | 13.93 | 7.79 | 0.93 | 0 | 0 | 0 | 0 | 0 | 0 | 0 | 0 | 0 | 0 | 0 | 0.01 | 2.82 | 11.22 | 14.25 | 14.69 | 14.56 | 14.6 | 14.67 | 14.74 | 14.42 | 11.28 | 3.18 | 0.04 | 0 | 0 | 0 | 0 | 0 | 0 | 0 | 0 | 0 | 0 | 0 | 0 | 0.52 | 6.58 | 12.29 | 13.29 | 12.93 | 12.58 | 12.74 | 12.77 | 12.16 | 7.01 | 0.7 | 0 | 0 | 0 | 0 | 0 | 0 | 0 | 0 | 0 | 0 | 0 | 0 | 0 | 0.02 | 2.44 | 7.76 | 9.33 | 9.83 | 9.63 | 9.95 | 9.4 | 8.58 | 4.88 | 0.42 | 0 | 0 | 0 | 0 | 0 | 0 | 0
GATES_2_SOLAR |  | Solar_Fixed | Solar Fixed | CISO | North | Norcal | FC | 20 | 0 | 0 | 0 | 0 | 0 | 0 | 0 | 0.47 | 3.5 | 7.26 | 9.03 | 9.71 | 9.58 | 8.84 | 7.62 | 5.18 | 1.2 | 0 | 0 | 0 | 0 | 0 | 0 | 0 | 0 | 0 | 0 | 0 | 0 | 0 | 0 | 2.02 | 8.41 | 11.7 | 12.89 | 13.01 | 13.1 | 12.76 | 11.98 | 9.43 | 4.45 | 0.33 | 0 | 0 | 0 | 0 | 0 | 0 | 0 | 0 | 0 | 0 | 0 | 0 | 0.48 | 5.2 | 9.94 | 11.63 | 11.95 | 11.7 | 12.02 | 11.7 | 10.61 | 8.78 | 6.01 | 1.47 | 0 | 0 | 0 | 0 | 0 | 0 | 0 | 0 | 0 | 0 | 0 | 0.2 | 4.03 | 10.43 | 13.51 | 15.01 | 15.55 | 16.2 | 15.9 | 15.72 | 15.24 | 13.5 | 10.37 | 4.28 | 0.27 | 0 | 0 | 0 | 0 | 0 | 0 | 0 | 0 | 0 | 0 | 1.28 | 7.04 | 11.9 | 14.4 | 15.86 | 16.26 | 16.4 | 16.47 | 16.43 | 15.84 | 14.2 | 11.71 | 6.32 | 1.05 | 0 | 0 | 0 | 0 | 0 | 0 | 0 | 0 | 0 | 0.01 | 1.78 | 7.39 | 12.09 | 14.6 | 15.82 | 16.63 | 16.86 | 17.13 | 16.86 | 16.09 | 14.69 | 12.18 | 7.66 | 2.08 | 0.03 | 0 | 0 | 0 | 0 | 0 | 0 | 0 | 0 | 0 | 0.85 | 6.15 | 11.5 | 14.49 | 15.97 | 16.97 | 17.19 | 17.08 | 16.81 | 16.03 | 14.64 | 11.98 | 7.41 | 1.64 | 0.01 | 0 | 0 | 0 | 0 | 0 | 0 | 0 | 0 | 0 | 0.13 | 3.71 | 9.79 | 13.17 | 14.77 | 15.86 | 16.36 | 16.29 | 16.2 | 15.36 | 13.46 | 10.02 | 4.02 | 0.24 | 0 | 0 | 0 | 0 | 0 | 0 | 0 | 0 | 0 | 0 | 0.01 | 2.49 | 9.52 | 13.68 | 15.33 | 16.18 | 16.43 | 16.31 | 16.05 | 15.23 | 13.14 | 8.01 | 1.73 | 0 | 0 | 0 | 0 | 0 | 0 | 0 | 0 | 0 | 0 | 0 | 0 | 0.89 | 6.74 | 11.92 | 13.83 | 14.19 | 14.3 | 14.23 | 14.09 | 12.97 | 9.78 | 3.47 | 0.13 | 0 | 0 | 0 | 0 | 0 | 0 | 0 | 0 | 0 | 0 | 0 | 0 | 0.04 | 2.86 | 9.17 | 11.86 | 12.58 | 12.47 | 12.43 | 12.02 | 10.55 | 6.07 | 0.83 | 0 | 0 | 0 | 0 | 0 | 0 | 0 | 0 | 0 | 0 | 0 | 0 | 0 | 0 | 0.68 | 3.52 | 6.84 | 8.66 | 9.49 | 9.25 | 8.54 | 7.37 | 4.16 | 0.53 | 0 | 0 | 0 | 0 | 0 | 0 | 0
GATES_2_WSOLAR |  | Solar_Fixed | Solar Fixed | CISO | North | Norcal | FC | 10 | 0 | 0 | 0 | 0 | 0 | 0 | 0 | 0.23 | 1.75 | 3.63 | 4.52 | 4.85 | 4.79 | 4.42 | 3.81 | 2.59 | 0.6 | 0 | 0 | 0 | 0 | 0 | 0 | 0 | 0 | 0 | 0 | 0 | 0 | 0 | 0 | 1.01 | 4.21 | 5.85 | 6.45 | 6.5 | 6.55 | 6.38 | 5.99 | 4.72 | 2.22 | 0.17 | 0 | 0 | 0 | 0 | 0 | 0 | 0 | 0 | 0 | 0 | 0 | 0 | 0.24 | 2.6 | 4.97 | 5.81 | 5.97 | 5.85 | 6.01 | 5.85 | 5.3 | 4.39 | 3 | 0.74 | 0 | 0 | 0 | 0 | 0 | 0 | 0 | 0 | 0 | 0 | 0 | 0.1 | 2.01 | 5.22 | 6.75 | 7.5 | 7.77 | 8.1 | 7.95 | 7.86 | 7.62 | 6.75 | 5.19 | 2.14 | 0.13 | 0 | 0 | 0 | 0 | 0 | 0 | 0 | 0 | 0 | 0 | 0.64 | 3.52 | 5.95 | 7.2 | 7.93 | 8.13 | 8.2 | 8.23 | 8.22 | 7.92 | 7.1 | 5.85 | 3.16 | 0.52 | 0 | 0 | 0 | 0 | 0 | 0 | 0 | 0 | 0 | 0 | 0.89 | 3.69 | 6.04 | 7.3 | 7.91 | 8.31 | 8.43 | 8.56 | 8.43 | 8.05 | 7.35 | 6.09 | 3.83 | 1.04 | 0.01 | 0 | 0 | 0 | 0 | 0 | 0 | 0 | 0 | 0 | 0.43 | 3.07 | 5.75 | 7.25 | 7.99 | 8.49 | 8.6 | 8.54 | 8.41 | 8.02 | 7.32 | 5.99 | 3.7 | 0.82 | 0.01 | 0 | 0 | 0 | 0 | 0 | 0 | 0 | 0 | 0 | 0.07 | 1.86 | 4.89 | 6.59 | 7.38 | 7.93 | 8.18 | 8.14 | 8.1 | 7.68 | 6.73 | 5.01 | 2.01 | 0.12 | 0 | 0 | 0 | 0 | 0 | 0 | 0 | 0 | 0 | 0 | 0.01 | 1.24 | 4.76 | 6.84 | 7.66 | 8.09 | 8.21 | 8.16 | 8.02 | 7.61 | 6.57 | 4.01 | 0.87 | 0 | 0 | 0 | 0 | 0 | 0 | 0 | 0 | 0 | 0 | 0 | 0 | 0.45 | 3.37 | 5.96 | 6.91 | 7.1 | 7.15 | 7.11 | 7.04 | 6.48 | 4.89 | 1.74 | 0.06 | 0 | 0 | 0 | 0 | 0 | 0 | 0 | 0 | 0 | 0 | 0 | 0 | 0.02 | 1.43 | 4.59 | 5.93 | 6.29 | 6.24 | 6.22 | 6.01 | 5.28 | 3.03 | 0.41 | 0 | 0 | 0 | 0 | 0 | 0 | 0 | 0 | 0 | 0 | 0 | 0 | 0 | 0 | 0.34 | 1.76 | 3.42 | 4.33 | 4.74 | 4.63 | 4.27 | 3.69 | 2.08 | 0.26 | 0 | 0 | 0 | 0 | 0 | 0 | 0
GENESI_2_STG |  | Paired_Solar_Thermal | Solar Thermal | CISO | South | Socal | FC | 250 | 0 | 0 | 0 | 0 | 0 | 0 | 0 | 0 | 14.81 | 50.14 | 67.4 | 76.3 | 70.77 | 71.63 | 67.87 | 50.2 | 14.51 | 0 | 0 | 0 | 0 | 0 | 0 | 0 | 0 | 0 | 0 | 0 | 0 | 0 | 0 | 0 | 25.75 | 66.05 | 81.1 | 71.71 | 66.01 | 62.68 | 64.17 | 61.38 | 37.41 | 4.37 | 0 | 0 | 0 | 0 | 0 | 0 | 0 | 0 | 0 | 0 | 0 | 0 | 0 | 16.75 | 85.32 | 112.79 | 123.18 | 115.55 | 110.7 | 115.4 | 108.16 | 96.01 | 64.95 | 23.16 | 0.02 | 0 | 0 | 0 | 0 | 0 | 0 | 0 | 0 | 0 | 0 | 0 | 19.53 | 127.62 | 185.03 | 196.23 | 197.11 | 199.14 | 192.37 | 179.86 | 176.36 | 170.63 | 155.39 | 71.83 | 8.57 | 0 | 0 | 0 | 0 | 0 | 0 | 0 | 0 | 0 | 0 | 5.05 | 69.88 | 170.69 | 206.74 | 211.18 | 210.02 | 210.9 | 206.73 | 198.7 | 194.21 | 182.15 | 162.91 | 104.1 | 22.62 | 0 | 0 | 0 | 0 | 0 | 0 | 0 | 0 | 0 | 0 | 10.89 | 85.36 | 179.98 | 206.67 | 211.07 | 210.9 | 209.69 | 202.09 | 191.19 | 186.6 | 179.54 | 159.2 | 109.14 | 36 | 1.12 | 0 | 0 | 0 | 0 | 0 | 0 | 0 | 0 | 0 | 0 | 24.45 | 107.44 | 161.04 | 181.16 | 189.73 | 179.91 | 169.4 | 158.11 | 147.68 | 149.31 | 133.88 | 96.78 | 28.73 | 0.14 | 0 | 0 | 0 | 0 | 0 | 0 | 0 | 0 | 0 | 0 | 15.57 | 101.64 | 165.57 | 182.67 | 192.11 | 190.24 | 178.92 | 172.52 | 165.58 | 151.07 | 125.58 | 71.42 | 10.87 | 0 | 0 | 0 | 0 | 0 | 0 | 0 | 0 | 0 | 0 | 0 | 5.53 | 87.1 | 159.1 | 181.1 | 179.56 | 176.32 | 172.98 | 176.51 | 166.12 | 155.37 | 112.96 | 25.13 | 0.4 | 0 | 0 | 0 | 0 | 0 | 0 | 0 | 0 | 0 | 0 | 0 | 0.79 | 51.27 | 151.41 | 183.18 | 180.7 | 180.21 | 184.2 | 184.52 | 183.36 | 152.51 | 62.08 | 5.31 | 0 | 0 | 0 | 0 | 0 | 0 | 0 | 0 | 0 | 0 | 0 | 0 | 0 | 12.01 | 85.68 | 136.33 | 144.71 | 143.67 | 141.6 | 139.95 | 137.48 | 96.7 | 22.05 | 0 | 0 | 0 | 0 | 0 | 0 | 0 | 0 | 0 | 0 | 0 | 0 | 0 | 0 | 0 | 10.3 | 42.75 | 62.18 | 65.28 | 71.6 | 73.72 | 64.79 | 47.53 | 10.18 | 0 | 0 | 0 | 0 | 0 | 0 | 0
GIFENS_6_BUGSL1 |  | Solar_1Axis | Solar Tracking | CISO | North | Norcal | FC | 20 | 0 | 0 | 0 | 0 | 0 | 0 | 0 | 0.42 | 3.28 | 6.25 | 7.72 | 8.5 | 8.51 | 8.03 | 7.52 | 5.13 | 1.12 | 0 | 0 | 0 | 0 | 0 | 0 | 0 | 0 | 0 | 0 | 0 | 0 | 0 | 0 | 2.47 | 10.27 | 12.8 | 13.08 | 12.39 | 12.21 | 12.13 | 12.4 | 10.57 | 5.55 | 0.31 | 0 | 0 | 0 | 0 | 0 | 0 | 0 | 0 | 0 | 0 | 0 | 0 | 0.52 | 6.39 | 11.99 | 12.84 | 12.05 | 12.38 | 12.2 | 11.23 | 10.37 | 9.66 | 6.8 | 1.57 | 0 | 0 | 0 | 0 | 0 | 0 | 0 | 0 | 0 | 0 | 0 | 0.28 | 5.97 | 13.17 | 14.48 | 14.4 | 14.15 | 14.49 | 14.52 | 14.31 | 14.54 | 13.94 | 12.71 | 5.9 | 0.27 | 0 | 0 | 0 | 0 | 0 | 0 | 0 | 0 | 0 | 0 | 2.2 | 10.38 | 14.64 | 15.3 | 15.32 | 15.19 | 15.51 | 15.51 | 15.86 | 15.86 | 15.51 | 14.62 | 9.05 | 1.41 | 0 | 0 | 0 | 0 | 0 | 0 | 0 | 0 | 0 | 0.01 | 3.16 | 11.47 | 15.54 | 16.64 | 16.85 | 16.97 | 17.07 | 17.02 | 16.87 | 16.87 | 16.5 | 15.31 | 11.34 | 3.2 | 0.04 | 0 | 0 | 0 | 0 | 0 | 0 | 0 | 0 | 0 | 1.43 | 9.2 | 14.84 | 16.38 | 16.6 | 16.72 | 16.65 | 16.62 | 16.44 | 16.41 | 15.74 | 14.59 | 10.24 | 2.41 | 0.01 | 0 | 0 | 0 | 0 | 0 | 0 | 0 | 0 | 0 | 0.2 | 5.39 | 12.46 | 15.07 | 15.77 | 15.84 | 15.96 | 15.84 | 15.71 | 15.6 | 14.68 | 12.04 | 5.34 | 0.3 | 0 | 0 | 0 | 0 | 0 | 0 | 0 | 0 | 0 | 0 | 0.02 | 3.29 | 11.75 | 14.8 | 15.3 | 15.19 | 15.01 | 15.04 | 15.25 | 15.32 | 14.44 | 9.5 | 1.87 | 0 | 0 | 0 | 0 | 0 | 0 | 0 | 0 | 0 | 0 | 0 | 0 | 0.98 | 7.8 | 12.9 | 13.29 | 13.02 | 12.69 | 12.79 | 13.02 | 12.97 | 10.92 | 3.63 | 0.08 | 0 | 0 | 0 | 0 | 0 | 0 | 0 | 0 | 0 | 0 | 0 | 0 | 0.04 | 3.04 | 9.15 | 10.78 | 10.58 | 10.24 | 10.54 | 10.85 | 10.19 | 6.39 | 0.76 | 0 | 0 | 0 | 0 | 0 | 0 | 0 | 0 | 0 | 0 | 0 | 0 | 0 | 0 | 0.6 | 4.09 | 6.72 | 8.16 | 8.58 | 8.35 | 8.09 | 7.48 | 4.18 | 0.45 | 0 | 0 | 0 | 0 | 0 | 0 | 0
GIFFEN_6_SOLAR |  | Solar_Fixed | Solar Fixed | CISO | North | Norcal | FC | 10 | 0 | 0 | 0 | 0 | 0 | 0 | 0 | 0.23 | 1.75 | 3.63 | 4.52 | 4.85 | 4.79 | 4.42 | 3.81 | 2.59 | 0.6 | 0 | 0 | 0 | 0 | 0 | 0 | 0 | 0 | 0 | 0 | 0 | 0 | 0 | 0 | 1.01 | 4.21 | 5.85 | 6.45 | 6.5 | 6.55 | 6.38 | 5.99 | 4.72 | 2.22 | 0.17 | 0 | 0 | 0 | 0 | 0 | 0 | 0 | 0 | 0 | 0 | 0 | 0 | 0.24 | 2.6 | 4.97 | 5.81 | 5.97 | 5.85 | 6.01 | 5.85 | 5.3 | 4.39 | 3 | 0.74 | 0 | 0 | 0 | 0 | 0 | 0 | 0 | 0 | 0 | 0 | 0 | 0.1 | 2.01 | 5.22 | 6.75 | 7.5 | 7.77 | 8.1 | 7.95 | 7.86 | 7.62 | 6.75 | 5.19 | 2.14 | 0.13 | 0 | 0 | 0 | 0 | 0 | 0 | 0 | 0 | 0 | 0 | 0.64 | 3.52 | 5.95 | 7.2 | 7.93 | 8.13 | 8.2 | 8.23 | 8.22 | 7.92 | 7.1 | 5.85 | 3.16 | 0.52 | 0 | 0 | 0 | 0 | 0 | 0 | 0 | 0 | 0 | 0 | 0.89 | 3.69 | 6.04 | 7.3 | 7.91 | 8.31 | 8.43 | 8.56 | 8.43 | 8.05 | 7.35 | 6.09 | 3.83 | 1.04 | 0.01 | 0 | 0 | 0 | 0 | 0 | 0 | 0 | 0 | 0 | 0.43 | 3.07 | 5.75 | 7.25 | 7.99 | 8.49 | 8.6 | 8.54 | 8.41 | 8.02 | 7.32 | 5.99 | 3.7 | 0.82 | 0.01 | 0 | 0 | 0 | 0 | 0 | 0 | 0 | 0 | 0 | 0.07 | 1.86 | 4.89 | 6.59 | 7.38 | 7.93 | 8.18 | 8.14 | 8.1 | 7.68 | 6.73 | 5.01 | 2.01 | 0.12 | 0 | 0 | 0 | 0 | 0 | 0 | 0 | 0 | 0 | 0 | 0.01 | 1.24 | 4.76 | 6.84 | 7.66 | 8.09 | 8.21 | 8.16 | 8.02 | 7.61 | 6.57 | 4.01 | 0.87 | 0 | 0 | 0 | 0 | 0 | 0 | 0 | 0 | 0 | 0 | 0 | 0 | 0.45 | 3.37 | 5.96 | 6.91 | 7.1 | 7.15 | 7.11 | 7.04 | 6.48 | 4.89 | 1.74 | 0.06 | 0 | 0 | 0 | 0 | 0 | 0 | 0 | 0 | 0 | 0 | 0 | 0 | 0.02 | 1.43 | 4.59 | 5.93 | 6.29 | 6.24 | 6.22 | 6.01 | 5.28 | 3.03 | 0.41 | 0 | 0 | 0 | 0 | 0 | 0 | 0 | 0 | 0 | 0 | 0 | 0 | 0 | 0 | 0.34 | 1.76 | 3.42 | 4.33 | 4.74 | 4.63 | 4.27 | 3.69 | 2.08 | 0.26 | 0 | 0 | 0 | 0 | 0 | 0 | 0
GIFFEN_6_SOLAR1 |  | Solar_1Axis | Solar Tracking | CISO | North | Norcal | EO | 9 | 0 | 0 | 0 | 0 | 0 | 0 | 0 | 0.19 | 1.47 | 2.81 | 3.48 | 3.83 | 3.83 | 3.61 | 3.38 | 2.31 | 0.5 | 0 | 0 | 0 | 0 | 0 | 0 | 0 | 0 | 0 | 0 | 0 | 0 | 0 | 0 | 1.11 | 4.62 | 5.76 | 5.88 | 5.58 | 5.5 | 5.46 | 5.58 | 4.76 | 2.5 | 0.14 | 0 | 0 | 0 | 0 | 0 | 0 | 0 | 0 | 0 | 0 | 0 | 0 | 0.23 | 2.87 | 5.39 | 5.78 | 5.42 | 5.57 | 5.49 | 5.05 | 4.67 | 4.35 | 3.06 | 0.71 | 0 | 0 | 0 | 0 | 0 | 0 | 0 | 0 | 0 | 0 | 0 | 0.12 | 2.68 | 5.93 | 6.52 | 6.48 | 6.37 | 6.52 | 6.54 | 6.44 | 6.54 | 6.27 | 5.72 | 2.66 | 0.12 | 0 | 0 | 0 | 0 | 0 | 0 | 0 | 0 | 0 | 0 | 0.99 | 4.67 | 6.59 | 6.89 | 6.9 | 6.83 | 6.98 | 6.98 | 7.14 | 7.14 | 6.98 | 6.58 | 4.07 | 0.63 | 0 | 0 | 0 | 0 | 0 | 0 | 0 | 0 | 0 | 0.01 | 1.42 | 5.16 | 6.99 | 7.49 | 7.58 | 7.64 | 7.68 | 7.66 | 7.59 | 7.59 | 7.42 | 6.89 | 5.1 | 1.44 | 0.02 | 0 | 0 | 0 | 0 | 0 | 0 | 0 | 0 | 0 | 0.65 | 4.14 | 6.68 | 7.37 | 7.47 | 7.52 | 7.49 | 7.48 | 7.4 | 7.38 | 7.08 | 6.57 | 4.61 | 1.08 | 0.01 | 0 | 0 | 0 | 0 | 0 | 0 | 0 | 0 | 0 | 0.09 | 2.43 | 5.61 | 6.78 | 7.09 | 7.13 | 7.18 | 7.13 | 7.07 | 7.02 | 6.61 | 5.42 | 2.4 | 0.13 | 0 | 0 | 0 | 0 | 0 | 0 | 0 | 0 | 0 | 0 | 0.01 | 1.48 | 5.29 | 6.66 | 6.88 | 6.83 | 6.76 | 6.77 | 6.86 | 6.89 | 6.5 | 4.28 | 0.84 | 0 | 0 | 0 | 0 | 0 | 0 | 0 | 0 | 0 | 0 | 0 | 0 | 0.44 | 3.51 | 5.8 | 5.98 | 5.86 | 5.71 | 5.76 | 5.86 | 5.84 | 4.91 | 1.63 | 0.03 | 0 | 0 | 0 | 0 | 0 | 0 | 0 | 0 | 0 | 0 | 0 | 0 | 0.02 | 1.37 | 4.12 | 4.85 | 4.76 | 4.61 | 4.74 | 4.88 | 4.59 | 2.87 | 0.34 | 0 | 0 | 0 | 0 | 0 | 0 | 0 | 0 | 0 | 0 | 0 | 0 | 0 | 0 | 0.27 | 1.84 | 3.02 | 3.67 | 3.86 | 3.76 | 3.64 | 3.36 | 1.88 | 0.2 | 0 | 0 | 0 | 0 | 0 | 0 | 0
GLDFGR_6_SOLAR1 |  | Solar_1Axis | Solar Tracking | CISO | South | Socal | FC | 20 | 0 | 0 | 0 | 0 | 0 | 0 | 0.01 | 2.23 | 8.17 | 10.55 | 10.97 | 11.2 | 11.07 | 10.39 | 9.62 | 6.06 | 1.19 | 0 | 0 | 0 | 0 | 0 | 0 | 0 | 0 | 0 | 0 | 0 | 0 | 0 | 0.14 | 5.11 | 12.5 | 13.36 | 13.24 | 12.8 | 12.38 | 12.09 | 11.87 | 10.68 | 4.66 | 0.17 | 0 | 0 | 0 | 0 | 0 | 0 | 0 | 0 | 0 | 0 | 0 | 0 | 1.54 | 9.18 | 12.65 | 13.11 | 12.87 | 12.55 | 12.47 | 11.32 | 10.3 | 9.29 | 6.6 | 1 | 0 | 0 | 0 | 0 | 0 | 0 | 0 | 0 | 0 | 0 | 0 | 0.88 | 8.53 | 15.11 | 15.92 | 16.31 | 16.19 | 16.3 | 16.12 | 16.08 | 15.58 | 14.76 | 12.17 | 4.04 | 0.1 | 0 | 0 | 0 | 0 | 0 | 0 | 0 | 0 | 0 | 0.03 | 3.29 | 11.45 | 15.64 | 16.7 | 17.07 | 17.11 | 17.25 | 17.22 | 16.99 | 16.57 | 15.9 | 13.89 | 6.83 | 0.64 | 0 | 0 | 0 | 0 | 0 | 0 | 0 | 0 | 0 | 0.06 | 3.9 | 11.46 | 15.03 | 16.2 | 16.85 | 16.99 | 17.08 | 17.05 | 16.86 | 16.44 | 15.87 | 14.08 | 8.5 | 1.46 | 0 | 0 | 0 | 0 | 0 | 0 | 0 | 0 | 0 | 0.01 | 1.83 | 8.92 | 13.98 | 15.85 | 16.65 | 16.81 | 16.76 | 16.62 | 16.42 | 15.97 | 15.29 | 13.46 | 7.79 | 1.24 | 0 | 0 | 0 | 0 | 0 | 0 | 0 | 0 | 0 | 0 | 0.62 | 6.68 | 12.56 | 14.94 | 16.02 | 16.37 | 16.33 | 16.01 | 15.57 | 14.94 | 13.78 | 10.96 | 4.06 | 0.12 | 0 | 0 | 0 | 0 | 0 | 0 | 0 | 0 | 0 | 0 | 0.14 | 4.94 | 12.9 | 15.03 | 15.81 | 15.93 | 15.93 | 15.84 | 15.66 | 15.43 | 13.93 | 7.79 | 0.93 | 0 | 0 | 0 | 0 | 0 | 0 | 0 | 0 | 0 | 0 | 0 | 0.01 | 2.82 | 11.22 | 14.25 | 14.69 | 14.56 | 14.6 | 14.67 | 14.74 | 14.42 | 11.28 | 3.18 | 0.04 | 0 | 0 | 0 | 0 | 0 | 0 | 0 | 0 | 0 | 0 | 0 | 0 | 0.52 | 6.58 | 12.29 | 13.29 | 12.93 | 12.58 | 12.74 | 12.77 | 12.16 | 7.01 | 0.7 | 0 | 0 | 0 | 0 | 0 | 0 | 0 | 0 | 0 | 0 | 0 | 0 | 0 | 0.02 | 2.44 | 7.76 | 9.33 | 9.83 | 9.63 | 9.95 | 9.4 | 8.58 | 4.88 | 0.42 | 0 | 0 | 0 | 0 | 0 | 0 | 0
GLDFGR_6_SOLAR2 |  | Solar_1Axis | Solar Tracking | CISO | South | Socal | FC | 11.4 | 0 | 0 | 0 | 0 | 0 | 0 | 0.01 | 1.27 | 4.66 | 6.02 | 6.25 | 6.39 | 6.31 | 5.92 | 5.48 | 3.46 | 0.68 | 0 | 0 | 0 | 0 | 0 | 0 | 0 | 0 | 0 | 0 | 0 | 0 | 0 | 0.08 | 2.91 | 7.13 | 7.61 | 7.55 | 7.29 | 7.05 | 6.89 | 6.77 | 6.09 | 2.66 | 0.1 | 0 | 0 | 0 | 0 | 0 | 0 | 0 | 0 | 0 | 0 | 0 | 0 | 0.88 | 5.23 | 7.21 | 7.47 | 7.34 | 7.15 | 7.11 | 6.45 | 5.87 | 5.3 | 3.76 | 0.57 | 0 | 0 | 0 | 0 | 0 | 0 | 0 | 0 | 0 | 0 | 0 | 0.5 | 4.86 | 8.61 | 9.08 | 9.3 | 9.23 | 9.29 | 9.19 | 9.17 | 8.88 | 8.41 | 6.94 | 2.3 | 0.05 | 0 | 0 | 0 | 0 | 0 | 0 | 0 | 0 | 0 | 0.02 | 1.88 | 6.53 | 8.91 | 9.52 | 9.73 | 9.75 | 9.83 | 9.82 | 9.68 | 9.44 | 9.06 | 7.92 | 3.89 | 0.37 | 0 | 0 | 0 | 0 | 0 | 0 | 0 | 0 | 0 | 0.03 | 2.22 | 6.53 | 8.57 | 9.24 | 9.61 | 9.68 | 9.73 | 9.72 | 9.61 | 9.37 | 9.05 | 8.02 | 4.85 | 0.83 | 0 | 0 | 0 | 0 | 0 | 0 | 0 | 0 | 0 | 0 | 1.04 | 5.08 | 7.97 | 9.04 | 9.49 | 9.58 | 9.55 | 9.47 | 9.36 | 9.1 | 8.71 | 7.67 | 4.44 | 0.71 | 0 | 0 | 0 | 0 | 0 | 0 | 0 | 0 | 0 | 0 | 0.35 | 3.81 | 7.16 | 8.52 | 9.13 | 9.33 | 9.31 | 9.12 | 8.88 | 8.52 | 7.85 | 6.25 | 2.31 | 0.07 | 0 | 0 | 0 | 0 | 0 | 0 | 0 | 0 | 0 | 0 | 0.08 | 2.81 | 7.35 | 8.56 | 9.01 | 9.08 | 9.08 | 9.03 | 8.92 | 8.79 | 7.94 | 4.44 | 0.53 | 0 | 0 | 0 | 0 | 0 | 0 | 0 | 0 | 0 | 0 | 0 | 0.01 | 1.61 | 6.4 | 8.12 | 8.37 | 8.3 | 8.32 | 8.36 | 8.4 | 8.22 | 6.43 | 1.81 | 0.02 | 0 | 0 | 0 | 0 | 0 | 0 | 0 | 0 | 0 | 0 | 0 | 0 | 0.3 | 3.75 | 7 | 7.58 | 7.37 | 7.17 | 7.26 | 7.28 | 6.93 | 4 | 0.4 | 0 | 0 | 0 | 0 | 0 | 0 | 0 | 0 | 0 | 0 | 0 | 0 | 0 | 0.01 | 1.39 | 4.42 | 5.32 | 5.6 | 5.49 | 5.67 | 5.36 | 4.89 | 2.78 | 0.24 | 0 | 0 | 0 | 0 | 0 | 0 | 0
GLDTWN_6_COLUM3 |  | Solar_1Axis | Solar Tracking | CISO | South | Socal | FC | 10 | 0 | 0 | 0 | 0 | 0 | 0 | 0 | 1.12 | 4.09 | 5.28 | 5.48 | 5.6 | 5.53 | 5.2 | 4.81 | 3.03 | 0.6 | 0 | 0 | 0 | 0 | 0 | 0 | 0 | 0 | 0 | 0 | 0 | 0 | 0 | 0.07 | 2.55 | 6.25 | 6.68 | 6.62 | 6.4 | 6.19 | 6.04 | 5.94 | 5.34 | 2.33 | 0.09 | 0 | 0 | 0 | 0 | 0 | 0 | 0 | 0 | 0 | 0 | 0 | 0 | 0.77 | 4.59 | 6.32 | 6.55 | 6.44 | 6.27 | 6.24 | 5.66 | 5.15 | 4.65 | 3.3 | 0.5 | 0 | 0 | 0 | 0 | 0 | 0 | 0 | 0 | 0 | 0 | 0 | 0.44 | 4.27 | 7.55 | 7.96 | 8.15 | 8.09 | 8.15 | 8.06 | 8.04 | 7.79 | 7.38 | 6.09 | 2.02 | 0.05 | 0 | 0 | 0 | 0 | 0 | 0 | 0 | 0 | 0 | 0.01 | 1.65 | 5.73 | 7.82 | 8.35 | 8.54 | 8.55 | 8.62 | 8.61 | 8.49 | 8.28 | 7.95 | 6.94 | 3.42 | 0.32 | 0 | 0 | 0 | 0 | 0 | 0 | 0 | 0 | 0 | 0.03 | 1.95 | 5.73 | 7.51 | 8.1 | 8.43 | 8.49 | 8.54 | 8.53 | 8.43 | 8.22 | 7.93 | 7.04 | 4.25 | 0.73 | 0 | 0 | 0 | 0 | 0 | 0 | 0 | 0 | 0 | 0 | 0.91 | 4.46 | 6.99 | 7.93 | 8.32 | 8.41 | 8.38 | 8.31 | 8.21 | 7.98 | 7.64 | 6.73 | 3.89 | 0.62 | 0 | 0 | 0 | 0 | 0 | 0 | 0 | 0 | 0 | 0 | 0.31 | 3.34 | 6.28 | 7.47 | 8.01 | 8.18 | 8.16 | 8 | 7.79 | 7.47 | 6.89 | 5.48 | 2.03 | 0.06 | 0 | 0 | 0 | 0 | 0 | 0 | 0 | 0 | 0 | 0 | 0.07 | 2.47 | 6.45 | 7.51 | 7.9 | 7.97 | 7.96 | 7.92 | 7.83 | 7.71 | 6.97 | 3.9 | 0.47 | 0 | 0 | 0 | 0 | 0 | 0 | 0 | 0 | 0 | 0 | 0 | 0 | 1.41 | 5.61 | 7.13 | 7.34 | 7.28 | 7.3 | 7.34 | 7.37 | 7.21 | 5.64 | 1.59 | 0.02 | 0 | 0 | 0 | 0 | 0 | 0 | 0 | 0 | 0 | 0 | 0 | 0 | 0.26 | 3.29 | 6.14 | 6.65 | 6.47 | 6.29 | 6.37 | 6.38 | 6.08 | 3.51 | 0.35 | 0 | 0 | 0 | 0 | 0 | 0 | 0 | 0 | 0 | 0 | 0 | 0 | 0 | 0.01 | 1.22 | 3.88 | 4.66 | 4.91 | 4.82 | 4.97 | 4.7 | 4.29 | 2.44 | 0.21 | 0 | 0 | 0 | 0 | 0 | 0 | 0
GLDTWN_6_SOLAR |  | Solar_1Axis | Solar Tracking | CISO | South | Socal | FC | 5 | 0 | 0 | 0 | 0 | 0 | 0 | 0 | 0.56 | 2.04 | 2.64 | 2.74 | 2.8 | 2.77 | 2.6 | 2.4 | 1.52 | 0.3 | 0 | 0 | 0 | 0 | 0 | 0 | 0 | 0 | 0 | 0 | 0 | 0 | 0 | 0.03 | 1.28 | 3.13 | 3.34 | 3.31 | 3.2 | 3.09 | 3.02 | 2.97 | 2.67 | 1.16 | 0.04 | 0 | 0 | 0 | 0 | 0 | 0 | 0 | 0 | 0 | 0 | 0 | 0 | 0.39 | 2.29 | 3.16 | 3.28 | 3.22 | 3.14 | 3.12 | 2.83 | 2.57 | 2.32 | 1.65 | 0.25 | 0 | 0 | 0 | 0 | 0 | 0 | 0 | 0 | 0 | 0 | 0 | 0.22 | 2.13 | 3.78 | 3.98 | 4.08 | 4.05 | 4.07 | 4.03 | 4.02 | 3.9 | 3.69 | 3.04 | 1.01 | 0.02 | 0 | 0 | 0 | 0 | 0 | 0 | 0 | 0 | 0 | 0.01 | 0.82 | 2.86 | 3.91 | 4.17 | 4.27 | 4.28 | 4.31 | 4.31 | 4.25 | 4.14 | 3.97 | 3.47 | 1.71 | 0.16 | 0 | 0 | 0 | 0 | 0 | 0 | 0 | 0 | 0 | 0.01 | 0.98 | 2.87 | 3.76 | 4.05 | 4.21 | 4.25 | 4.27 | 4.26 | 4.21 | 4.11 | 3.97 | 3.52 | 2.13 | 0.36 | 0 | 0 | 0 | 0 | 0 | 0 | 0 | 0 | 0 | 0 | 0.46 | 2.23 | 3.49 | 3.96 | 4.16 | 4.2 | 4.19 | 4.15 | 4.1 | 3.99 | 3.82 | 3.36 | 1.95 | 0.31 | 0 | 0 | 0 | 0 | 0 | 0 | 0 | 0 | 0 | 0 | 0.15 | 1.67 | 3.14 | 3.74 | 4.01 | 4.09 | 4.08 | 4 | 3.89 | 3.74 | 3.44 | 2.74 | 1.01 | 0.03 | 0 | 0 | 0 | 0 | 0 | 0 | 0 | 0 | 0 | 0 | 0.03 | 1.23 | 3.23 | 3.76 | 3.95 | 3.98 | 3.98 | 3.96 | 3.91 | 3.86 | 3.48 | 1.95 | 0.23 | 0 | 0 | 0 | 0 | 0 | 0 | 0 | 0 | 0 | 0 | 0 | 0 | 0.7 | 2.81 | 3.56 | 3.67 | 3.64 | 3.65 | 3.67 | 3.69 | 3.61 | 2.82 | 0.8 | 0.01 | 0 | 0 | 0 | 0 | 0 | 0 | 0 | 0 | 0 | 0 | 0 | 0 | 0.13 | 1.65 | 3.07 | 3.32 | 3.23 | 3.15 | 3.18 | 3.19 | 3.04 | 1.75 | 0.17 | 0 | 0 | 0 | 0 | 0 | 0 | 0 | 0 | 0 | 0 | 0 | 0 | 0 | 0.01 | 0.61 | 1.94 | 2.33 | 2.46 | 2.41 | 2.49 | 2.35 | 2.15 | 1.22 | 0.1 | 0 | 0 | 0 | 0 | 0 | 0 | 0
GLOW_6_SOLAR |  | Solar_1Axis | Solar Tracking | CISO | South | Socal | EO | 20 | 0 | 0 | 0 | 0 | 0 | 0 | 0.01 | 2.23 | 8.17 | 10.55 | 10.97 | 11.2 | 11.07 | 10.39 | 9.62 | 6.06 | 1.19 | 0 | 0 | 0 | 0 | 0 | 0 | 0 | 0 | 0 | 0 | 0 | 0 | 0 | 0.14 | 5.11 | 12.5 | 13.36 | 13.24 | 12.8 | 12.38 | 12.09 | 11.87 | 10.68 | 4.66 | 0.17 | 0 | 0 | 0 | 0 | 0 | 0 | 0 | 0 | 0 | 0 | 0 | 0 | 1.54 | 9.18 | 12.65 | 13.11 | 12.87 | 12.55 | 12.47 | 11.32 | 10.3 | 9.29 | 6.6 | 1 | 0 | 0 | 0 | 0 | 0 | 0 | 0 | 0 | 0 | 0 | 0 | 0.88 | 8.53 | 15.11 | 15.92 | 16.31 | 16.19 | 16.3 | 16.12 | 16.08 | 15.58 | 14.76 | 12.17 | 4.04 | 0.1 | 0 | 0 | 0 | 0 | 0 | 0 | 0 | 0 | 0 | 0.03 | 3.29 | 11.45 | 15.64 | 16.7 | 17.07 | 17.11 | 17.25 | 17.22 | 16.99 | 16.57 | 15.9 | 13.89 | 6.83 | 0.64 | 0 | 0 | 0 | 0 | 0 | 0 | 0 | 0 | 0 | 0.06 | 3.9 | 11.46 | 15.03 | 16.2 | 16.85 | 16.99 | 17.08 | 17.05 | 16.86 | 16.44 | 15.87 | 14.08 | 8.5 | 1.46 | 0 | 0 | 0 | 0 | 0 | 0 | 0 | 0 | 0 | 0.01 | 1.83 | 8.92 | 13.98 | 15.85 | 16.65 | 16.81 | 16.76 | 16.62 | 16.42 | 15.97 | 15.29 | 13.46 | 7.79 | 1.24 | 0 | 0 | 0 | 0 | 0 | 0 | 0 | 0 | 0 | 0 | 0.62 | 6.68 | 12.56 | 14.94 | 16.02 | 16.37 | 16.33 | 16.01 | 15.57 | 14.94 | 13.78 | 10.96 | 4.06 | 0.12 | 0 | 0 | 0 | 0 | 0 | 0 | 0 | 0 | 0 | 0 | 0.14 | 4.94 | 12.9 | 15.03 | 15.81 | 15.93 | 15.93 | 15.84 | 15.66 | 15.43 | 13.93 | 7.79 | 0.93 | 0 | 0 | 0 | 0 | 0 | 0 | 0 | 0 | 0 | 0 | 0 | 0.01 | 2.82 | 11.22 | 14.25 | 14.69 | 14.56 | 14.6 | 14.67 | 14.74 | 14.42 | 11.28 | 3.18 | 0.04 | 0 | 0 | 0 | 0 | 0 | 0 | 0 | 0 | 0 | 0 | 0 | 0 | 0.52 | 6.58 | 12.29 | 13.29 | 12.93 | 12.58 | 12.74 | 12.77 | 12.16 | 7.01 | 0.7 | 0 | 0 | 0 | 0 | 0 | 0 | 0 | 0 | 0 | 0 | 0 | 0 | 0 | 0.02 | 2.44 | 7.76 | 9.33 | 9.83 | 9.63 | 9.95 | 9.4 | 8.58 | 4.88 | 0.42 | 0 | 0 | 0 | 0 | 0 | 0 | 0
GOOSLK_1_SOLAR1 |  | Solar_1Axis | Solar Tracking | CISO | North | Norcal | FC | 12 | 0 | 0 | 0 | 0 | 0 | 0 | 0 | 0.25 | 1.97 | 3.75 | 4.63 | 5.1 | 5.1 | 4.82 | 4.51 | 3.08 | 0.67 | 0 | 0 | 0 | 0 | 0 | 0 | 0 | 0 | 0 | 0 | 0 | 0 | 0 | 0 | 1.48 | 6.16 | 7.68 | 7.85 | 7.44 | 7.33 | 7.28 | 7.44 | 6.34 | 3.33 | 0.18 | 0 | 0 | 0 | 0 | 0 | 0 | 0 | 0 | 0 | 0 | 0 | 0 | 0.31 | 3.83 | 7.19 | 7.71 | 7.23 | 7.43 | 7.32 | 6.74 | 6.22 | 5.79 | 4.08 | 0.94 | 0 | 0 | 0 | 0 | 0 | 0 | 0 | 0 | 0 | 0 | 0 | 0.17 | 3.58 | 7.9 | 8.69 | 8.64 | 8.49 | 8.69 | 8.71 | 8.58 | 8.72 | 8.36 | 7.63 | 3.54 | 0.16 | 0 | 0 | 0 | 0 | 0 | 0 | 0 | 0 | 0 | 0 | 1.32 | 6.23 | 8.78 | 9.18 | 9.19 | 9.11 | 9.31 | 9.3 | 9.52 | 9.52 | 9.31 | 8.77 | 5.43 | 0.84 | 0 | 0 | 0 | 0 | 0 | 0 | 0 | 0 | 0 | 0.01 | 1.89 | 6.88 | 9.32 | 9.98 | 10.11 | 10.18 | 10.24 | 10.21 | 10.12 | 10.12 | 9.9 | 9.18 | 6.8 | 1.92 | 0.02 | 0 | 0 | 0 | 0 | 0 | 0 | 0 | 0 | 0 | 0.86 | 5.52 | 8.9 | 9.83 | 9.96 | 10.03 | 9.99 | 9.97 | 9.86 | 9.85 | 9.45 | 8.76 | 6.14 | 1.44 | 0.01 | 0 | 0 | 0 | 0 | 0 | 0 | 0 | 0 | 0 | 0.12 | 3.24 | 7.48 | 9.04 | 9.46 | 9.5 | 9.58 | 9.5 | 9.43 | 9.36 | 8.81 | 7.22 | 3.21 | 0.18 | 0 | 0 | 0 | 0 | 0 | 0 | 0 | 0 | 0 | 0 | 0.01 | 1.98 | 7.05 | 8.88 | 9.18 | 9.11 | 9.01 | 9.02 | 9.15 | 9.19 | 8.66 | 5.7 | 1.12 | 0 | 0 | 0 | 0 | 0 | 0 | 0 | 0 | 0 | 0 | 0 | 0 | 0.59 | 4.68 | 7.74 | 7.97 | 7.81 | 7.62 | 7.67 | 7.81 | 7.78 | 6.55 | 2.18 | 0.05 | 0 | 0 | 0 | 0 | 0 | 0 | 0 | 0 | 0 | 0 | 0 | 0 | 0.02 | 1.82 | 5.49 | 6.47 | 6.35 | 6.14 | 6.32 | 6.51 | 6.12 | 3.83 | 0.45 | 0 | 0 | 0 | 0 | 0 | 0 | 0 | 0 | 0 | 0 | 0 | 0 | 0 | 0 | 0.36 | 2.46 | 4.03 | 4.9 | 5.15 | 5.01 | 4.85 | 4.49 | 2.51 | 0.27 | 0 | 0 | 0 | 0 | 0 | 0 | 0
GRIDLY_6_SOLAR |  | Solar_Fixed | Solar Fixed | CISO | North | Norcal | EO | 2.5 | 0 | 0 | 0 | 0 | 0 | 0 | 0 | 0.06 | 0.44 | 0.91 | 1.13 | 1.21 | 1.2 | 1.1 | 0.95 | 0.65 | 0.15 | 0 | 0 | 0 | 0 | 0 | 0 | 0 | 0 | 0 | 0 | 0 | 0 | 0 | 0 | 0.25 | 1.05 | 1.46 | 1.61 | 1.63 | 1.64 | 1.6 | 1.5 | 1.18 | 0.56 | 0.04 | 0 | 0 | 0 | 0 | 0 | 0 | 0 | 0 | 0 | 0 | 0 | 0 | 0.06 | 0.65 | 1.24 | 1.45 | 1.49 | 1.46 | 1.5 | 1.46 | 1.33 | 1.1 | 0.75 | 0.18 | 0 | 0 | 0 | 0 | 0 | 0 | 0 | 0 | 0 | 0 | 0 | 0.03 | 0.5 | 1.3 | 1.69 | 1.88 | 1.94 | 2.03 | 1.99 | 1.97 | 1.9 | 1.69 | 1.3 | 0.53 | 0.03 | 0 | 0 | 0 | 0 | 0 | 0 | 0 | 0 | 0 | 0 | 0.16 | 0.88 | 1.49 | 1.8 | 1.98 | 2.03 | 2.05 | 2.06 | 2.05 | 1.98 | 1.77 | 1.46 | 0.79 | 0.13 | 0 | 0 | 0 | 0 | 0 | 0 | 0 | 0 | 0 | 0 | 0.22 | 0.92 | 1.51 | 1.83 | 1.98 | 2.08 | 2.11 | 2.14 | 2.11 | 2.01 | 1.84 | 1.52 | 0.96 | 0.26 | 0 | 0 | 0 | 0 | 0 | 0 | 0 | 0 | 0 | 0 | 0.11 | 0.77 | 1.44 | 1.81 | 2 | 2.12 | 2.15 | 2.14 | 2.1 | 2 | 1.83 | 1.5 | 0.93 | 0.2 | 0 | 0 | 0 | 0 | 0 | 0 | 0 | 0 | 0 | 0 | 0.02 | 0.46 | 1.22 | 1.65 | 1.85 | 1.98 | 2.04 | 2.04 | 2.02 | 1.92 | 1.68 | 1.25 | 0.5 | 0.03 | 0 | 0 | 0 | 0 | 0 | 0 | 0 | 0 | 0 | 0 | 0 | 0.31 | 1.19 | 1.71 | 1.92 | 2.02 | 2.05 | 2.04 | 2.01 | 1.9 | 1.64 | 1 | 0.22 | 0 | 0 | 0 | 0 | 0 | 0 | 0 | 0 | 0 | 0 | 0 | 0 | 0.11 | 0.84 | 1.49 | 1.73 | 1.77 | 1.79 | 1.78 | 1.76 | 1.62 | 1.22 | 0.43 | 0.02 | 0 | 0 | 0 | 0 | 0 | 0 | 0 | 0 | 0 | 0 | 0 | 0 | 0.01 | 0.36 | 1.15 | 1.48 | 1.57 | 1.56 | 1.55 | 1.5 | 1.32 | 0.76 | 0.1 | 0 | 0 | 0 | 0 | 0 | 0 | 0 | 0 | 0 | 0 | 0 | 0 | 0 | 0 | 0.08 | 0.44 | 0.85 | 1.08 | 1.19 | 1.16 | 1.07 | 0.92 | 0.52 | 0.07 | 0 | 0 | 0 | 0 | 0 | 0 | 0
GUERNS_6_SOLAR |  | Solar_1Axis | Solar Tracking | CISO | North | Norcal | FC | 20 | 0 | 0 | 0 | 0 | 0 | 0 | 0 | 0.42 | 3.28 | 6.25 | 7.72 | 8.5 | 8.51 | 8.03 | 7.52 | 5.13 | 1.12 | 0 | 0 | 0 | 0 | 0 | 0 | 0 | 0 | 0 | 0 | 0 | 0 | 0 | 0 | 2.47 | 10.27 | 12.8 | 13.08 | 12.39 | 12.21 | 12.13 | 12.4 | 10.57 | 5.55 | 0.31 | 0 | 0 | 0 | 0 | 0 | 0 | 0 | 0 | 0 | 0 | 0 | 0 | 0.52 | 6.39 | 11.99 | 12.84 | 12.05 | 12.38 | 12.2 | 11.23 | 10.37 | 9.66 | 6.8 | 1.57 | 0 | 0 | 0 | 0 | 0 | 0 | 0 | 0 | 0 | 0 | 0 | 0.28 | 5.97 | 13.17 | 14.48 | 14.4 | 14.15 | 14.49 | 14.52 | 14.31 | 14.54 | 13.94 | 12.71 | 5.9 | 0.27 | 0 | 0 | 0 | 0 | 0 | 0 | 0 | 0 | 0 | 0 | 2.2 | 10.38 | 14.64 | 15.3 | 15.32 | 15.19 | 15.51 | 15.51 | 15.86 | 15.86 | 15.51 | 14.62 | 9.05 | 1.41 | 0 | 0 | 0 | 0 | 0 | 0 | 0 | 0 | 0 | 0.01 | 3.16 | 11.47 | 15.54 | 16.64 | 16.85 | 16.97 | 17.07 | 17.02 | 16.87 | 16.87 | 16.5 | 15.31 | 11.34 | 3.2 | 0.04 | 0 | 0 | 0 | 0 | 0 | 0 | 0 | 0 | 0 | 1.43 | 9.2 | 14.84 | 16.38 | 16.6 | 16.72 | 16.65 | 16.62 | 16.44 | 16.41 | 15.74 | 14.59 | 10.24 | 2.41 | 0.01 | 0 | 0 | 0 | 0 | 0 | 0 | 0 | 0 | 0 | 0.2 | 5.39 | 12.46 | 15.07 | 15.77 | 15.84 | 15.96 | 15.84 | 15.71 | 15.6 | 14.68 | 12.04 | 5.34 | 0.3 | 0 | 0 | 0 | 0 | 0 | 0 | 0 | 0 | 0 | 0 | 0.02 | 3.29 | 11.75 | 14.8 | 15.3 | 15.19 | 15.01 | 15.04 | 15.25 | 15.32 | 14.44 | 9.5 | 1.87 | 0 | 0 | 0 | 0 | 0 | 0 | 0 | 0 | 0 | 0 | 0 | 0 | 0.98 | 7.8 | 12.9 | 13.29 | 13.02 | 12.69 | 12.79 | 13.02 | 12.97 | 10.92 | 3.63 | 0.08 | 0 | 0 | 0 | 0 | 0 | 0 | 0 | 0 | 0 | 0 | 0 | 0 | 0.04 | 3.04 | 9.15 | 10.78 | 10.58 | 10.24 | 10.54 | 10.85 | 10.19 | 6.39 | 0.76 | 0 | 0 | 0 | 0 | 0 | 0 | 0 | 0 | 0 | 0 | 0 | 0 | 0 | 0 | 0.6 | 4.09 | 6.72 | 8.16 | 8.58 | 8.35 | 8.09 | 7.48 | 4.18 | 0.45 | 0 | 0 | 0 | 0 | 0 | 0 | 0
HATRDG_2_WIND |  | Wind | Wind | CISO | North | Norcal | FC | 102 | 7.1 | 7.66 | 6.32 | 6.46 | 6.26 | 6.29 | 6.48 | 7.06 | 6.39 | 5.45 | 5.57 | 5.17 | 5.04 | 4.68 | 4.22 | 4.07 | 4.27 | 4.76 | 5.79 | 7.1 | 7.33 | 7.77 | 7.44 | 7.38 | 14.88 | 14.87 | 13.72 | 13.23 | 12.3 | 11.86 | 12.07 | 13.33 | 11.72 | 10.89 | 10.8 | 9.65 | 9.3 | 9.75 | 10.08 | 8.64 | 7.35 | 7.63 | 8.66 | 11.93 | 12.91 | 12.71 | 15.22 | 15.77 | 18.35 | 16.73 | 16.09 | 15.2 | 12.37 | 10.08 | 10.85 | 10.68 | 8.69 | 7.75 | 7.26 | 7.95 | 7.9 | 9.85 | 10.04 | 11.08 | 12.61 | 14.36 | 18.07 | 19.12 | 19.13 | 18.96 | 18.86 | 19.3 | 40.91 | 37.91 | 32.79 | 30.31 | 26.64 | 24.37 | 19.64 | 16.34 | 14.09 | 13.47 | 11.45 | 10.16 | 10.74 | 13.77 | 16.68 | 23.54 | 28.2 | 34.74 | 35.83 | 38.12 | 40.11 | 42.04 | 42.91 | 43.91 | 45.38 | 46.8 | 46.44 | 39.75 | 34.25 | 31.77 | 25.86 | 25.8 | 21.46 | 17.71 | 13.94 | 15 | 18.14 | 20.77 | 29.38 | 36.85 | 43.36 | 46.38 | 47.05 | 48.85 | 50.97 | 49.18 | 48.34 | 47.94 | 49.15 | 49.48 | 46.36 | 44.64 | 40.25 | 33.82 | 27.43 | 24.72 | 20.46 | 15.28 | 10.33 | 10.3 | 10.49 | 15.17 | 24.83 | 34.41 | 40.32 | 43.52 | 44.84 | 47.63 | 52.23 | 52.12 | 53.28 | 52.32 | 60.65 | 58.08 | 57.14 | 54.36 | 49.86 | 47.28 | 40.06 | 31.14 | 23.31 | 18.95 | 14.48 | 13.08 | 16.7 | 23.36 | 33.12 | 38.9 | 43.8 | 47.53 | 51.47 | 53.26 | 56.51 | 58.87 | 61.86 | 63.05 | 51.3 | 47 | 42.35 | 37.07 | 32.18 | 27.97 | 24.81 | 17.01 | 11.25 | 8.25 | 6.06 | 5.07 | 5.15 | 6.37 | 9.88 | 17.39 | 25.66 | 30.99 | 37.5 | 46.32 | 49.35 | 50.56 | 51.36 | 50.89 | 48.25 | 44.09 | 39.7 | 35.28 | 31.24 | 28.03 | 26.6 | 23.45 | 20.56 | 15.98 | 11.07 | 8.05 | 8.65 | 9.56 | 12.82 | 19.73 | 25.1 | 30.3 | 36.96 | 40.65 | 43.06 | 43.46 | 47.07 | 46.62 | 20.98 | 20.47 | 18.32 | 16.79 | 15.29 | 11.37 | 10.84 | 8.49 | 7.19 | 7.22 | 5.79 | 5.41 | 4.93 | 4.9 | 5.3 | 5.97 | 7.31 | 11.15 | 12.49 | 14.86 | 18.74 | 20.96 | 23.4 | 23.45 | 6.45 | 6 | 6.8 | 6.69 | 5.7 | 6.06 | 5.88 | 5.79 | 4.56 | 3.8 | 3.46 | 3.15 | 3.42 | 3.1 | 3.54 | 3.96 | 3.59 | 4.11 | 4.65 | 4.86 | 6.15 | 6.74 | 7.29 | 7.47 | 6.89 | 7.52 | 6.33 | 6.37 | 6.48 | 7 | 6.7 | 6.54 | 6.65 | 5.63 | 4.88 | 4.9 | 4.69 | 4.1 | 4.8 | 4.79 | 4.46 | 5.64 | 6.37 | 7.41 | 8.11 | 7.61 | 7.74 | 7.13
HENRTA_6_SOLAR1 |  | Solar_1Axis | Solar Tracking | CISO | North | Norcal | ID | 1.5 | 0 | 0 | 0 | 0 | 0 | 0 | 0 | 0.03 | 0.25 | 0.47 | 0.58 | 0.64 | 0.64 | 0.6 | 0.56 | 0.39 | 0.08 | 0 | 0 | 0 | 0 | 0 | 0 | 0 | 0 | 0 | 0 | 0 | 0 | 0 | 0 | 0.19 | 0.77 | 0.96 | 0.98 | 0.93 | 0.92 | 0.91 | 0.93 | 0.79 | 0.42 | 0.02 | 0 | 0 | 0 | 0 | 0 | 0 | 0 | 0 | 0 | 0 | 0 | 0 | 0.04 | 0.48 | 0.9 | 0.96 | 0.9 | 0.93 | 0.91 | 0.84 | 0.78 | 0.72 | 0.51 | 0.12 | 0 | 0 | 0 | 0 | 0 | 0 | 0 | 0 | 0 | 0 | 0 | 0.02 | 0.45 | 0.99 | 1.09 | 1.08 | 1.06 | 1.09 | 1.09 | 1.07 | 1.09 | 1.05 | 0.95 | 0.44 | 0.02 | 0 | 0 | 0 | 0 | 0 | 0 | 0 | 0 | 0 | 0 | 0.16 | 0.78 | 1.1 | 1.15 | 1.15 | 1.14 | 1.16 | 1.16 | 1.19 | 1.19 | 1.16 | 1.1 | 0.68 | 0.11 | 0 | 0 | 0 | 0 | 0 | 0 | 0 | 0 | 0 | 0 | 0.24 | 0.86 | 1.17 | 1.25 | 1.26 | 1.27 | 1.28 | 1.28 | 1.27 | 1.27 | 1.24 | 1.15 | 0.85 | 0.24 | 0 | 0 | 0 | 0 | 0 | 0 | 0 | 0 | 0 | 0 | 0.11 | 0.69 | 1.11 | 1.23 | 1.25 | 1.25 | 1.25 | 1.25 | 1.23 | 1.23 | 1.18 | 1.09 | 0.77 | 0.18 | 0 | 0 | 0 | 0 | 0 | 0 | 0 | 0 | 0 | 0 | 0.02 | 0.4 | 0.93 | 1.13 | 1.18 | 1.19 | 1.2 | 1.19 | 1.18 | 1.17 | 1.1 | 0.9 | 0.4 | 0.02 | 0 | 0 | 0 | 0 | 0 | 0 | 0 | 0 | 0 | 0 | 0 | 0.25 | 0.88 | 1.11 | 1.15 | 1.14 | 1.13 | 1.13 | 1.14 | 1.15 | 1.08 | 0.71 | 0.14 | 0 | 0 | 0 | 0 | 0 | 0 | 0 | 0 | 0 | 0 | 0 | 0 | 0.07 | 0.58 | 0.97 | 1 | 0.98 | 0.95 | 0.96 | 0.98 | 0.97 | 0.82 | 0.27 | 0.01 | 0 | 0 | 0 | 0 | 0 | 0 | 0 | 0 | 0 | 0 | 0 | 0 | 0 | 0.23 | 0.69 | 0.81 | 0.79 | 0.77 | 0.79 | 0.81 | 0.76 | 0.48 | 0.06 | 0 | 0 | 0 | 0 | 0 | 0 | 0 | 0 | 0 | 0 | 0 | 0 | 0 | 0 | 0.04 | 0.31 | 0.5 | 0.61 | 0.64 | 0.63 | 0.61 | 0.56 | 0.31 | 0.03 | 0 | 0 | 0 | 0 | 0 | 0 | 0
HENRTA_6_SOLAR2 |  | Solar_1Axis | Solar Tracking | CISO | North | Norcal | EO | 2 | 0 | 0 | 0 | 0 | 0 | 0 | 0 | 0.04 | 0.33 | 0.62 | 0.77 | 0.85 | 0.85 | 0.8 | 0.75 | 0.51 | 0.11 | 0 | 0 | 0 | 0 | 0 | 0 | 0 | 0 | 0 | 0 | 0 | 0 | 0 | 0 | 0.25 | 1.03 | 1.28 | 1.31 | 1.24 | 1.22 | 1.21 | 1.24 | 1.06 | 0.55 | 0.03 | 0 | 0 | 0 | 0 | 0 | 0 | 0 | 0 | 0 | 0 | 0 | 0 | 0.05 | 0.64 | 1.2 | 1.28 | 1.21 | 1.24 | 1.22 | 1.12 | 1.04 | 0.97 | 0.68 | 0.16 | 0 | 0 | 0 | 0 | 0 | 0 | 0 | 0 | 0 | 0 | 0 | 0.03 | 0.6 | 1.32 | 1.45 | 1.44 | 1.41 | 1.45 | 1.45 | 1.43 | 1.45 | 1.39 | 1.27 | 0.59 | 0.03 | 0 | 0 | 0 | 0 | 0 | 0 | 0 | 0 | 0 | 0 | 0.22 | 1.04 | 1.46 | 1.53 | 1.53 | 1.52 | 1.55 | 1.55 | 1.59 | 1.59 | 1.55 | 1.46 | 0.9 | 0.14 | 0 | 0 | 0 | 0 | 0 | 0 | 0 | 0 | 0 | 0 | 0.32 | 1.15 | 1.55 | 1.66 | 1.68 | 1.7 | 1.71 | 1.7 | 1.69 | 1.69 | 1.65 | 1.53 | 1.13 | 0.32 | 0 | 0 | 0 | 0 | 0 | 0 | 0 | 0 | 0 | 0 | 0.14 | 0.92 | 1.48 | 1.64 | 1.66 | 1.67 | 1.67 | 1.66 | 1.64 | 1.64 | 1.57 | 1.46 | 1.02 | 0.24 | 0 | 0 | 0 | 0 | 0 | 0 | 0 | 0 | 0 | 0 | 0.02 | 0.54 | 1.25 | 1.51 | 1.58 | 1.58 | 1.6 | 1.58 | 1.57 | 1.56 | 1.47 | 1.2 | 0.53 | 0.03 | 0 | 0 | 0 | 0 | 0 | 0 | 0 | 0 | 0 | 0 | 0 | 0.33 | 1.17 | 1.48 | 1.53 | 1.52 | 1.5 | 1.5 | 1.53 | 1.53 | 1.44 | 0.95 | 0.19 | 0 | 0 | 0 | 0 | 0 | 0 | 0 | 0 | 0 | 0 | 0 | 0 | 0.1 | 0.78 | 1.29 | 1.33 | 1.3 | 1.27 | 1.28 | 1.3 | 1.3 | 1.09 | 0.36 | 0.01 | 0 | 0 | 0 | 0 | 0 | 0 | 0 | 0 | 0 | 0 | 0 | 0 | 0 | 0.3 | 0.92 | 1.08 | 1.06 | 1.02 | 1.05 | 1.09 | 1.02 | 0.64 | 0.08 | 0 | 0 | 0 | 0 | 0 | 0 | 0 | 0 | 0 | 0 | 0 | 0 | 0 | 0 | 0.06 | 0.41 | 0.67 | 0.82 | 0.86 | 0.83 | 0.81 | 0.75 | 0.42 | 0.04 | 0 | 0 | 0 | 0 | 0 | 0 | 0
HENRTS_1_SOLAR |  | Solar_1Axis | Solar Tracking | CISO | North | Norcal | FC | 100 | 0 | 0 | 0 | 0 | 0 | 0 | 0 | 2.12 | 16.38 | 31.23 | 38.62 | 42.52 | 42.54 | 40.15 | 37.58 | 25.67 | 5.59 | 0 | 0 | 0 | 0 | 0 | 0 | 0 | 0 | 0 | 0 | 0 | 0 | 0 | 0.02 | 12.34 | 51.35 | 64.01 | 65.38 | 61.96 | 61.07 | 60.67 | 61.98 | 52.87 | 27.74 | 1.53 | 0 | 0 | 0 | 0 | 0 | 0 | 0 | 0 | 0 | 0 | 0 | 0 | 2.59 | 31.94 | 59.93 | 64.21 | 60.27 | 61.91 | 60.99 | 56.13 | 51.84 | 48.28 | 33.98 | 7.86 | 0.01 | 0 | 0 | 0 | 0 | 0 | 0 | 0 | 0 | 0 | 0 | 1.38 | 29.83 | 65.84 | 72.42 | 72.02 | 70.75 | 72.45 | 72.61 | 71.53 | 72.69 | 69.7 | 63.57 | 29.5 | 1.36 | 0 | 0 | 0 | 0 | 0 | 0 | 0 | 0 | 0 | 0.01 | 11 | 51.9 | 73.18 | 76.52 | 76.62 | 75.93 | 77.54 | 77.53 | 79.32 | 79.3 | 77.55 | 73.1 | 45.23 | 7.03 | 0 | 0 | 0 | 0 | 0 | 0 | 0 | 0 | 0 | 0.07 | 15.79 | 57.35 | 77.7 | 83.2 | 84.23 | 84.87 | 85.35 | 85.11 | 84.36 | 84.34 | 82.49 | 76.53 | 56.7 | 15.99 | 0.19 | 0 | 0 | 0 | 0 | 0 | 0 | 0 | 0 | 0 | 7.17 | 46.01 | 74.2 | 81.89 | 83.01 | 83.61 | 83.27 | 83.11 | 82.2 | 82.05 | 78.71 | 72.97 | 51.18 | 12.04 | 0.07 | 0 | 0 | 0 | 0 | 0 | 0 | 0 | 0 | 0 | 1.01 | 26.96 | 62.3 | 75.33 | 78.83 | 79.19 | 79.8 | 79.19 | 78.55 | 78 | 73.41 | 60.2 | 26.72 | 1.48 | 0 | 0 | 0 | 0 | 0 | 0 | 0 | 0 | 0 | 0 | 0.11 | 16.47 | 58.73 | 73.99 | 76.48 | 75.93 | 75.07 | 75.21 | 76.26 | 76.6 | 72.19 | 47.51 | 9.34 | 0.01 | 0 | 0 | 0 | 0 | 0 | 0 | 0 | 0 | 0 | 0 | 0 | 4.91 | 38.99 | 64.48 | 66.43 | 65.11 | 63.47 | 63.94 | 65.1 | 64.85 | 54.59 | 18.15 | 0.38 | 0 | 0 | 0 | 0 | 0 | 0 | 0 | 0 | 0 | 0 | 0 | 0 | 0.18 | 15.2 | 45.76 | 53.91 | 52.89 | 51.19 | 52.69 | 54.26 | 50.97 | 31.93 | 3.79 | 0 | 0 | 0 | 0 | 0 | 0 | 0 | 0 | 0 | 0 | 0 | 0 | 0 | 0 | 2.99 | 20.46 | 33.59 | 40.82 | 42.88 | 41.75 | 40.43 | 37.39 | 20.91 | 2.25 | 0 | 0 | 0 | 0 | 0 | 0 | 0
HERDLN_6_BYHSR1 |  | Solar_Fixed | Solar Fixed | CISO | North | Norcal | EO | 5 | 0 | 0 | 0 | 0 | 0 | 0 | 0 | 0.12 | 0.88 | 1.81 | 2.26 | 2.43 | 2.39 | 2.21 | 1.9 | 1.29 | 0.3 | 0 | 0 | 0 | 0 | 0 | 0 | 0 | 0 | 0 | 0 | 0 | 0 | 0 | 0 | 0.5 | 2.1 | 2.92 | 3.22 | 3.25 | 3.28 | 3.19 | 2.99 | 2.36 | 1.11 | 0.08 | 0 | 0 | 0 | 0 | 0 | 0 | 0 | 0 | 0 | 0 | 0 | 0 | 0.12 | 1.3 | 2.48 | 2.91 | 2.99 | 2.92 | 3 | 2.92 | 2.65 | 2.19 | 1.5 | 0.37 | 0 | 0 | 0 | 0 | 0 | 0 | 0 | 0 | 0 | 0 | 0 | 0.05 | 1.01 | 2.61 | 3.38 | 3.75 | 3.89 | 4.05 | 3.98 | 3.93 | 3.81 | 3.37 | 2.59 | 1.07 | 0.07 | 0 | 0 | 0 | 0 | 0 | 0 | 0 | 0 | 0 | 0 | 0.32 | 1.76 | 2.97 | 3.6 | 3.96 | 4.07 | 4.1 | 4.12 | 4.11 | 3.96 | 3.55 | 2.93 | 1.58 | 0.26 | 0 | 0 | 0 | 0 | 0 | 0 | 0 | 0 | 0 | 0 | 0.45 | 1.85 | 3.02 | 3.65 | 3.96 | 4.16 | 4.21 | 4.28 | 4.21 | 4.02 | 3.67 | 3.04 | 1.92 | 0.52 | 0.01 | 0 | 0 | 0 | 0 | 0 | 0 | 0 | 0 | 0 | 0.21 | 1.54 | 2.88 | 3.62 | 3.99 | 4.24 | 4.3 | 4.27 | 4.2 | 4.01 | 3.66 | 3 | 1.85 | 0.41 | 0 | 0 | 0 | 0 | 0 | 0 | 0 | 0 | 0 | 0 | 0.03 | 0.93 | 2.45 | 3.29 | 3.69 | 3.96 | 4.09 | 4.07 | 4.05 | 3.84 | 3.37 | 2.51 | 1 | 0.06 | 0 | 0 | 0 | 0 | 0 | 0 | 0 | 0 | 0 | 0 | 0 | 0.62 | 2.38 | 3.42 | 3.83 | 4.05 | 4.11 | 4.08 | 4.01 | 3.81 | 3.29 | 2 | 0.43 | 0 | 0 | 0 | 0 | 0 | 0 | 0 | 0 | 0 | 0 | 0 | 0 | 0.22 | 1.69 | 2.98 | 3.46 | 3.55 | 3.58 | 3.56 | 3.52 | 3.24 | 2.45 | 0.87 | 0.03 | 0 | 0 | 0 | 0 | 0 | 0 | 0 | 0 | 0 | 0 | 0 | 0 | 0.01 | 0.71 | 2.29 | 2.96 | 3.15 | 3.12 | 3.11 | 3.01 | 2.64 | 1.52 | 0.21 | 0 | 0 | 0 | 0 | 0 | 0 | 0 | 0 | 0 | 0 | 0 | 0 | 0 | 0 | 0.17 | 0.88 | 1.71 | 2.17 | 2.37 | 2.31 | 2.14 | 1.84 | 1.04 | 0.13 | 0 | 0 | 0 | 0 | 0 | 0 | 0
HIGHDS_2_H5SSR1 |  | Paired_Solar_1Axis | Solar Tracking | CISO | South | Socal | FC | 100 | 0 | 0 | 0 | 0 | 0 | 0 | 0.05 | 11.15 | 40.86 | 52.77 | 54.85 | 56.02 | 55.33 | 51.96 | 48.09 | 30.31 | 5.97 | 0 | 0 | 0 | 0 | 0 | 0 | 0 | 0 | 0 | 0 | 0 | 0 | 0 | 0.69 | 25.55 | 62.5 | 66.78 | 66.22 | 63.98 | 61.88 | 60.45 | 59.37 | 53.39 | 23.3 | 0.86 | 0 | 0 | 0 | 0 | 0 | 0 | 0 | 0 | 0 | 0 | 0 | 0 | 7.72 | 45.9 | 63.23 | 65.54 | 64.35 | 62.73 | 62.36 | 56.62 | 51.49 | 46.46 | 33.01 | 4.98 | 0 | 0 | 0 | 0 | 0 | 0 | 0 | 0 | 0 | 0 | 0 | 4.42 | 42.67 | 75.53 | 79.61 | 81.54 | 80.94 | 81.48 | 80.59 | 80.42 | 77.9 | 73.79 | 60.86 | 20.21 | 0.48 | 0 | 0 | 0 | 0 | 0 | 0 | 0 | 0 | 0 | 0.13 | 16.46 | 57.26 | 78.18 | 83.49 | 85.35 | 85.54 | 86.23 | 86.1 | 84.95 | 82.83 | 79.49 | 69.44 | 34.16 | 3.22 | 0 | 0 | 0 | 0 | 0 | 0 | 0 | 0 | 0 | 0.3 | 19.51 | 57.3 | 75.13 | 81.02 | 84.26 | 84.93 | 85.39 | 85.25 | 84.29 | 82.21 | 79.35 | 70.38 | 42.52 | 7.28 | 0 | 0 | 0 | 0 | 0 | 0 | 0 | 0 | 0 | 0.03 | 9.15 | 44.6 | 69.89 | 79.26 | 83.24 | 84.05 | 83.81 | 83.08 | 82.09 | 79.83 | 76.43 | 67.29 | 38.93 | 6.2 | 0 | 0 | 0 | 0 | 0 | 0 | 0 | 0 | 0 | 0 | 3.08 | 33.4 | 62.81 | 74.72 | 80.11 | 81.83 | 81.64 | 80.04 | 77.87 | 74.72 | 68.89 | 54.8 | 20.3 | 0.62 | 0 | 0 | 0 | 0 | 0 | 0 | 0 | 0 | 0 | 0 | 0.68 | 24.69 | 64.51 | 75.13 | 79.03 | 79.66 | 79.64 | 79.2 | 78.28 | 77.14 | 69.65 | 38.96 | 4.67 | 0 | 0 | 0 | 0 | 0 | 0 | 0 | 0 | 0 | 0 | 0 | 0.05 | 14.09 | 56.11 | 71.27 | 73.43 | 72.79 | 73 | 73.37 | 73.71 | 72.11 | 56.42 | 15.91 | 0.18 | 0 | 0 | 0 | 0 | 0 | 0 | 0 | 0 | 0 | 0 | 0 | 0 | 2.6 | 32.9 | 61.44 | 66.46 | 64.67 | 62.92 | 63.69 | 63.84 | 60.79 | 35.07 | 3.49 | 0 | 0 | 0 | 0 | 0 | 0 | 0 | 0 | 0 | 0 | 0 | 0 | 0 | 0.12 | 12.2 | 38.79 | 46.64 | 49.14 | 48.17 | 49.74 | 47.01 | 42.92 | 24.39 | 2.09 | 0 | 0 | 0 | 0 | 0 | 0 | 0
HOLSTR_1_SOLAR |  | Solar_Fixed | Solar Fixed | CISO | North | Norcal | EO | 1.5 | 0 | 0 | 0 | 0 | 0 | 0 | 0 | 0.03 | 0.26 | 0.54 | 0.68 | 0.73 | 0.72 | 0.66 | 0.57 | 0.39 | 0.09 | 0 | 0 | 0 | 0 | 0 | 0 | 0 | 0 | 0 | 0 | 0 | 0 | 0 | 0 | 0.15 | 0.63 | 0.88 | 0.97 | 0.98 | 0.98 | 0.96 | 0.9 | 0.71 | 0.33 | 0.02 | 0 | 0 | 0 | 0 | 0 | 0 | 0 | 0 | 0 | 0 | 0 | 0 | 0.04 | 0.39 | 0.75 | 0.87 | 0.9 | 0.88 | 0.9 | 0.88 | 0.8 | 0.66 | 0.45 | 0.11 | 0 | 0 | 0 | 0 | 0 | 0 | 0 | 0 | 0 | 0 | 0 | 0.02 | 0.3 | 0.78 | 1.01 | 1.13 | 1.17 | 1.22 | 1.19 | 1.18 | 1.14 | 1.01 | 0.78 | 0.32 | 0.02 | 0 | 0 | 0 | 0 | 0 | 0 | 0 | 0 | 0 | 0 | 0.1 | 0.53 | 0.89 | 1.08 | 1.19 | 1.22 | 1.23 | 1.24 | 1.23 | 1.19 | 1.06 | 0.88 | 0.47 | 0.08 | 0 | 0 | 0 | 0 | 0 | 0 | 0 | 0 | 0 | 0 | 0.13 | 0.55 | 0.91 | 1.1 | 1.19 | 1.25 | 1.26 | 1.28 | 1.26 | 1.21 | 1.1 | 0.91 | 0.57 | 0.16 | 0 | 0 | 0 | 0 | 0 | 0 | 0 | 0 | 0 | 0 | 0.06 | 0.46 | 0.86 | 1.09 | 1.2 | 1.27 | 1.29 | 1.28 | 1.26 | 1.2 | 1.1 | 0.9 | 0.56 | 0.12 | 0 | 0 | 0 | 0 | 0 | 0 | 0 | 0 | 0 | 0 | 0.01 | 0.28 | 0.73 | 0.99 | 1.11 | 1.19 | 1.23 | 1.22 | 1.21 | 1.15 | 1.01 | 0.75 | 0.3 | 0.02 | 0 | 0 | 0 | 0 | 0 | 0 | 0 | 0 | 0 | 0 | 0 | 0.19 | 0.71 | 1.03 | 1.15 | 1.21 | 1.23 | 1.22 | 1.2 | 1.14 | 0.99 | 0.6 | 0.13 | 0 | 0 | 0 | 0 | 0 | 0 | 0 | 0 | 0 | 0 | 0 | 0 | 0.07 | 0.51 | 0.89 | 1.04 | 1.06 | 1.07 | 1.07 | 1.06 | 0.97 | 0.73 | 0.26 | 0.01 | 0 | 0 | 0 | 0 | 0 | 0 | 0 | 0 | 0 | 0 | 0 | 0 | 0 | 0.21 | 0.69 | 0.89 | 0.94 | 0.94 | 0.93 | 0.9 | 0.79 | 0.46 | 0.06 | 0 | 0 | 0 | 0 | 0 | 0 | 0 | 0 | 0 | 0 | 0 | 0 | 0 | 0 | 0.05 | 0.26 | 0.51 | 0.65 | 0.71 | 0.69 | 0.64 | 0.55 | 0.31 | 0.04 | 0 | 0 | 0 | 0 | 0 | 0 | 0
HOLSTR_1_SOLAR2 |  | Solar_1Axis | Solar Tracking | CISO | North | Norcal | FC | 1.5 | 0 | 0 | 0 | 0 | 0 | 0 | 0 | 0.03 | 0.25 | 0.47 | 0.58 | 0.64 | 0.64 | 0.6 | 0.56 | 0.39 | 0.08 | 0 | 0 | 0 | 0 | 0 | 0 | 0 | 0 | 0 | 0 | 0 | 0 | 0 | 0 | 0.19 | 0.77 | 0.96 | 0.98 | 0.93 | 0.92 | 0.91 | 0.93 | 0.79 | 0.42 | 0.02 | 0 | 0 | 0 | 0 | 0 | 0 | 0 | 0 | 0 | 0 | 0 | 0 | 0.04 | 0.48 | 0.9 | 0.96 | 0.9 | 0.93 | 0.91 | 0.84 | 0.78 | 0.72 | 0.51 | 0.12 | 0 | 0 | 0 | 0 | 0 | 0 | 0 | 0 | 0 | 0 | 0 | 0.02 | 0.45 | 0.99 | 1.09 | 1.08 | 1.06 | 1.09 | 1.09 | 1.07 | 1.09 | 1.05 | 0.95 | 0.44 | 0.02 | 0 | 0 | 0 | 0 | 0 | 0 | 0 | 0 | 0 | 0 | 0.16 | 0.78 | 1.1 | 1.15 | 1.15 | 1.14 | 1.16 | 1.16 | 1.19 | 1.19 | 1.16 | 1.1 | 0.68 | 0.11 | 0 | 0 | 0 | 0 | 0 | 0 | 0 | 0 | 0 | 0 | 0.24 | 0.86 | 1.17 | 1.25 | 1.26 | 1.27 | 1.28 | 1.28 | 1.27 | 1.27 | 1.24 | 1.15 | 0.85 | 0.24 | 0 | 0 | 0 | 0 | 0 | 0 | 0 | 0 | 0 | 0 | 0.11 | 0.69 | 1.11 | 1.23 | 1.25 | 1.25 | 1.25 | 1.25 | 1.23 | 1.23 | 1.18 | 1.09 | 0.77 | 0.18 | 0 | 0 | 0 | 0 | 0 | 0 | 0 | 0 | 0 | 0 | 0.02 | 0.4 | 0.93 | 1.13 | 1.18 | 1.19 | 1.2 | 1.19 | 1.18 | 1.17 | 1.1 | 0.9 | 0.4 | 0.02 | 0 | 0 | 0 | 0 | 0 | 0 | 0 | 0 | 0 | 0 | 0 | 0.25 | 0.88 | 1.11 | 1.15 | 1.14 | 1.13 | 1.13 | 1.14 | 1.15 | 1.08 | 0.71 | 0.14 | 0 | 0 | 0 | 0 | 0 | 0 | 0 | 0 | 0 | 0 | 0 | 0 | 0.07 | 0.58 | 0.97 | 1 | 0.98 | 0.95 | 0.96 | 0.98 | 0.97 | 0.82 | 0.27 | 0.01 | 0 | 0 | 0 | 0 | 0 | 0 | 0 | 0 | 0 | 0 | 0 | 0 | 0 | 0.23 | 0.69 | 0.81 | 0.79 | 0.77 | 0.79 | 0.81 | 0.76 | 0.48 | 0.06 | 0 | 0 | 0 | 0 | 0 | 0 | 0 | 0 | 0 | 0 | 0 | 0 | 0 | 0 | 0.04 | 0.31 | 0.5 | 0.61 | 0.64 | 0.63 | 0.61 | 0.56 | 0.31 | 0.03 | 0 | 0 | 0 | 0 | 0 | 0 | 0
HURON_6_SOLAR |  | Solar_Fixed | Solar Fixed | CISO | North | Norcal | FC | 20 | 0 | 0 | 0 | 0 | 0 | 0 | 0 | 0.47 | 3.5 | 7.26 | 9.03 | 9.71 | 9.58 | 8.84 | 7.62 | 5.18 | 1.2 | 0 | 0 | 0 | 0 | 0 | 0 | 0 | 0 | 0 | 0 | 0 | 0 | 0 | 0 | 2.02 | 8.41 | 11.7 | 12.89 | 13.01 | 13.1 | 12.76 | 11.98 | 9.43 | 4.45 | 0.33 | 0 | 0 | 0 | 0 | 0 | 0 | 0 | 0 | 0 | 0 | 0 | 0 | 0.48 | 5.2 | 9.94 | 11.63 | 11.95 | 11.7 | 12.02 | 11.7 | 10.61 | 8.78 | 6.01 | 1.47 | 0 | 0 | 0 | 0 | 0 | 0 | 0 | 0 | 0 | 0 | 0 | 0.2 | 4.03 | 10.43 | 13.51 | 15.01 | 15.55 | 16.2 | 15.9 | 15.72 | 15.24 | 13.5 | 10.37 | 4.28 | 0.27 | 0 | 0 | 0 | 0 | 0 | 0 | 0 | 0 | 0 | 0 | 1.28 | 7.04 | 11.9 | 14.4 | 15.86 | 16.26 | 16.4 | 16.47 | 16.43 | 15.84 | 14.2 | 11.71 | 6.32 | 1.05 | 0 | 0 | 0 | 0 | 0 | 0 | 0 | 0 | 0 | 0.01 | 1.78 | 7.39 | 12.09 | 14.6 | 15.82 | 16.63 | 16.86 | 17.13 | 16.86 | 16.09 | 14.69 | 12.18 | 7.66 | 2.08 | 0.03 | 0 | 0 | 0 | 0 | 0 | 0 | 0 | 0 | 0 | 0.85 | 6.15 | 11.5 | 14.49 | 15.97 | 16.97 | 17.19 | 17.08 | 16.81 | 16.03 | 14.64 | 11.98 | 7.41 | 1.64 | 0.01 | 0 | 0 | 0 | 0 | 0 | 0 | 0 | 0 | 0 | 0.13 | 3.71 | 9.79 | 13.17 | 14.77 | 15.86 | 16.36 | 16.29 | 16.2 | 15.36 | 13.46 | 10.02 | 4.02 | 0.24 | 0 | 0 | 0 | 0 | 0 | 0 | 0 | 0 | 0 | 0 | 0.01 | 2.49 | 9.52 | 13.68 | 15.33 | 16.18 | 16.43 | 16.31 | 16.05 | 15.23 | 13.14 | 8.01 | 1.73 | 0 | 0 | 0 | 0 | 0 | 0 | 0 | 0 | 0 | 0 | 0 | 0 | 0.89 | 6.74 | 11.92 | 13.83 | 14.19 | 14.3 | 14.23 | 14.09 | 12.97 | 9.78 | 3.47 | 0.13 | 0 | 0 | 0 | 0 | 0 | 0 | 0 | 0 | 0 | 0 | 0 | 0 | 0.04 | 2.86 | 9.17 | 11.86 | 12.58 | 12.47 | 12.43 | 12.02 | 10.55 | 6.07 | 0.83 | 0 | 0 | 0 | 0 | 0 | 0 | 0 | 0 | 0 | 0 | 0 | 0 | 0 | 0 | 0.68 | 3.52 | 6.84 | 8.66 | 9.49 | 9.25 | 8.54 | 7.37 | 4.16 | 0.53 | 0 | 0 | 0 | 0 | 0 | 0 | 0
INTTRB_6_UNIT |  | Wind | Wind | CISO | North | Norcal | FC | #N/A | #N/A | #N/A | #N/A | #N/A | #N/A | #N/A | #N/A | #N/A | #N/A | #N/A | #N/A | #N/A | #N/A | #N/A | #N/A | #N/A | #N/A | #N/A | #N/A | #N/A | #N/A | #N/A | #N/A | #N/A | #N/A | #N/A | #N/A | #N/A | #N/A | #N/A | #N/A | #N/A | #N/A | #N/A | #N/A | #N/A | #N/A | #N/A | #N/A | #N/A | #N/A | #N/A | #N/A | #N/A | #N/A | #N/A | #N/A | #N/A | #N/A | #N/A | #N/A | #N/A | #N/A | #N/A | #N/A | #N/A | #N/A | #N/A | #N/A | #N/A | #N/A | #N/A | #N/A | #N/A | #N/A | #N/A | #N/A | #N/A | #N/A | #N/A | #N/A | #N/A | #N/A | #N/A | #N/A | #N/A | #N/A | #N/A | #N/A | #N/A | #N/A | #N/A | #N/A | #N/A | #N/A | #N/A | #N/A | #N/A | #N/A | #N/A | #N/A | #N/A | #N/A | #N/A | #N/A | #N/A | #N/A | #N/A | #N/A | #N/A | #N/A | #N/A | #N/A | #N/A | #N/A | #N/A | #N/A | #N/A | #N/A | #N/A | #N/A | #N/A | #N/A | #N/A | #N/A | #N/A | #N/A | #N/A | #N/A | #N/A | #N/A | #N/A | #N/A | #N/A | #N/A | #N/A | #N/A | #N/A | #N/A | #N/A | #N/A | #N/A | #N/A | #N/A | #N/A | #N/A | #N/A | #N/A | #N/A | #N/A | #N/A | #N/A | #N/A | #N/A | #N/A | #N/A | #N/A | #N/A | #N/A | #N/A | #N/A | #N/A | #N/A | #N/A | #N/A | #N/A | #N/A | #N/A | #N/A | #N/A | #N/A | #N/A | #N/A | #N/A | #N/A | #N/A | #N/A | #N/A | #N/A | #N/A | #N/A | #N/A | #N/A | #N/A | #N/A | #N/A | #N/A | #N/A | #N/A | #N/A | #N/A | #N/A | #N/A | #N/A | #N/A | #N/A | #N/A | #N/A | #N/A | #N/A | #N/A | #N/A | #N/A | #N/A | #N/A | #N/A | #N/A | #N/A | #N/A | #N/A | #N/A | #N/A | #N/A | #N/A | #N/A | #N/A | #N/A | #N/A | #N/A | #N/A | #N/A | #N/A | #N/A | #N/A | #N/A | #N/A | #N/A | #N/A | #N/A | #N/A | #N/A | #N/A | #N/A | #N/A | #N/A | #N/A | #N/A | #N/A | #N/A | #N/A | #N/A | #N/A | #N/A | #N/A | #N/A | #N/A | #N/A | #N/A | #N/A | #N/A | #N/A | #N/A | #N/A | #N/A | #N/A | #N/A | #N/A | #N/A | #N/A | #N/A | #N/A | #N/A | #N/A | #N/A | #N/A | #N/A | #N/A | #N/A | #N/A | #N/A | #N/A | #N/A | #N/A | #N/A | #N/A | #N/A | #N/A | #N/A | #N/A | #N/A | #N/A | #N/A | #N/A | #N/A | #N/A | #N/A | #N/A | #N/A | #N/A | #N/A | #N/A | #N/A | #N/A | #N/A | #N/A | #N/A | #N/A | #N/A
IVANPA_1_UNIT1 |  | Solar_Thermal | Solar Thermal | CISO | South | Socal | FC | 126 | 0 | 0 | 0 | 0 | 0 | 0 | 0 | 0 | 7.47 | 25.27 | 33.97 | 38.45 | 35.67 | 36.1 | 34.21 | 25.3 | 7.31 | 0 | 0 | 0 | 0 | 0 | 0 | 0 | 0 | 0 | 0 | 0 | 0 | 0 | 0 | 0 | 12.98 | 33.29 | 40.87 | 36.14 | 33.27 | 31.59 | 32.34 | 30.94 | 18.86 | 2.2 | 0 | 0 | 0 | 0 | 0 | 0 | 0 | 0 | 0 | 0 | 0 | 0 | 0 | 8.44 | 43 | 56.85 | 62.08 | 58.24 | 55.79 | 58.16 | 54.51 | 48.39 | 32.73 | 11.67 | 0.01 | 0 | 0 | 0 | 0 | 0 | 0 | 0 | 0 | 0 | 0 | 0 | 9.85 | 64.32 | 93.26 | 98.9 | 99.34 | 100.37 | 96.95 | 90.65 | 88.88 | 86 | 78.32 | 36.2 | 4.32 | 0 | 0 | 0 | 0 | 0 | 0 | 0 | 0 | 0 | 0 | 2.54 | 35.22 | 86.03 | 104.2 | 106.43 | 105.85 | 106.29 | 104.19 | 100.15 | 97.88 | 91.8 | 82.11 | 52.47 | 11.4 | 0 | 0 | 0 | 0 | 0 | 0 | 0 | 0 | 0 | 0 | 5.49 | 43.02 | 90.71 | 104.16 | 106.38 | 106.29 | 105.69 | 101.85 | 96.36 | 94.05 | 90.49 | 80.24 | 55.01 | 18.15 | 0.57 | 0 | 0 | 0 | 0 | 0 | 0 | 0 | 0 | 0 | 0 | 12.32 | 54.15 | 81.16 | 91.31 | 95.62 | 90.67 | 85.38 | 79.69 | 74.43 | 75.25 | 67.47 | 48.78 | 14.48 | 0.07 | 0 | 0 | 0 | 0 | 0 | 0 | 0 | 0 | 0 | 0 | 7.85 | 51.23 | 83.45 | 92.07 | 96.82 | 95.88 | 90.17 | 86.95 | 83.45 | 76.14 | 63.29 | 36 | 5.48 | 0 | 0 | 0 | 0 | 0 | 0 | 0 | 0 | 0 | 0 | 0 | 2.79 | 43.9 | 80.18 | 91.27 | 90.5 | 88.86 | 87.18 | 88.96 | 83.72 | 78.31 | 56.93 | 12.67 | 0.2 | 0 | 0 | 0 | 0 | 0 | 0 | 0 | 0 | 0 | 0 | 0 | 0.4 | 25.84 | 76.31 | 92.32 | 91.07 | 90.82 | 92.84 | 93 | 92.41 | 76.87 | 31.29 | 2.68 | 0 | 0 | 0 | 0 | 0 | 0 | 0 | 0 | 0 | 0 | 0 | 0 | 0 | 6.05 | 43.18 | 68.71 | 72.93 | 72.41 | 71.37 | 70.54 | 69.29 | 48.74 | 11.11 | 0 | 0 | 0 | 0 | 0 | 0 | 0 | 0 | 0 | 0 | 0 | 0 | 0 | 0 | 0 | 5.19 | 21.55 | 31.34 | 32.9 | 36.09 | 37.16 | 32.66 | 23.95 | 5.13 | 0 | 0 | 0 | 0 | 0 | 0 | 0
IVANPA_1_UNIT2 |  | Solar_Thermal | Solar Thermal | CISO | South | Socal | FC | 133 | 0 | 0 | 0 | 0 | 0 | 0 | 0 | 0 | 7.88 | 26.68 | 35.86 | 40.59 | 37.65 | 38.11 | 36.11 | 26.7 | 7.72 | 0 | 0 | 0 | 0 | 0 | 0 | 0 | 0 | 0 | 0 | 0 | 0 | 0 | 0 | 0 | 13.7 | 35.14 | 43.14 | 38.15 | 35.12 | 33.35 | 34.14 | 32.66 | 19.9 | 2.32 | 0 | 0 | 0 | 0 | 0 | 0 | 0 | 0 | 0 | 0 | 0 | 0 | 0 | 8.91 | 45.39 | 60.01 | 65.53 | 61.48 | 58.89 | 61.39 | 57.54 | 51.08 | 34.55 | 12.32 | 0.01 | 0 | 0 | 0 | 0 | 0 | 0 | 0 | 0 | 0 | 0 | 0 | 10.39 | 67.89 | 98.44 | 104.39 | 104.86 | 105.94 | 102.34 | 95.68 | 93.82 | 90.77 | 82.67 | 38.22 | 4.56 | 0 | 0 | 0 | 0 | 0 | 0 | 0 | 0 | 0 | 0 | 2.69 | 37.18 | 90.81 | 109.99 | 112.35 | 111.73 | 112.2 | 109.98 | 105.71 | 103.32 | 96.9 | 86.67 | 55.38 | 12.03 | 0 | 0 | 0 | 0 | 0 | 0 | 0 | 0 | 0 | 0 | 5.79 | 45.41 | 95.75 | 109.95 | 112.29 | 112.2 | 111.56 | 107.51 | 101.71 | 99.27 | 95.52 | 84.69 | 58.06 | 19.15 | 0.6 | 0 | 0 | 0 | 0 | 0 | 0 | 0 | 0 | 0 | 0 | 13.01 | 57.16 | 85.67 | 96.38 | 100.94 | 95.71 | 90.12 | 84.11 | 78.56 | 79.43 | 71.22 | 51.49 | 15.28 | 0.07 | 0 | 0 | 0 | 0 | 0 | 0 | 0 | 0 | 0 | 0 | 8.28 | 54.07 | 88.08 | 97.18 | 102.2 | 101.21 | 95.18 | 91.78 | 88.09 | 80.37 | 66.81 | 38 | 5.78 | 0 | 0 | 0 | 0 | 0 | 0 | 0 | 0 | 0 | 0 | 0 | 2.94 | 46.34 | 84.64 | 96.34 | 95.52 | 93.8 | 92.03 | 93.9 | 88.38 | 82.66 | 60.1 | 13.37 | 0.21 | 0 | 0 | 0 | 0 | 0 | 0 | 0 | 0 | 0 | 0 | 0 | 0.42 | 27.28 | 80.55 | 97.45 | 96.13 | 95.87 | 98 | 98.17 | 97.55 | 81.14 | 33.03 | 2.83 | 0 | 0 | 0 | 0 | 0 | 0 | 0 | 0 | 0 | 0 | 0 | 0 | 0 | 6.39 | 45.58 | 72.53 | 76.99 | 76.43 | 75.33 | 74.46 | 73.14 | 51.44 | 11.73 | 0 | 0 | 0 | 0 | 0 | 0 | 0 | 0 | 0 | 0 | 0 | 0 | 0 | 0 | 0 | 5.48 | 22.74 | 33.08 | 34.73 | 38.09 | 39.22 | 34.47 | 25.28 | 5.42 | 0 | 0 | 0 | 0 | 0 | 0 | 0
IVANPA_1_UNIT3 |  | Solar_Thermal | Solar Thermal | CISO | South | Socal | FC | 133 | 0 | 0 | 0 | 0 | 0 | 0 | 0 | 0 | 7.88 | 26.68 | 35.86 | 40.59 | 37.65 | 38.11 | 36.11 | 26.7 | 7.72 | 0 | 0 | 0 | 0 | 0 | 0 | 0 | 0 | 0 | 0 | 0 | 0 | 0 | 0 | 0 | 13.7 | 35.14 | 43.14 | 38.15 | 35.12 | 33.35 | 34.14 | 32.66 | 19.9 | 2.32 | 0 | 0 | 0 | 0 | 0 | 0 | 0 | 0 | 0 | 0 | 0 | 0 | 0 | 8.91 | 45.39 | 60.01 | 65.53 | 61.48 | 58.89 | 61.39 | 57.54 | 51.08 | 34.55 | 12.32 | 0.01 | 0 | 0 | 0 | 0 | 0 | 0 | 0 | 0 | 0 | 0 | 0 | 10.39 | 67.89 | 98.44 | 104.39 | 104.86 | 105.94 | 102.34 | 95.68 | 93.82 | 90.77 | 82.67 | 38.22 | 4.56 | 0 | 0 | 0 | 0 | 0 | 0 | 0 | 0 | 0 | 0 | 2.69 | 37.18 | 90.81 | 109.99 | 112.35 | 111.73 | 112.2 | 109.98 | 105.71 | 103.32 | 96.9 | 86.67 | 55.38 | 12.03 | 0 | 0 | 0 | 0 | 0 | 0 | 0 | 0 | 0 | 0 | 5.79 | 45.41 | 95.75 | 109.95 | 112.29 | 112.2 | 111.56 | 107.51 | 101.71 | 99.27 | 95.52 | 84.69 | 58.06 | 19.15 | 0.6 | 0 | 0 | 0 | 0 | 0 | 0 | 0 | 0 | 0 | 0 | 13.01 | 57.16 | 85.67 | 96.38 | 100.94 | 95.71 | 90.12 | 84.11 | 78.56 | 79.43 | 71.22 | 51.49 | 15.28 | 0.07 | 0 | 0 | 0 | 0 | 0 | 0 | 0 | 0 | 0 | 0 | 8.28 | 54.07 | 88.08 | 97.18 | 102.2 | 101.21 | 95.18 | 91.78 | 88.09 | 80.37 | 66.81 | 38 | 5.78 | 0 | 0 | 0 | 0 | 0 | 0 | 0 | 0 | 0 | 0 | 0 | 2.94 | 46.34 | 84.64 | 96.34 | 95.52 | 93.8 | 92.03 | 93.9 | 88.38 | 82.66 | 60.1 | 13.37 | 0.21 | 0 | 0 | 0 | 0 | 0 | 0 | 0 | 0 | 0 | 0 | 0 | 0.42 | 27.28 | 80.55 | 97.45 | 96.13 | 95.87 | 98 | 98.17 | 97.55 | 81.14 | 33.03 | 2.83 | 0 | 0 | 0 | 0 | 0 | 0 | 0 | 0 | 0 | 0 | 0 | 0 | 0 | 6.39 | 45.58 | 72.53 | 76.99 | 76.43 | 75.33 | 74.46 | 73.14 | 51.44 | 11.73 | 0 | 0 | 0 | 0 | 0 | 0 | 0 | 0 | 0 | 0 | 0 | 0 | 0 | 0 | 0 | 5.48 | 22.74 | 33.08 | 34.73 | 38.09 | 39.22 | 34.47 | 25.28 | 5.42 | 0 | 0 | 0 | 0 | 0 | 0 | 0
IVSLR2_2_SM2SR1 |  | Solar_1Axis | Solar Tracking | CISO | South | Socal | FC | 150 | 0 | 0 | 0 | 0 | 0 | 0 | 0.07 | 16.73 | 61.29 | 79.16 | 82.27 | 84.03 | 82.99 | 77.94 | 72.13 | 45.46 | 8.95 | 0 | 0 | 0 | 0 | 0 | 0 | 0 | 0 | 0 | 0 | 0 | 0 | 0 | 1.03 | 38.32 | 93.75 | 100.17 | 99.33 | 95.97 | 92.82 | 90.67 | 89.06 | 80.09 | 34.94 | 1.29 | 0 | 0 | 0 | 0 | 0 | 0 | 0 | 0 | 0 | 0 | 0 | 0 | 11.59 | 68.85 | 94.84 | 98.31 | 96.53 | 94.1 | 93.54 | 84.92 | 77.24 | 69.69 | 49.51 | 7.47 | 0 | 0 | 0 | 0 | 0 | 0 | 0 | 0 | 0 | 0 | 0 | 6.63 | 64.01 | 113.3 | 119.41 | 122.31 | 121.41 | 122.22 | 120.89 | 120.63 | 116.85 | 110.69 | 91.29 | 30.31 | 0.71 | 0 | 0 | 0 | 0 | 0 | 0 | 0 | 0 | 0 | 0.2 | 24.69 | 85.88 | 117.26 | 125.24 | 128.03 | 128.31 | 129.35 | 129.15 | 127.42 | 124.24 | 119.24 | 104.16 | 51.25 | 4.83 | 0 | 0 | 0 | 0 | 0 | 0 | 0 | 0 | 0 | 0.45 | 29.27 | 85.95 | 112.7 | 121.53 | 126.39 | 127.39 | 128.08 | 127.88 | 126.43 | 123.32 | 119.02 | 105.56 | 63.79 | 10.92 | 0.01 | 0 | 0 | 0 | 0 | 0 | 0 | 0 | 0 | 0.04 | 13.72 | 66.9 | 104.83 | 118.89 | 124.86 | 126.08 | 125.71 | 124.63 | 123.13 | 119.75 | 114.65 | 100.94 | 58.39 | 9.3 | 0 | 0 | 0 | 0 | 0 | 0 | 0 | 0 | 0 | 0 | 4.62 | 50.1 | 94.21 | 112.08 | 120.17 | 122.75 | 122.46 | 120.05 | 116.81 | 112.09 | 103.34 | 82.19 | 30.45 | 0.93 | 0 | 0 | 0 | 0 | 0 | 0 | 0 | 0 | 0 | 0 | 1.03 | 37.03 | 96.77 | 112.69 | 118.55 | 119.5 | 119.46 | 118.81 | 117.41 | 115.7 | 104.48 | 58.43 | 7.01 | 0 | 0 | 0 | 0 | 0 | 0 | 0 | 0 | 0 | 0 | 0 | 0.07 | 21.14 | 84.16 | 106.9 | 110.15 | 109.19 | 109.49 | 110.06 | 110.56 | 108.16 | 84.63 | 23.87 | 0.26 | 0 | 0 | 0 | 0 | 0 | 0 | 0 | 0 | 0 | 0 | 0 | 0 | 3.91 | 49.35 | 92.16 | 99.68 | 97 | 94.37 | 95.53 | 95.76 | 91.18 | 52.6 | 5.23 | 0 | 0 | 0 | 0 | 0 | 0 | 0 | 0 | 0 | 0 | 0 | 0 | 0 | 0.18 | 18.3 | 58.18 | 69.96 | 73.71 | 72.26 | 74.61 | 70.52 | 64.38 | 36.58 | 3.14 | 0 | 0 | 0 | 0 | 0 | 0 | 0
IVSLRP_2_SOLAR1 |  | Solar_Fixed | Solar Fixed | CISO | South | Socal | FC | 200 | 0 | 0 | 0 | 0 | 0 | 0 | 0.31 | 23.93 | 82.59 | 112.45 | 123.77 | 128.64 | 122.78 | 117.24 | 98.05 | 54.32 | 7.92 | 0 | 0 | 0 | 0 | 0 | 0 | 0 | 0 | 0 | 0 | 0 | 0 | 0 | 1.89 | 43.5 | 104.94 | 128.37 | 136.55 | 138.09 | 132.61 | 125.97 | 113.84 | 89.3 | 32.51 | 0.83 | 0 | 0 | 0 | 0 | 0 | 0 | 0 | 0 | 0 | 0 | 0 | 0.03 | 14.41 | 76.08 | 117.93 | 134.39 | 137.39 | 139.26 | 133.48 | 126.24 | 113.83 | 92.61 | 49.94 | 6.62 | 0 | 0 | 0 | 0 | 0 | 0 | 0 | 0 | 0 | 0 | 0 | 7.04 | 58.91 | 118.98 | 149.27 | 161.88 | 168.29 | 168.39 | 165.26 | 160.86 | 148.01 | 127.76 | 87.22 | 22.81 | 0.59 | 0 | 0 | 0 | 0 | 0 | 0 | 0 | 0 | 0 | 0.42 | 23.51 | 83.92 | 125.64 | 151.01 | 166.46 | 173.54 | 175.12 | 173.43 | 169.84 | 158.71 | 138.76 | 101.15 | 39.23 | 3.04 | 0.01 | 0 | 0 | 0 | 0 | 0 | 0 | 0 | 0 | 0.79 | 26.61 | 81.86 | 122.53 | 152.56 | 167.08 | 175.64 | 175.84 | 174.58 | 169.5 | 156.21 | 136.72 | 106.36 | 50.61 | 6.87 | 0.01 | 0 | 0 | 0 | 0 | 0 | 0 | 0 | 0 | 0.05 | 14.13 | 59.09 | 107.01 | 135.99 | 153.5 | 163.96 | 167.9 | 166.25 | 160.8 | 148.3 | 129.81 | 99.31 | 45.67 | 5.45 | 0.01 | 0 | 0 | 0 | 0 | 0 | 0 | 0 | 0 | 0 | 5.8 | 51.33 | 107.77 | 136.27 | 155.27 | 168.94 | 172.52 | 165.35 | 160.16 | 146.84 | 125.34 | 84.3 | 24.53 | 0.77 | 0.01 | 0 | 0 | 0 | 0 | 0 | 0 | 0 | 0 | 0 | 1.79 | 40.39 | 104.8 | 137.77 | 154.65 | 164.77 | 166.97 | 166.93 | 159.54 | 143.79 | 114.59 | 53.51 | 5.65 | 0.03 | 0 | 0 | 0 | 0 | 0 | 0 | 0 | 0 | 0 | 0 | 0.33 | 25.45 | 93.58 | 133.08 | 149.85 | 160.24 | 161.86 | 159.31 | 151.56 | 135.62 | 89.94 | 21.05 | 0.31 | 0 | 0 | 0 | 0 | 0 | 0 | 0 | 0 | 0 | 0 | 0 | 0.03 | 6.61 | 59.4 | 116.77 | 135.78 | 144.26 | 146.18 | 142.21 | 133.9 | 110.25 | 51.55 | 3.86 | 0 | 0 | 0 | 0 | 0 | 0 | 0 | 0 | 0 | 0 | 0 | 0 | 0 | 0.74 | 26.44 | 77 | 104.07 | 113.3 | 119.47 | 118.15 | 108.14 | 84.9 | 39.16 | 2.48 | 0 | 0 | 0 | 0 | 0 | 0 | 0
IVWEST_2_SOLAR1 |  | Solar_1Axis | Solar Tracking | CISO | South | Socal | FC | 150 | 0 | 0 | 0 | 0 | 0 | 0 | 0.07 | 16.73 | 61.29 | 79.16 | 82.27 | 84.03 | 82.99 | 77.94 | 72.13 | 45.46 | 8.95 | 0 | 0 | 0 | 0 | 0 | 0 | 0 | 0 | 0 | 0 | 0 | 0 | 0 | 1.03 | 38.32 | 93.75 | 100.17 | 99.33 | 95.97 | 92.82 | 90.67 | 89.06 | 80.09 | 34.94 | 1.29 | 0 | 0 | 0 | 0 | 0 | 0 | 0 | 0 | 0 | 0 | 0 | 0 | 11.59 | 68.85 | 94.84 | 98.31 | 96.53 | 94.1 | 93.54 | 84.92 | 77.24 | 69.69 | 49.51 | 7.47 | 0 | 0 | 0 | 0 | 0 | 0 | 0 | 0 | 0 | 0 | 0 | 6.63 | 64.01 | 113.3 | 119.41 | 122.31 | 121.41 | 122.22 | 120.89 | 120.63 | 116.85 | 110.69 | 91.29 | 30.31 | 0.71 | 0 | 0 | 0 | 0 | 0 | 0 | 0 | 0 | 0 | 0.2 | 24.69 | 85.88 | 117.26 | 125.24 | 128.03 | 128.31 | 129.35 | 129.15 | 127.42 | 124.24 | 119.24 | 104.16 | 51.25 | 4.83 | 0 | 0 | 0 | 0 | 0 | 0 | 0 | 0 | 0 | 0.45 | 29.27 | 85.95 | 112.7 | 121.53 | 126.39 | 127.39 | 128.08 | 127.88 | 126.43 | 123.32 | 119.02 | 105.56 | 63.79 | 10.92 | 0.01 | 0 | 0 | 0 | 0 | 0 | 0 | 0 | 0 | 0.04 | 13.72 | 66.9 | 104.83 | 118.89 | 124.86 | 126.08 | 125.71 | 124.63 | 123.13 | 119.75 | 114.65 | 100.94 | 58.39 | 9.3 | 0 | 0 | 0 | 0 | 0 | 0 | 0 | 0 | 0 | 0 | 4.62 | 50.1 | 94.21 | 112.08 | 120.17 | 122.75 | 122.46 | 120.05 | 116.81 | 112.09 | 103.34 | 82.19 | 30.45 | 0.93 | 0 | 0 | 0 | 0 | 0 | 0 | 0 | 0 | 0 | 0 | 1.03 | 37.03 | 96.77 | 112.69 | 118.55 | 119.5 | 119.46 | 118.81 | 117.41 | 115.7 | 104.48 | 58.43 | 7.01 | 0 | 0 | 0 | 0 | 0 | 0 | 0 | 0 | 0 | 0 | 0 | 0.07 | 21.14 | 84.16 | 106.9 | 110.15 | 109.19 | 109.49 | 110.06 | 110.56 | 108.16 | 84.63 | 23.87 | 0.26 | 0 | 0 | 0 | 0 | 0 | 0 | 0 | 0 | 0 | 0 | 0 | 0 | 3.91 | 49.35 | 92.16 | 99.68 | 97 | 94.37 | 95.53 | 95.76 | 91.18 | 52.6 | 5.23 | 0 | 0 | 0 | 0 | 0 | 0 | 0 | 0 | 0 | 0 | 0 | 0 | 0 | 0.18 | 18.3 | 58.18 | 69.96 | 73.71 | 72.26 | 74.61 | 70.52 | 64.38 | 36.58 | 3.14 | 0 | 0 | 0 | 0 | 0 | 0 | 0
JACMSR_1_JACSR1 |  | Solar_1Axis | Solar Tracking | CISO | South | Socal | FC | 20 | 0 | 0 | 0 | 0 | 0 | 0 | 0.01 | 2.23 | 8.17 | 10.55 | 10.97 | 11.2 | 11.07 | 10.39 | 9.62 | 6.06 | 1.19 | 0 | 0 | 0 | 0 | 0 | 0 | 0 | 0 | 0 | 0 | 0 | 0 | 0 | 0.14 | 5.11 | 12.5 | 13.36 | 13.24 | 12.8 | 12.38 | 12.09 | 11.87 | 10.68 | 4.66 | 0.17 | 0 | 0 | 0 | 0 | 0 | 0 | 0 | 0 | 0 | 0 | 0 | 0 | 1.54 | 9.18 | 12.65 | 13.11 | 12.87 | 12.55 | 12.47 | 11.32 | 10.3 | 9.29 | 6.6 | 1 | 0 | 0 | 0 | 0 | 0 | 0 | 0 | 0 | 0 | 0 | 0 | 0.88 | 8.53 | 15.11 | 15.92 | 16.31 | 16.19 | 16.3 | 16.12 | 16.08 | 15.58 | 14.76 | 12.17 | 4.04 | 0.1 | 0 | 0 | 0 | 0 | 0 | 0 | 0 | 0 | 0 | 0.03 | 3.29 | 11.45 | 15.64 | 16.7 | 17.07 | 17.11 | 17.25 | 17.22 | 16.99 | 16.57 | 15.9 | 13.89 | 6.83 | 0.64 | 0 | 0 | 0 | 0 | 0 | 0 | 0 | 0 | 0 | 0.06 | 3.9 | 11.46 | 15.03 | 16.2 | 16.85 | 16.99 | 17.08 | 17.05 | 16.86 | 16.44 | 15.87 | 14.08 | 8.5 | 1.46 | 0 | 0 | 0 | 0 | 0 | 0 | 0 | 0 | 0 | 0.01 | 1.83 | 8.92 | 13.98 | 15.85 | 16.65 | 16.81 | 16.76 | 16.62 | 16.42 | 15.97 | 15.29 | 13.46 | 7.79 | 1.24 | 0 | 0 | 0 | 0 | 0 | 0 | 0 | 0 | 0 | 0 | 0.62 | 6.68 | 12.56 | 14.94 | 16.02 | 16.37 | 16.33 | 16.01 | 15.57 | 14.94 | 13.78 | 10.96 | 4.06 | 0.12 | 0 | 0 | 0 | 0 | 0 | 0 | 0 | 0 | 0 | 0 | 0.14 | 4.94 | 12.9 | 15.03 | 15.81 | 15.93 | 15.93 | 15.84 | 15.66 | 15.43 | 13.93 | 7.79 | 0.93 | 0 | 0 | 0 | 0 | 0 | 0 | 0 | 0 | 0 | 0 | 0 | 0.01 | 2.82 | 11.22 | 14.25 | 14.69 | 14.56 | 14.6 | 14.67 | 14.74 | 14.42 | 11.28 | 3.18 | 0.04 | 0 | 0 | 0 | 0 | 0 | 0 | 0 | 0 | 0 | 0 | 0 | 0 | 0.52 | 6.58 | 12.29 | 13.29 | 12.93 | 12.58 | 12.74 | 12.77 | 12.16 | 7.01 | 0.7 | 0 | 0 | 0 | 0 | 0 | 0 | 0 | 0 | 0 | 0 | 0 | 0 | 0 | 0.02 | 2.44 | 7.76 | 9.33 | 9.83 | 9.63 | 9.95 | 9.4 | 8.58 | 4.88 | 0.42 | 0 | 0 | 0 | 0 | 0 | 0 | 0
JAVASR_1_JAVSR1 |  | Solar_1Axis | Solar Tracking | CISO | North | Norcal | ID | 13.5 | 0 | 0 | 0 | 0 | 0 | 0 | 0 | 0.29 | 2.21 | 4.22 | 5.21 | 5.74 | 5.74 | 5.42 | 5.07 | 3.47 | 0.76 | 0 | 0 | 0 | 0 | 0 | 0 | 0 | 0 | 0 | 0 | 0 | 0 | 0 | 0 | 1.67 | 6.93 | 8.64 | 8.83 | 8.36 | 8.24 | 8.19 | 8.37 | 7.14 | 3.74 | 0.21 | 0 | 0 | 0 | 0 | 0 | 0 | 0 | 0 | 0 | 0 | 0 | 0 | 0.35 | 4.31 | 8.09 | 8.67 | 8.14 | 8.36 | 8.23 | 7.58 | 7 | 6.52 | 4.59 | 1.06 | 0 | 0 | 0 | 0 | 0 | 0 | 0 | 0 | 0 | 0 | 0 | 0.19 | 4.03 | 8.89 | 9.78 | 9.72 | 9.55 | 9.78 | 9.8 | 9.66 | 9.81 | 9.41 | 8.58 | 3.98 | 0.18 | 0 | 0 | 0 | 0 | 0 | 0 | 0 | 0 | 0 | 0 | 1.48 | 7.01 | 9.88 | 10.33 | 10.34 | 10.25 | 10.47 | 10.47 | 10.71 | 10.71 | 10.47 | 9.87 | 6.11 | 0.95 | 0 | 0 | 0 | 0 | 0 | 0 | 0 | 0 | 0 | 0.01 | 2.13 | 7.74 | 10.49 | 11.23 | 11.37 | 11.46 | 11.52 | 11.49 | 11.39 | 11.39 | 11.14 | 10.33 | 7.66 | 2.16 | 0.03 | 0 | 0 | 0 | 0 | 0 | 0 | 0 | 0 | 0 | 0.97 | 6.21 | 10.02 | 11.05 | 11.21 | 11.29 | 11.24 | 11.22 | 11.1 | 11.08 | 10.63 | 9.85 | 6.91 | 1.62 | 0.01 | 0 | 0 | 0 | 0 | 0 | 0 | 0 | 0 | 0 | 0.14 | 3.64 | 8.41 | 10.17 | 10.64 | 10.69 | 10.77 | 10.69 | 10.6 | 10.53 | 9.91 | 8.13 | 3.61 | 0.2 | 0 | 0 | 0 | 0 | 0 | 0 | 0 | 0 | 0 | 0 | 0.01 | 2.22 | 7.93 | 9.99 | 10.32 | 10.25 | 10.13 | 10.15 | 10.3 | 10.34 | 9.75 | 6.41 | 1.26 | 0 | 0 | 0 | 0 | 0 | 0 | 0 | 0 | 0 | 0 | 0 | 0 | 0.66 | 5.26 | 8.7 | 8.97 | 8.79 | 8.57 | 8.63 | 8.79 | 8.75 | 7.37 | 2.45 | 0.05 | 0 | 0 | 0 | 0 | 0 | 0 | 0 | 0 | 0 | 0 | 0 | 0 | 0.02 | 2.05 | 6.18 | 7.28 | 7.14 | 6.91 | 7.11 | 7.32 | 6.88 | 4.31 | 0.51 | 0 | 0 | 0 | 0 | 0 | 0 | 0 | 0 | 0 | 0 | 0 | 0 | 0 | 0 | 0.4 | 2.76 | 4.53 | 5.51 | 5.79 | 5.64 | 5.46 | 5.05 | 2.82 | 0.3 | 0 | 0 | 0 | 0 | 0 | 0 | 0
JAWBNE_2_NSRWND |  | Wind | Wind | CISO | South | Socal | FC | 160 | 14.85 | 15.44 | 17.64 | 16.6 | 16.44 | 15.31 | 12.52 | 10.82 | 11.4 | 11.41 | 11.3 | 11.83 | 13.09 | 15 | 14.93 | 16.33 | 14.34 | 14.33 | 13.44 | 13.64 | 13.11 | 12.85 | 13.36 | 12.75 | 19.79 | 21.9 | 22.67 | 21.42 | 18.92 | 17.86 | 18.65 | 18.86 | 18.22 | 20.37 | 21.14 | 21.57 | 25.11 | 23.4 | 26.88 | 23.77 | 28.44 | 28.12 | 32.45 | 31.19 | 31.53 | 28.54 | 25.7 | 21.68 | 32.35 | 33.71 | 31.44 | 29.6 | 27.23 | 23.36 | 22.43 | 21.42 | 23.34 | 20.55 | 20.94 | 23.42 | 26.12 | 30.51 | 32.05 | 35.76 | 36.67 | 37.43 | 36.34 | 35.9 | 35.26 | 35.65 | 37.9 | 34.12 | 57.88 | 51.83 | 45.16 | 38.47 | 33.1 | 28.54 | 19.91 | 15 | 14.03 | 13.17 | 12.21 | 13.17 | 14.42 | 21.86 | 32.73 | 43.34 | 52.13 | 56.94 | 58.54 | 60.2 | 63.59 | 60.1 | 58.02 | 58.64 | 64.76 | 60.95 | 59.63 | 53.78 | 44.32 | 36.55 | 27.31 | 21.05 | 14.67 | 11.83 | 10.4 | 9.77 | 13.59 | 22.42 | 36.56 | 52.79 | 61.29 | 67.61 | 66.01 | 65.99 | 67.35 | 68.41 | 70.14 | 65.77 | 64.53 | 60.59 | 55.69 | 47.14 | 41 | 32.16 | 22.74 | 15.21 | 11.99 | 8.07 | 9.51 | 9.92 | 12.24 | 18.93 | 30.59 | 42.26 | 51.61 | 60.12 | 66.8 | 73.3 | 71.68 | 71.36 | 70.77 | 68 | 72.34 | 66.76 | 58.98 | 53.15 | 46.56 | 36.25 | 26.53 | 16.3 | 10.25 | 7.47 | 9.08 | 12.45 | 17.76 | 26.44 | 36.3 | 49.16 | 59.9 | 68.14 | 73.89 | 75.65 | 78.69 | 78.26 | 76.89 | 74.24 | 59.4 | 53.44 | 46.11 | 37.38 | 32.88 | 26.43 | 18.31 | 11.54 | 8.35 | 6.85 | 7.77 | 9.84 | 14.3 | 20.01 | 28.49 | 37.75 | 48.01 | 55.33 | 62.69 | 66.97 | 67.23 | 65.13 | 63.69 | 61.18 | 40.36 | 39.08 | 36.16 | 27.78 | 23.93 | 20.34 | 15.29 | 10.96 | 8.36 | 9.14 | 11.19 | 13.09 | 16.07 | 19.93 | 26.12 | 30.52 | 33.97 | 40.13 | 46.37 | 48.83 | 48.18 | 45.33 | 42.35 | 40.16 | 18.02 | 17.46 | 16.66 | 14.83 | 13.65 | 13.09 | 9.32 | 6.84 | 5.75 | 6.29 | 8.07 | 8.73 | 8.04 | 9.09 | 9.64 | 11.95 | 16.12 | 18.19 | 20.72 | 23.78 | 21.42 | 19.47 | 17.85 | 17.59 | 9.3 | 10.28 | 9.92 | 10.39 | 9.59 | 9.41 | 8.89 | 7.75 | 8.1 | 9.14 | 10 | 11.56 | 11.06 | 11.34 | 12.01 | 12.31 | 10.83 | 10.56 | 12.79 | 13.15 | 13.08 | 11.67 | 10.66 | 9.84 | 10.5 | 10.74 | 11.37 | 10.8 | 11.35 | 10.76 | 9.51 | 11.42 | 10.63 | 9.57 | 9.45 | 10.03 | 11.39 | 12.68 | 11.72 | 9.93 | 10.19 | 10.35 | 10.76 | 10.47 | 11.32 | 12.17 | 12.45 | 11.57
JAWBNE_2_SRWND |  | Wind | Wind | CISO | South | Socal | FC | 30 | 2.79 | 2.89 | 3.31 | 3.11 | 3.08 | 2.87 | 2.35 | 2.03 | 2.14 | 2.14 | 2.12 | 2.22 | 2.45 | 2.81 | 2.8 | 3.06 | 2.69 | 2.69 | 2.52 | 2.56 | 2.46 | 2.41 | 2.5 | 2.39 | 3.71 | 4.11 | 4.25 | 4.02 | 3.55 | 3.35 | 3.5 | 3.54 | 3.42 | 3.82 | 3.96 | 4.04 | 4.71 | 4.39 | 5.04 | 4.46 | 5.33 | 5.27 | 6.08 | 5.85 | 5.91 | 5.35 | 4.82 | 4.06 | 6.07 | 6.32 | 5.9 | 5.55 | 5.11 | 4.38 | 4.2 | 4.02 | 4.38 | 3.85 | 3.93 | 4.39 | 4.9 | 5.72 | 6.01 | 6.71 | 6.87 | 7.02 | 6.81 | 6.73 | 6.61 | 6.68 | 7.11 | 6.4 | 10.85 | 9.72 | 8.47 | 7.21 | 6.21 | 5.35 | 3.73 | 2.81 | 2.63 | 2.47 | 2.29 | 2.47 | 2.7 | 4.1 | 6.14 | 8.13 | 9.77 | 10.68 | 10.98 | 11.29 | 11.92 | 11.27 | 10.88 | 10.99 | 12.14 | 11.43 | 11.18 | 10.08 | 8.31 | 6.85 | 5.12 | 3.95 | 2.75 | 2.22 | 1.95 | 1.83 | 2.55 | 4.2 | 6.85 | 9.9 | 11.49 | 12.68 | 12.38 | 12.37 | 12.63 | 12.83 | 13.15 | 12.33 | 12.1 | 11.36 | 10.44 | 8.84 | 7.69 | 6.03 | 4.26 | 2.85 | 2.25 | 1.51 | 1.78 | 1.86 | 2.29 | 3.55 | 5.73 | 7.92 | 9.68 | 11.27 | 12.53 | 13.74 | 13.44 | 13.38 | 13.27 | 12.75 | 13.56 | 12.52 | 11.06 | 9.96 | 8.73 | 6.8 | 4.98 | 3.06 | 1.92 | 1.4 | 1.7 | 2.33 | 3.33 | 4.96 | 6.81 | 9.22 | 11.23 | 12.78 | 13.85 | 14.18 | 14.76 | 14.67 | 14.42 | 13.92 | 11.14 | 10.02 | 8.65 | 7.01 | 6.17 | 4.96 | 3.43 | 2.16 | 1.57 | 1.28 | 1.46 | 1.85 | 2.68 | 3.75 | 5.34 | 7.08 | 9 | 10.37 | 11.75 | 12.56 | 12.61 | 12.21 | 11.94 | 11.47 | 7.57 | 7.33 | 6.78 | 5.21 | 4.49 | 3.81 | 2.87 | 2.06 | 1.57 | 1.71 | 2.1 | 2.45 | 3.01 | 3.74 | 4.9 | 5.72 | 6.37 | 7.52 | 8.69 | 9.15 | 9.03 | 8.5 | 7.94 | 7.53 | 3.38 | 3.27 | 3.12 | 2.78 | 2.56 | 2.46 | 1.75 | 1.28 | 1.08 | 1.18 | 1.51 | 1.64 | 1.51 | 1.71 | 1.81 | 2.24 | 3.02 | 3.41 | 3.89 | 4.46 | 4.02 | 3.65 | 3.35 | 3.3 | 1.74 | 1.93 | 1.86 | 1.95 | 1.8 | 1.76 | 1.67 | 1.45 | 1.52 | 1.71 | 1.88 | 2.17 | 2.07 | 2.13 | 2.25 | 2.31 | 2.03 | 1.98 | 2.4 | 2.47 | 2.45 | 2.19 | 2 | 1.84 | 1.97 | 2.01 | 2.13 | 2.03 | 2.13 | 2.02 | 1.78 | 2.14 | 1.99 | 1.8 | 1.77 | 1.88 | 2.14 | 2.38 | 2.2 | 1.86 | 1.91 | 1.94 | 2.02 | 1.96 | 2.12 | 2.28 | 2.34 | 2.17
JAWBNE_2_SRWWD2 |  | Wind | Wind | CISO | South | Socal | FC | 30.2 | 2.8 | 2.91 | 3.33 | 3.13 | 3.1 | 2.89 | 2.36 | 2.04 | 2.15 | 2.15 | 2.13 | 2.23 | 2.47 | 2.83 | 2.82 | 3.08 | 2.71 | 2.71 | 2.54 | 2.57 | 2.47 | 2.42 | 2.52 | 2.41 | 3.74 | 4.13 | 4.28 | 4.04 | 3.57 | 3.37 | 3.52 | 3.56 | 3.44 | 3.85 | 3.99 | 4.07 | 4.74 | 4.42 | 5.07 | 4.49 | 5.37 | 5.31 | 6.12 | 5.89 | 5.95 | 5.39 | 4.85 | 4.09 | 6.11 | 6.36 | 5.94 | 5.59 | 5.14 | 4.41 | 4.23 | 4.04 | 4.41 | 3.88 | 3.95 | 4.42 | 4.93 | 5.76 | 6.05 | 6.75 | 6.92 | 7.06 | 6.86 | 6.78 | 6.66 | 6.73 | 7.15 | 6.44 | 10.93 | 9.78 | 8.52 | 7.26 | 6.25 | 5.39 | 3.76 | 2.83 | 2.65 | 2.49 | 2.31 | 2.49 | 2.72 | 4.13 | 6.18 | 8.18 | 9.84 | 10.75 | 11.05 | 11.36 | 12 | 11.34 | 10.95 | 11.07 | 12.22 | 11.51 | 11.25 | 10.15 | 8.36 | 6.9 | 5.15 | 3.97 | 2.77 | 2.23 | 1.96 | 1.84 | 2.56 | 4.23 | 6.9 | 9.96 | 11.57 | 12.76 | 12.46 | 12.46 | 12.71 | 12.91 | 13.24 | 12.41 | 12.18 | 11.44 | 10.51 | 8.9 | 7.74 | 6.07 | 4.29 | 2.87 | 2.26 | 1.52 | 1.79 | 1.87 | 2.31 | 3.57 | 5.77 | 7.98 | 9.74 | 11.35 | 12.61 | 13.83 | 13.53 | 13.47 | 13.36 | 12.83 | 13.65 | 12.6 | 11.13 | 10.03 | 8.79 | 6.84 | 5.01 | 3.08 | 1.93 | 1.41 | 1.71 | 2.35 | 3.35 | 4.99 | 6.85 | 9.28 | 11.31 | 12.86 | 13.95 | 14.28 | 14.85 | 14.77 | 14.51 | 14.01 | 11.21 | 10.09 | 8.7 | 7.06 | 6.21 | 4.99 | 3.46 | 2.18 | 1.58 | 1.29 | 1.47 | 1.86 | 2.7 | 3.78 | 5.38 | 7.13 | 9.06 | 10.44 | 11.83 | 12.64 | 12.69 | 12.29 | 12.02 | 11.55 | 7.62 | 7.38 | 6.83 | 5.24 | 4.52 | 3.84 | 2.89 | 2.07 | 1.58 | 1.73 | 2.11 | 2.47 | 3.03 | 3.76 | 4.93 | 5.76 | 6.41 | 7.57 | 8.75 | 9.22 | 9.09 | 8.56 | 7.99 | 7.58 | 3.4 | 3.3 | 3.15 | 2.8 | 2.58 | 2.47 | 1.76 | 1.29 | 1.08 | 1.19 | 1.52 | 1.65 | 1.52 | 1.72 | 1.82 | 2.25 | 3.04 | 3.43 | 3.91 | 4.49 | 4.04 | 3.68 | 3.37 | 3.32 | 1.75 | 1.94 | 1.87 | 1.96 | 1.81 | 1.78 | 1.68 | 1.46 | 1.53 | 1.73 | 1.89 | 2.18 | 2.09 | 2.14 | 2.27 | 2.32 | 2.04 | 1.99 | 2.41 | 2.48 | 2.47 | 2.2 | 2.01 | 1.86 | 1.98 | 2.03 | 2.15 | 2.04 | 2.14 | 2.03 | 1.79 | 2.16 | 2.01 | 1.81 | 1.78 | 1.89 | 2.15 | 2.39 | 2.21 | 1.88 | 1.92 | 1.95 | 2.03 | 1.98 | 2.14 | 2.3 | 2.35 | 2.18
JAYNE_6_WLSLR |  | Solar_Fixed | Solar Fixed | CISO | North | Norcal | ID | 18 | 0 | 0 | 0 | 0 | 0 | 0 | 0 | 0.42 | 3.15 | 6.53 | 8.13 | 8.74 | 8.62 | 7.96 | 6.86 | 4.66 | 1.08 | 0 | 0 | 0 | 0 | 0 | 0 | 0 | 0 | 0 | 0 | 0 | 0 | 0 | 0 | 1.82 | 7.57 | 10.53 | 11.6 | 11.71 | 11.79 | 11.49 | 10.78 | 8.49 | 4 | 0.3 | 0 | 0 | 0 | 0 | 0 | 0 | 0 | 0 | 0 | 0 | 0 | 0 | 0.43 | 4.68 | 8.94 | 10.46 | 10.75 | 10.53 | 10.81 | 10.53 | 9.55 | 7.9 | 5.41 | 1.33 | 0 | 0 | 0 | 0 | 0 | 0 | 0 | 0 | 0 | 0 | 0 | 0.18 | 3.62 | 9.39 | 12.16 | 13.51 | 13.99 | 14.58 | 14.31 | 14.15 | 13.72 | 12.15 | 9.33 | 3.85 | 0.24 | 0 | 0 | 0 | 0 | 0 | 0 | 0 | 0 | 0 | 0 | 1.15 | 6.34 | 10.71 | 12.96 | 14.27 | 14.64 | 14.76 | 14.82 | 14.79 | 14.25 | 12.78 | 10.54 | 5.69 | 0.94 | 0 | 0 | 0 | 0 | 0 | 0 | 0 | 0 | 0 | 0.01 | 1.61 | 6.65 | 10.88 | 13.14 | 14.24 | 14.96 | 15.17 | 15.42 | 15.17 | 14.48 | 13.22 | 10.96 | 6.9 | 1.87 | 0.02 | 0 | 0 | 0 | 0 | 0 | 0 | 0 | 0 | 0 | 0.77 | 5.53 | 10.35 | 13.04 | 14.38 | 15.28 | 15.47 | 15.38 | 15.13 | 14.43 | 13.18 | 10.78 | 6.66 | 1.47 | 0.01 | 0 | 0 | 0 | 0 | 0 | 0 | 0 | 0 | 0 | 0.12 | 3.34 | 8.81 | 11.85 | 13.29 | 14.27 | 14.72 | 14.66 | 14.58 | 13.83 | 12.12 | 9.02 | 3.62 | 0.22 | 0 | 0 | 0 | 0 | 0 | 0 | 0 | 0 | 0 | 0 | 0.01 | 2.24 | 8.56 | 12.31 | 13.8 | 14.56 | 14.78 | 14.68 | 14.44 | 13.71 | 11.83 | 7.21 | 1.56 | 0 | 0 | 0 | 0 | 0 | 0 | 0 | 0 | 0 | 0 | 0 | 0 | 0.8 | 6.07 | 10.73 | 12.45 | 12.77 | 12.87 | 12.8 | 12.68 | 11.67 | 8.81 | 3.13 | 0.12 | 0 | 0 | 0 | 0 | 0 | 0 | 0 | 0 | 0 | 0 | 0 | 0 | 0.04 | 2.57 | 8.25 | 10.67 | 11.33 | 11.23 | 11.19 | 10.82 | 9.5 | 5.46 | 0.75 | 0 | 0 | 0 | 0 | 0 | 0 | 0 | 0 | 0 | 0 | 0 | 0 | 0 | 0 | 0.61 | 3.17 | 6.15 | 7.8 | 8.54 | 8.33 | 7.69 | 6.63 | 3.74 | 0.48 | 0 | 0 | 0 | 0 | 0 | 0 | 0
KANSAS_6_SOLAR |  | Solar_Fixed | Solar Fixed | CISO | North | Norcal | ID | 20 | 0 | 0 | 0 | 0 | 0 | 0 | 0 | 0.47 | 3.5 | 7.26 | 9.03 | 9.71 | 9.58 | 8.84 | 7.62 | 5.18 | 1.2 | 0 | 0 | 0 | 0 | 0 | 0 | 0 | 0 | 0 | 0 | 0 | 0 | 0 | 0 | 2.02 | 8.41 | 11.7 | 12.89 | 13.01 | 13.1 | 12.76 | 11.98 | 9.43 | 4.45 | 0.33 | 0 | 0 | 0 | 0 | 0 | 0 | 0 | 0 | 0 | 0 | 0 | 0 | 0.48 | 5.2 | 9.94 | 11.63 | 11.95 | 11.7 | 12.02 | 11.7 | 10.61 | 8.78 | 6.01 | 1.47 | 0 | 0 | 0 | 0 | 0 | 0 | 0 | 0 | 0 | 0 | 0 | 0.2 | 4.03 | 10.43 | 13.51 | 15.01 | 15.55 | 16.2 | 15.9 | 15.72 | 15.24 | 13.5 | 10.37 | 4.28 | 0.27 | 0 | 0 | 0 | 0 | 0 | 0 | 0 | 0 | 0 | 0 | 1.28 | 7.04 | 11.9 | 14.4 | 15.86 | 16.26 | 16.4 | 16.47 | 16.43 | 15.84 | 14.2 | 11.71 | 6.32 | 1.05 | 0 | 0 | 0 | 0 | 0 | 0 | 0 | 0 | 0 | 0.01 | 1.78 | 7.39 | 12.09 | 14.6 | 15.82 | 16.63 | 16.86 | 17.13 | 16.86 | 16.09 | 14.69 | 12.18 | 7.66 | 2.08 | 0.03 | 0 | 0 | 0 | 0 | 0 | 0 | 0 | 0 | 0 | 0.85 | 6.15 | 11.5 | 14.49 | 15.97 | 16.97 | 17.19 | 17.08 | 16.81 | 16.03 | 14.64 | 11.98 | 7.41 | 1.64 | 0.01 | 0 | 0 | 0 | 0 | 0 | 0 | 0 | 0 | 0 | 0.13 | 3.71 | 9.79 | 13.17 | 14.77 | 15.86 | 16.36 | 16.29 | 16.2 | 15.36 | 13.46 | 10.02 | 4.02 | 0.24 | 0 | 0 | 0 | 0 | 0 | 0 | 0 | 0 | 0 | 0 | 0.01 | 2.49 | 9.52 | 13.68 | 15.33 | 16.18 | 16.43 | 16.31 | 16.05 | 15.23 | 13.14 | 8.01 | 1.73 | 0 | 0 | 0 | 0 | 0 | 0 | 0 | 0 | 0 | 0 | 0 | 0 | 0.89 | 6.74 | 11.92 | 13.83 | 14.19 | 14.3 | 14.23 | 14.09 | 12.97 | 9.78 | 3.47 | 0.13 | 0 | 0 | 0 | 0 | 0 | 0 | 0 | 0 | 0 | 0 | 0 | 0 | 0.04 | 2.86 | 9.17 | 11.86 | 12.58 | 12.47 | 12.43 | 12.02 | 10.55 | 6.07 | 0.83 | 0 | 0 | 0 | 0 | 0 | 0 | 0 | 0 | 0 | 0 | 0 | 0 | 0 | 0 | 0.68 | 3.52 | 6.84 | 8.66 | 9.49 | 9.25 | 8.54 | 7.37 | 4.16 | 0.53 | 0 | 0 | 0 | 0 | 0 | 0 | 0
KERMAN_6_SOLAR1 |  | Solar_1Axis | Solar Tracking | CISO | North | Norcal | EO | 1.5 | 0 | 0 | 0 | 0 | 0 | 0 | 0 | 0.03 | 0.25 | 0.47 | 0.58 | 0.64 | 0.64 | 0.6 | 0.56 | 0.39 | 0.08 | 0 | 0 | 0 | 0 | 0 | 0 | 0 | 0 | 0 | 0 | 0 | 0 | 0 | 0 | 0.19 | 0.77 | 0.96 | 0.98 | 0.93 | 0.92 | 0.91 | 0.93 | 0.79 | 0.42 | 0.02 | 0 | 0 | 0 | 0 | 0 | 0 | 0 | 0 | 0 | 0 | 0 | 0 | 0.04 | 0.48 | 0.9 | 0.96 | 0.9 | 0.93 | 0.91 | 0.84 | 0.78 | 0.72 | 0.51 | 0.12 | 0 | 0 | 0 | 0 | 0 | 0 | 0 | 0 | 0 | 0 | 0 | 0.02 | 0.45 | 0.99 | 1.09 | 1.08 | 1.06 | 1.09 | 1.09 | 1.07 | 1.09 | 1.05 | 0.95 | 0.44 | 0.02 | 0 | 0 | 0 | 0 | 0 | 0 | 0 | 0 | 0 | 0 | 0.16 | 0.78 | 1.1 | 1.15 | 1.15 | 1.14 | 1.16 | 1.16 | 1.19 | 1.19 | 1.16 | 1.1 | 0.68 | 0.11 | 0 | 0 | 0 | 0 | 0 | 0 | 0 | 0 | 0 | 0 | 0.24 | 0.86 | 1.17 | 1.25 | 1.26 | 1.27 | 1.28 | 1.28 | 1.27 | 1.27 | 1.24 | 1.15 | 0.85 | 0.24 | 0 | 0 | 0 | 0 | 0 | 0 | 0 | 0 | 0 | 0 | 0.11 | 0.69 | 1.11 | 1.23 | 1.25 | 1.25 | 1.25 | 1.25 | 1.23 | 1.23 | 1.18 | 1.09 | 0.77 | 0.18 | 0 | 0 | 0 | 0 | 0 | 0 | 0 | 0 | 0 | 0 | 0.02 | 0.4 | 0.93 | 1.13 | 1.18 | 1.19 | 1.2 | 1.19 | 1.18 | 1.17 | 1.1 | 0.9 | 0.4 | 0.02 | 0 | 0 | 0 | 0 | 0 | 0 | 0 | 0 | 0 | 0 | 0 | 0.25 | 0.88 | 1.11 | 1.15 | 1.14 | 1.13 | 1.13 | 1.14 | 1.15 | 1.08 | 0.71 | 0.14 | 0 | 0 | 0 | 0 | 0 | 0 | 0 | 0 | 0 | 0 | 0 | 0 | 0.07 | 0.58 | 0.97 | 1 | 0.98 | 0.95 | 0.96 | 0.98 | 0.97 | 0.82 | 0.27 | 0.01 | 0 | 0 | 0 | 0 | 0 | 0 | 0 | 0 | 0 | 0 | 0 | 0 | 0 | 0.23 | 0.69 | 0.81 | 0.79 | 0.77 | 0.79 | 0.81 | 0.76 | 0.48 | 0.06 | 0 | 0 | 0 | 0 | 0 | 0 | 0 | 0 | 0 | 0 | 0 | 0 | 0 | 0 | 0.04 | 0.31 | 0.5 | 0.61 | 0.64 | 0.63 | 0.61 | 0.56 | 0.31 | 0.03 | 0 | 0 | 0 | 0 | 0 | 0 | 0
KERMAN_6_SOLAR2 |  | Solar_1Axis | Solar Tracking | CISO | North | Norcal | EO | 1.5 | 0 | 0 | 0 | 0 | 0 | 0 | 0 | 0.03 | 0.25 | 0.47 | 0.58 | 0.64 | 0.64 | 0.6 | 0.56 | 0.39 | 0.08 | 0 | 0 | 0 | 0 | 0 | 0 | 0 | 0 | 0 | 0 | 0 | 0 | 0 | 0 | 0.19 | 0.77 | 0.96 | 0.98 | 0.93 | 0.92 | 0.91 | 0.93 | 0.79 | 0.42 | 0.02 | 0 | 0 | 0 | 0 | 0 | 0 | 0 | 0 | 0 | 0 | 0 | 0 | 0.04 | 0.48 | 0.9 | 0.96 | 0.9 | 0.93 | 0.91 | 0.84 | 0.78 | 0.72 | 0.51 | 0.12 | 0 | 0 | 0 | 0 | 0 | 0 | 0 | 0 | 0 | 0 | 0 | 0.02 | 0.45 | 0.99 | 1.09 | 1.08 | 1.06 | 1.09 | 1.09 | 1.07 | 1.09 | 1.05 | 0.95 | 0.44 | 0.02 | 0 | 0 | 0 | 0 | 0 | 0 | 0 | 0 | 0 | 0 | 0.16 | 0.78 | 1.1 | 1.15 | 1.15 | 1.14 | 1.16 | 1.16 | 1.19 | 1.19 | 1.16 | 1.1 | 0.68 | 0.11 | 0 | 0 | 0 | 0 | 0 | 0 | 0 | 0 | 0 | 0 | 0.24 | 0.86 | 1.17 | 1.25 | 1.26 | 1.27 | 1.28 | 1.28 | 1.27 | 1.27 | 1.24 | 1.15 | 0.85 | 0.24 | 0 | 0 | 0 | 0 | 0 | 0 | 0 | 0 | 0 | 0 | 0.11 | 0.69 | 1.11 | 1.23 | 1.25 | 1.25 | 1.25 | 1.25 | 1.23 | 1.23 | 1.18 | 1.09 | 0.77 | 0.18 | 0 | 0 | 0 | 0 | 0 | 0 | 0 | 0 | 0 | 0 | 0.02 | 0.4 | 0.93 | 1.13 | 1.18 | 1.19 | 1.2 | 1.19 | 1.18 | 1.17 | 1.1 | 0.9 | 0.4 | 0.02 | 0 | 0 | 0 | 0 | 0 | 0 | 0 | 0 | 0 | 0 | 0 | 0.25 | 0.88 | 1.11 | 1.15 | 1.14 | 1.13 | 1.13 | 1.14 | 1.15 | 1.08 | 0.71 | 0.14 | 0 | 0 | 0 | 0 | 0 | 0 | 0 | 0 | 0 | 0 | 0 | 0 | 0.07 | 0.58 | 0.97 | 1 | 0.98 | 0.95 | 0.96 | 0.98 | 0.97 | 0.82 | 0.27 | 0.01 | 0 | 0 | 0 | 0 | 0 | 0 | 0 | 0 | 0 | 0 | 0 | 0 | 0 | 0.23 | 0.69 | 0.81 | 0.79 | 0.77 | 0.79 | 0.81 | 0.76 | 0.48 | 0.06 | 0 | 0 | 0 | 0 | 0 | 0 | 0 | 0 | 0 | 0 | 0 | 0 | 0 | 0 | 0.04 | 0.31 | 0.5 | 0.61 | 0.64 | 0.63 | 0.61 | 0.56 | 0.31 | 0.03 | 0 | 0 | 0 | 0 | 0 | 0 | 0
KNGBRD_2_SOLAR1 |  | Solar_1Axis | Solar Tracking | CISO | South | Socal | FC | 20 | 0 | 0 | 0 | 0 | 0 | 0 | 0.01 | 2.23 | 8.17 | 10.55 | 10.97 | 11.2 | 11.07 | 10.39 | 9.62 | 6.06 | 1.19 | 0 | 0 | 0 | 0 | 0 | 0 | 0 | 0 | 0 | 0 | 0 | 0 | 0 | 0.14 | 5.11 | 12.5 | 13.36 | 13.24 | 12.8 | 12.38 | 12.09 | 11.87 | 10.68 | 4.66 | 0.17 | 0 | 0 | 0 | 0 | 0 | 0 | 0 | 0 | 0 | 0 | 0 | 0 | 1.54 | 9.18 | 12.65 | 13.11 | 12.87 | 12.55 | 12.47 | 11.32 | 10.3 | 9.29 | 6.6 | 1 | 0 | 0 | 0 | 0 | 0 | 0 | 0 | 0 | 0 | 0 | 0 | 0.88 | 8.53 | 15.11 | 15.92 | 16.31 | 16.19 | 16.3 | 16.12 | 16.08 | 15.58 | 14.76 | 12.17 | 4.04 | 0.1 | 0 | 0 | 0 | 0 | 0 | 0 | 0 | 0 | 0 | 0.03 | 3.29 | 11.45 | 15.64 | 16.7 | 17.07 | 17.11 | 17.25 | 17.22 | 16.99 | 16.57 | 15.9 | 13.89 | 6.83 | 0.64 | 0 | 0 | 0 | 0 | 0 | 0 | 0 | 0 | 0 | 0.06 | 3.9 | 11.46 | 15.03 | 16.2 | 16.85 | 16.99 | 17.08 | 17.05 | 16.86 | 16.44 | 15.87 | 14.08 | 8.5 | 1.46 | 0 | 0 | 0 | 0 | 0 | 0 | 0 | 0 | 0 | 0.01 | 1.83 | 8.92 | 13.98 | 15.85 | 16.65 | 16.81 | 16.76 | 16.62 | 16.42 | 15.97 | 15.29 | 13.46 | 7.79 | 1.24 | 0 | 0 | 0 | 0 | 0 | 0 | 0 | 0 | 0 | 0 | 0.62 | 6.68 | 12.56 | 14.94 | 16.02 | 16.37 | 16.33 | 16.01 | 15.57 | 14.94 | 13.78 | 10.96 | 4.06 | 0.12 | 0 | 0 | 0 | 0 | 0 | 0 | 0 | 0 | 0 | 0 | 0.14 | 4.94 | 12.9 | 15.03 | 15.81 | 15.93 | 15.93 | 15.84 | 15.66 | 15.43 | 13.93 | 7.79 | 0.93 | 0 | 0 | 0 | 0 | 0 | 0 | 0 | 0 | 0 | 0 | 0 | 0.01 | 2.82 | 11.22 | 14.25 | 14.69 | 14.56 | 14.6 | 14.67 | 14.74 | 14.42 | 11.28 | 3.18 | 0.04 | 0 | 0 | 0 | 0 | 0 | 0 | 0 | 0 | 0 | 0 | 0 | 0 | 0.52 | 6.58 | 12.29 | 13.29 | 12.93 | 12.58 | 12.74 | 12.77 | 12.16 | 7.01 | 0.7 | 0 | 0 | 0 | 0 | 0 | 0 | 0 | 0 | 0 | 0 | 0 | 0 | 0 | 0.02 | 2.44 | 7.76 | 9.33 | 9.83 | 9.63 | 9.95 | 9.4 | 8.58 | 4.88 | 0.42 | 0 | 0 | 0 | 0 | 0 | 0 | 0
KNGBRD_2_SOLAR2 |  | Solar_1Axis | Solar Tracking | CISO | South | Socal | FC | 20 | 0 | 0 | 0 | 0 | 0 | 0 | 0.01 | 2.23 | 8.17 | 10.55 | 10.97 | 11.2 | 11.07 | 10.39 | 9.62 | 6.06 | 1.19 | 0 | 0 | 0 | 0 | 0 | 0 | 0 | 0 | 0 | 0 | 0 | 0 | 0 | 0.14 | 5.11 | 12.5 | 13.36 | 13.24 | 12.8 | 12.38 | 12.09 | 11.87 | 10.68 | 4.66 | 0.17 | 0 | 0 | 0 | 0 | 0 | 0 | 0 | 0 | 0 | 0 | 0 | 0 | 1.54 | 9.18 | 12.65 | 13.11 | 12.87 | 12.55 | 12.47 | 11.32 | 10.3 | 9.29 | 6.6 | 1 | 0 | 0 | 0 | 0 | 0 | 0 | 0 | 0 | 0 | 0 | 0 | 0.88 | 8.53 | 15.11 | 15.92 | 16.31 | 16.19 | 16.3 | 16.12 | 16.08 | 15.58 | 14.76 | 12.17 | 4.04 | 0.1 | 0 | 0 | 0 | 0 | 0 | 0 | 0 | 0 | 0 | 0.03 | 3.29 | 11.45 | 15.64 | 16.7 | 17.07 | 17.11 | 17.25 | 17.22 | 16.99 | 16.57 | 15.9 | 13.89 | 6.83 | 0.64 | 0 | 0 | 0 | 0 | 0 | 0 | 0 | 0 | 0 | 0.06 | 3.9 | 11.46 | 15.03 | 16.2 | 16.85 | 16.99 | 17.08 | 17.05 | 16.86 | 16.44 | 15.87 | 14.08 | 8.5 | 1.46 | 0 | 0 | 0 | 0 | 0 | 0 | 0 | 0 | 0 | 0.01 | 1.83 | 8.92 | 13.98 | 15.85 | 16.65 | 16.81 | 16.76 | 16.62 | 16.42 | 15.97 | 15.29 | 13.46 | 7.79 | 1.24 | 0 | 0 | 0 | 0 | 0 | 0 | 0 | 0 | 0 | 0 | 0.62 | 6.68 | 12.56 | 14.94 | 16.02 | 16.37 | 16.33 | 16.01 | 15.57 | 14.94 | 13.78 | 10.96 | 4.06 | 0.12 | 0 | 0 | 0 | 0 | 0 | 0 | 0 | 0 | 0 | 0 | 0.14 | 4.94 | 12.9 | 15.03 | 15.81 | 15.93 | 15.93 | 15.84 | 15.66 | 15.43 | 13.93 | 7.79 | 0.93 | 0 | 0 | 0 | 0 | 0 | 0 | 0 | 0 | 0 | 0 | 0 | 0.01 | 2.82 | 11.22 | 14.25 | 14.69 | 14.56 | 14.6 | 14.67 | 14.74 | 14.42 | 11.28 | 3.18 | 0.04 | 0 | 0 | 0 | 0 | 0 | 0 | 0 | 0 | 0 | 0 | 0 | 0 | 0.52 | 6.58 | 12.29 | 13.29 | 12.93 | 12.58 | 12.74 | 12.77 | 12.16 | 7.01 | 0.7 | 0 | 0 | 0 | 0 | 0 | 0 | 0 | 0 | 0 | 0 | 0 | 0 | 0 | 0.02 | 2.44 | 7.76 | 9.33 | 9.83 | 9.63 | 9.95 | 9.4 | 8.58 | 4.88 | 0.42 | 0 | 0 | 0 | 0 | 0 | 0 | 0
KNGBRG_1_KBSLR1 |  | Solar_Fixed | Solar Fixed | CISO | North | Norcal | EO | 1.5 | 0 | 0 | 0 | 0 | 0 | 0 | 0 | 0.03 | 0.26 | 0.54 | 0.68 | 0.73 | 0.72 | 0.66 | 0.57 | 0.39 | 0.09 | 0 | 0 | 0 | 0 | 0 | 0 | 0 | 0 | 0 | 0 | 0 | 0 | 0 | 0 | 0.15 | 0.63 | 0.88 | 0.97 | 0.98 | 0.98 | 0.96 | 0.9 | 0.71 | 0.33 | 0.02 | 0 | 0 | 0 | 0 | 0 | 0 | 0 | 0 | 0 | 0 | 0 | 0 | 0.04 | 0.39 | 0.75 | 0.87 | 0.9 | 0.88 | 0.9 | 0.88 | 0.8 | 0.66 | 0.45 | 0.11 | 0 | 0 | 0 | 0 | 0 | 0 | 0 | 0 | 0 | 0 | 0 | 0.02 | 0.3 | 0.78 | 1.01 | 1.13 | 1.17 | 1.22 | 1.19 | 1.18 | 1.14 | 1.01 | 0.78 | 0.32 | 0.02 | 0 | 0 | 0 | 0 | 0 | 0 | 0 | 0 | 0 | 0 | 0.1 | 0.53 | 0.89 | 1.08 | 1.19 | 1.22 | 1.23 | 1.24 | 1.23 | 1.19 | 1.06 | 0.88 | 0.47 | 0.08 | 0 | 0 | 0 | 0 | 0 | 0 | 0 | 0 | 0 | 0 | 0.13 | 0.55 | 0.91 | 1.1 | 1.19 | 1.25 | 1.26 | 1.28 | 1.26 | 1.21 | 1.1 | 0.91 | 0.57 | 0.16 | 0 | 0 | 0 | 0 | 0 | 0 | 0 | 0 | 0 | 0 | 0.06 | 0.46 | 0.86 | 1.09 | 1.2 | 1.27 | 1.29 | 1.28 | 1.26 | 1.2 | 1.1 | 0.9 | 0.56 | 0.12 | 0 | 0 | 0 | 0 | 0 | 0 | 0 | 0 | 0 | 0 | 0.01 | 0.28 | 0.73 | 0.99 | 1.11 | 1.19 | 1.23 | 1.22 | 1.21 | 1.15 | 1.01 | 0.75 | 0.3 | 0.02 | 0 | 0 | 0 | 0 | 0 | 0 | 0 | 0 | 0 | 0 | 0 | 0.19 | 0.71 | 1.03 | 1.15 | 1.21 | 1.23 | 1.22 | 1.2 | 1.14 | 0.99 | 0.6 | 0.13 | 0 | 0 | 0 | 0 | 0 | 0 | 0 | 0 | 0 | 0 | 0 | 0 | 0.07 | 0.51 | 0.89 | 1.04 | 1.06 | 1.07 | 1.07 | 1.06 | 0.97 | 0.73 | 0.26 | 0.01 | 0 | 0 | 0 | 0 | 0 | 0 | 0 | 0 | 0 | 0 | 0 | 0 | 0 | 0.21 | 0.69 | 0.89 | 0.94 | 0.94 | 0.93 | 0.9 | 0.79 | 0.46 | 0.06 | 0 | 0 | 0 | 0 | 0 | 0 | 0 | 0 | 0 | 0 | 0 | 0 | 0 | 0 | 0.05 | 0.26 | 0.51 | 0.65 | 0.71 | 0.69 | 0.64 | 0.55 | 0.31 | 0.04 | 0 | 0 | 0 | 0 | 0 | 0 | 0
KNGBRG_1_KBSLR2 |  | Solar_Fixed | Solar Fixed | CISO | North | Norcal | EO | 1.5 | 0 | 0 | 0 | 0 | 0 | 0 | 0 | 0.03 | 0.26 | 0.54 | 0.68 | 0.73 | 0.72 | 0.66 | 0.57 | 0.39 | 0.09 | 0 | 0 | 0 | 0 | 0 | 0 | 0 | 0 | 0 | 0 | 0 | 0 | 0 | 0 | 0.15 | 0.63 | 0.88 | 0.97 | 0.98 | 0.98 | 0.96 | 0.9 | 0.71 | 0.33 | 0.02 | 0 | 0 | 0 | 0 | 0 | 0 | 0 | 0 | 0 | 0 | 0 | 0 | 0.04 | 0.39 | 0.75 | 0.87 | 0.9 | 0.88 | 0.9 | 0.88 | 0.8 | 0.66 | 0.45 | 0.11 | 0 | 0 | 0 | 0 | 0 | 0 | 0 | 0 | 0 | 0 | 0 | 0.02 | 0.3 | 0.78 | 1.01 | 1.13 | 1.17 | 1.22 | 1.19 | 1.18 | 1.14 | 1.01 | 0.78 | 0.32 | 0.02 | 0 | 0 | 0 | 0 | 0 | 0 | 0 | 0 | 0 | 0 | 0.1 | 0.53 | 0.89 | 1.08 | 1.19 | 1.22 | 1.23 | 1.24 | 1.23 | 1.19 | 1.06 | 0.88 | 0.47 | 0.08 | 0 | 0 | 0 | 0 | 0 | 0 | 0 | 0 | 0 | 0 | 0.13 | 0.55 | 0.91 | 1.1 | 1.19 | 1.25 | 1.26 | 1.28 | 1.26 | 1.21 | 1.1 | 0.91 | 0.57 | 0.16 | 0 | 0 | 0 | 0 | 0 | 0 | 0 | 0 | 0 | 0 | 0.06 | 0.46 | 0.86 | 1.09 | 1.2 | 1.27 | 1.29 | 1.28 | 1.26 | 1.2 | 1.1 | 0.9 | 0.56 | 0.12 | 0 | 0 | 0 | 0 | 0 | 0 | 0 | 0 | 0 | 0 | 0.01 | 0.28 | 0.73 | 0.99 | 1.11 | 1.19 | 1.23 | 1.22 | 1.21 | 1.15 | 1.01 | 0.75 | 0.3 | 0.02 | 0 | 0 | 0 | 0 | 0 | 0 | 0 | 0 | 0 | 0 | 0 | 0.19 | 0.71 | 1.03 | 1.15 | 1.21 | 1.23 | 1.22 | 1.2 | 1.14 | 0.99 | 0.6 | 0.13 | 0 | 0 | 0 | 0 | 0 | 0 | 0 | 0 | 0 | 0 | 0 | 0 | 0.07 | 0.51 | 0.89 | 1.04 | 1.06 | 1.07 | 1.07 | 1.06 | 0.97 | 0.73 | 0.26 | 0.01 | 0 | 0 | 0 | 0 | 0 | 0 | 0 | 0 | 0 | 0 | 0 | 0 | 0 | 0.21 | 0.69 | 0.89 | 0.94 | 0.94 | 0.93 | 0.9 | 0.79 | 0.46 | 0.06 | 0 | 0 | 0 | 0 | 0 | 0 | 0 | 0 | 0 | 0 | 0 | 0 | 0 | 0 | 0.05 | 0.26 | 0.51 | 0.65 | 0.71 | 0.69 | 0.64 | 0.55 | 0.31 | 0.04 | 0 | 0 | 0 | 0 | 0 | 0 | 0
KNTSTH_6_SOLAR |  | Solar_Fixed | Solar Fixed | CISO | North | Norcal | ID | 20 | 0 | 0 | 0 | 0 | 0 | 0 | 0 | 0.47 | 3.5 | 7.26 | 9.03 | 9.71 | 9.58 | 8.84 | 7.62 | 5.18 | 1.2 | 0 | 0 | 0 | 0 | 0 | 0 | 0 | 0 | 0 | 0 | 0 | 0 | 0 | 0 | 2.02 | 8.41 | 11.7 | 12.89 | 13.01 | 13.1 | 12.76 | 11.98 | 9.43 | 4.45 | 0.33 | 0 | 0 | 0 | 0 | 0 | 0 | 0 | 0 | 0 | 0 | 0 | 0 | 0.48 | 5.2 | 9.94 | 11.63 | 11.95 | 11.7 | 12.02 | 11.7 | 10.61 | 8.78 | 6.01 | 1.47 | 0 | 0 | 0 | 0 | 0 | 0 | 0 | 0 | 0 | 0 | 0 | 0.2 | 4.03 | 10.43 | 13.51 | 15.01 | 15.55 | 16.2 | 15.9 | 15.72 | 15.24 | 13.5 | 10.37 | 4.28 | 0.27 | 0 | 0 | 0 | 0 | 0 | 0 | 0 | 0 | 0 | 0 | 1.28 | 7.04 | 11.9 | 14.4 | 15.86 | 16.26 | 16.4 | 16.47 | 16.43 | 15.84 | 14.2 | 11.71 | 6.32 | 1.05 | 0 | 0 | 0 | 0 | 0 | 0 | 0 | 0 | 0 | 0.01 | 1.78 | 7.39 | 12.09 | 14.6 | 15.82 | 16.63 | 16.86 | 17.13 | 16.86 | 16.09 | 14.69 | 12.18 | 7.66 | 2.08 | 0.03 | 0 | 0 | 0 | 0 | 0 | 0 | 0 | 0 | 0 | 0.85 | 6.15 | 11.5 | 14.49 | 15.97 | 16.97 | 17.19 | 17.08 | 16.81 | 16.03 | 14.64 | 11.98 | 7.41 | 1.64 | 0.01 | 0 | 0 | 0 | 0 | 0 | 0 | 0 | 0 | 0 | 0.13 | 3.71 | 9.79 | 13.17 | 14.77 | 15.86 | 16.36 | 16.29 | 16.2 | 15.36 | 13.46 | 10.02 | 4.02 | 0.24 | 0 | 0 | 0 | 0 | 0 | 0 | 0 | 0 | 0 | 0 | 0.01 | 2.49 | 9.52 | 13.68 | 15.33 | 16.18 | 16.43 | 16.31 | 16.05 | 15.23 | 13.14 | 8.01 | 1.73 | 0 | 0 | 0 | 0 | 0 | 0 | 0 | 0 | 0 | 0 | 0 | 0 | 0.89 | 6.74 | 11.92 | 13.83 | 14.19 | 14.3 | 14.23 | 14.09 | 12.97 | 9.78 | 3.47 | 0.13 | 0 | 0 | 0 | 0 | 0 | 0 | 0 | 0 | 0 | 0 | 0 | 0 | 0.04 | 2.86 | 9.17 | 11.86 | 12.58 | 12.47 | 12.43 | 12.02 | 10.55 | 6.07 | 0.83 | 0 | 0 | 0 | 0 | 0 | 0 | 0 | 0 | 0 | 0 | 0 | 0 | 0 | 0 | 0.68 | 3.52 | 6.84 | 8.66 | 9.49 | 9.25 | 8.54 | 7.37 | 4.16 | 0.53 | 0 | 0 | 0 | 0 | 0 | 0 | 0
KRAMER_1_R1PX3 |  | Paired_Solar_1Axis | Solar Tracking | CISO | South | Socal | FC | 90 | 0 | 0 | 0 | 0 | 0 | 0 | 0.04 | 10.04 | 36.78 | 47.49 | 49.36 | 50.42 | 49.79 | 46.77 | 43.28 | 27.28 | 5.37 | 0 | 0 | 0 | 0 | 0 | 0 | 0 | 0 | 0 | 0 | 0 | 0 | 0 | 0.62 | 22.99 | 56.25 | 60.1 | 59.6 | 57.58 | 55.69 | 54.4 | 53.44 | 48.05 | 20.97 | 0.77 | 0 | 0 | 0 | 0 | 0 | 0 | 0 | 0 | 0 | 0 | 0 | 0 | 6.95 | 41.31 | 56.91 | 58.99 | 57.92 | 56.46 | 56.13 | 50.95 | 46.34 | 41.81 | 29.71 | 4.48 | 0 | 0 | 0 | 0 | 0 | 0 | 0 | 0 | 0 | 0 | 0 | 3.98 | 38.4 | 67.98 | 71.65 | 73.39 | 72.85 | 73.33 | 72.53 | 72.38 | 70.11 | 66.41 | 54.77 | 18.18 | 0.43 | 0 | 0 | 0 | 0 | 0 | 0 | 0 | 0 | 0 | 0.12 | 14.82 | 51.53 | 70.36 | 75.14 | 76.82 | 76.99 | 77.61 | 77.49 | 76.45 | 74.55 | 71.54 | 62.5 | 30.75 | 2.9 | 0 | 0 | 0 | 0 | 0 | 0 | 0 | 0 | 0 | 0.27 | 17.56 | 51.57 | 67.62 | 72.92 | 75.83 | 76.44 | 76.85 | 76.73 | 75.86 | 73.99 | 71.41 | 63.34 | 38.27 | 6.55 | 0 | 0 | 0 | 0 | 0 | 0 | 0 | 0 | 0 | 0.02 | 8.23 | 40.14 | 62.9 | 71.33 | 74.92 | 75.65 | 75.43 | 74.78 | 73.88 | 71.85 | 68.79 | 60.57 | 35.03 | 5.58 | 0 | 0 | 0 | 0 | 0 | 0 | 0 | 0 | 0 | 0 | 2.77 | 30.06 | 56.53 | 67.25 | 72.1 | 73.65 | 73.47 | 72.03 | 70.08 | 67.25 | 62 | 49.32 | 18.27 | 0.56 | 0 | 0 | 0 | 0 | 0 | 0 | 0 | 0 | 0 | 0 | 0.62 | 22.22 | 58.06 | 67.62 | 71.13 | 71.7 | 71.68 | 71.28 | 70.45 | 69.42 | 62.69 | 35.06 | 4.21 | 0 | 0 | 0 | 0 | 0 | 0 | 0 | 0 | 0 | 0 | 0 | 0.04 | 12.68 | 50.5 | 64.14 | 66.09 | 65.51 | 65.7 | 66.04 | 66.33 | 64.9 | 50.78 | 14.32 | 0.16 | 0 | 0 | 0 | 0 | 0 | 0 | 0 | 0 | 0 | 0 | 0 | 0 | 2.34 | 29.61 | 55.3 | 59.81 | 58.2 | 56.62 | 57.32 | 57.46 | 54.71 | 31.56 | 3.14 | 0 | 0 | 0 | 0 | 0 | 0 | 0 | 0 | 0 | 0 | 0 | 0 | 0 | 0.11 | 10.98 | 34.91 | 41.98 | 44.22 | 43.35 | 44.76 | 42.31 | 38.63 | 21.95 | 1.88 | 0 | 0 | 0 | 0 | 0 | 0 | 0
KRAMER_1_R2PX2 |  | Paired_Solar_1Axis | Solar Tracking | CISO | South | Socal | FC | 48 | 0 | 0 | 0 | 0 | 0 | 0 | 0.02 | 5.35 | 19.61 | 25.33 | 26.33 | 26.89 | 26.56 | 24.94 | 23.08 | 14.55 | 2.86 | 0 | 0 | 0 | 0 | 0 | 0 | 0 | 0 | 0 | 0 | 0 | 0 | 0 | 0.33 | 12.26 | 30 | 32.05 | 31.79 | 30.71 | 29.7 | 29.02 | 28.5 | 25.63 | 11.18 | 0.41 | 0 | 0 | 0 | 0 | 0 | 0 | 0 | 0 | 0 | 0 | 0 | 0 | 3.71 | 22.03 | 30.35 | 31.46 | 30.89 | 30.11 | 29.93 | 27.18 | 24.72 | 22.3 | 15.84 | 2.39 | 0 | 0 | 0 | 0 | 0 | 0 | 0 | 0 | 0 | 0 | 0 | 2.12 | 20.48 | 36.26 | 38.21 | 39.14 | 38.85 | 39.11 | 38.68 | 38.6 | 37.39 | 35.42 | 29.21 | 9.7 | 0.23 | 0 | 0 | 0 | 0 | 0 | 0 | 0 | 0 | 0 | 0.06 | 7.9 | 27.48 | 37.52 | 40.08 | 40.97 | 41.06 | 41.39 | 41.33 | 40.78 | 39.76 | 38.16 | 33.33 | 16.4 | 1.54 | 0 | 0 | 0 | 0 | 0 | 0 | 0 | 0 | 0 | 0.14 | 9.37 | 27.51 | 36.06 | 38.89 | 40.44 | 40.77 | 40.99 | 40.92 | 40.46 | 39.46 | 38.09 | 33.78 | 20.41 | 3.49 | 0 | 0 | 0 | 0 | 0 | 0 | 0 | 0 | 0 | 0.01 | 4.39 | 21.41 | 33.55 | 38.04 | 39.96 | 40.34 | 40.23 | 39.88 | 39.4 | 38.32 | 36.69 | 32.3 | 18.68 | 2.98 | 0 | 0 | 0 | 0 | 0 | 0 | 0 | 0 | 0 | 0 | 1.48 | 16.03 | 30.15 | 35.87 | 38.45 | 39.28 | 39.19 | 38.42 | 37.38 | 35.87 | 33.07 | 26.3 | 9.74 | 0.3 | 0 | 0 | 0 | 0 | 0 | 0 | 0 | 0 | 0 | 0 | 0.33 | 11.85 | 30.97 | 36.06 | 37.93 | 38.24 | 38.23 | 38.02 | 37.57 | 37.03 | 33.43 | 18.7 | 2.24 | 0 | 0 | 0 | 0 | 0 | 0 | 0 | 0 | 0 | 0 | 0 | 0.02 | 6.76 | 26.93 | 34.21 | 35.25 | 34.94 | 35.04 | 35.22 | 35.38 | 34.61 | 27.08 | 7.64 | 0.08 | 0 | 0 | 0 | 0 | 0 | 0 | 0 | 0 | 0 | 0 | 0 | 0 | 1.25 | 15.79 | 29.49 | 31.9 | 31.04 | 30.2 | 30.57 | 30.64 | 29.18 | 16.83 | 1.68 | 0 | 0 | 0 | 0 | 0 | 0 | 0 | 0 | 0 | 0 | 0 | 0 | 0 | 0.06 | 5.86 | 18.62 | 22.39 | 23.59 | 23.12 | 23.87 | 22.57 | 20.6 | 11.71 | 1.01 | 0 | 0 | 0 | 0 | 0 | 0 | 0
KRAMER_2_SEGS 9 |  | Solar_Thermal | Solar Thermal | CISO | South | Socal | FC | #N/A | #N/A | #N/A | #N/A | #N/A | #N/A | #N/A | #N/A | #N/A | #N/A | #N/A | #N/A | #N/A | #N/A | #N/A | #N/A | #N/A | #N/A | #N/A | #N/A | #N/A | #N/A | #N/A | #N/A | #N/A | #N/A | #N/A | #N/A | #N/A | #N/A | #N/A | #N/A | #N/A | #N/A | #N/A | #N/A | #N/A | #N/A | #N/A | #N/A | #N/A | #N/A | #N/A | #N/A | #N/A | #N/A | #N/A | #N/A | #N/A | #N/A | #N/A | #N/A | #N/A | #N/A | #N/A | #N/A | #N/A | #N/A | #N/A | #N/A | #N/A | #N/A | #N/A | #N/A | #N/A | #N/A | #N/A | #N/A | #N/A | #N/A | #N/A | #N/A | #N/A | #N/A | #N/A | #N/A | #N/A | #N/A | #N/A | #N/A | #N/A | #N/A | #N/A | #N/A | #N/A | #N/A | #N/A | #N/A | #N/A | #N/A | #N/A | #N/A | #N/A | #N/A | #N/A | #N/A | #N/A | #N/A | #N/A | #N/A | #N/A | #N/A | #N/A | #N/A | #N/A | #N/A | #N/A | #N/A | #N/A | #N/A | #N/A | #N/A | #N/A | #N/A | #N/A | #N/A | #N/A | #N/A | #N/A | #N/A | #N/A | #N/A | #N/A | #N/A | #N/A | #N/A | #N/A | #N/A | #N/A | #N/A | #N/A | #N/A | #N/A | #N/A | #N/A | #N/A | #N/A | #N/A | #N/A | #N/A | #N/A | #N/A | #N/A | #N/A | #N/A | #N/A | #N/A | #N/A | #N/A | #N/A | #N/A | #N/A | #N/A | #N/A | #N/A | #N/A | #N/A | #N/A | #N/A | #N/A | #N/A | #N/A | #N/A | #N/A | #N/A | #N/A | #N/A | #N/A | #N/A | #N/A | #N/A | #N/A | #N/A | #N/A | #N/A | #N/A | #N/A | #N/A | #N/A | #N/A | #N/A | #N/A | #N/A | #N/A | #N/A | #N/A | #N/A | #N/A | #N/A | #N/A | #N/A | #N/A | #N/A | #N/A | #N/A | #N/A | #N/A | #N/A | #N/A | #N/A | #N/A | #N/A | #N/A | #N/A | #N/A | #N/A | #N/A | #N/A | #N/A | #N/A | #N/A | #N/A | #N/A | #N/A | #N/A | #N/A | #N/A | #N/A | #N/A | #N/A | #N/A | #N/A | #N/A | #N/A | #N/A | #N/A | #N/A | #N/A | #N/A | #N/A | #N/A | #N/A | #N/A | #N/A | #N/A | #N/A | #N/A | #N/A | #N/A | #N/A | #N/A | #N/A | #N/A | #N/A | #N/A | #N/A | #N/A | #N/A | #N/A | #N/A | #N/A | #N/A | #N/A | #N/A | #N/A | #N/A | #N/A | #N/A | #N/A | #N/A | #N/A | #N/A | #N/A | #N/A | #N/A | #N/A | #N/A | #N/A | #N/A | #N/A | #N/A | #N/A | #N/A | #N/A | #N/A | #N/A | #N/A | #N/A | #N/A | #N/A | #N/A | #N/A | #N/A | #N/A | #N/A | #N/A | #N/A | #N/A | #N/A
LAMONT_1_SOLAR1 |  | Solar_1Axis | Solar Tracking | CISO | North | Norcal | FC | 60 | 0 | 0 | 0 | 0 | 0 | 0 | 0 | 1.27 | 9.83 | 18.74 | 23.17 | 25.51 | 25.52 | 24.09 | 22.55 | 15.4 | 3.36 | 0 | 0 | 0 | 0 | 0 | 0 | 0 | 0 | 0 | 0 | 0 | 0 | 0 | 0.01 | 7.41 | 30.81 | 38.41 | 39.23 | 37.18 | 36.64 | 36.4 | 37.19 | 31.72 | 16.64 | 0.92 | 0 | 0 | 0 | 0 | 0 | 0 | 0 | 0 | 0 | 0 | 0 | 0 | 1.55 | 19.16 | 35.96 | 38.53 | 36.16 | 37.14 | 36.59 | 33.68 | 31.1 | 28.97 | 20.39 | 4.72 | 0.01 | 0 | 0 | 0 | 0 | 0 | 0 | 0 | 0 | 0 | 0 | 0.83 | 17.9 | 39.5 | 43.45 | 43.21 | 42.45 | 43.47 | 43.57 | 42.92 | 43.62 | 41.82 | 38.14 | 17.7 | 0.82 | 0 | 0 | 0 | 0 | 0 | 0 | 0 | 0 | 0 | 0.01 | 6.6 | 31.14 | 43.91 | 45.91 | 45.97 | 45.56 | 46.53 | 46.52 | 47.59 | 47.58 | 46.53 | 43.86 | 27.14 | 4.22 | 0 | 0 | 0 | 0 | 0 | 0 | 0 | 0 | 0 | 0.04 | 9.47 | 34.41 | 46.62 | 49.92 | 50.54 | 50.92 | 51.21 | 51.07 | 50.62 | 50.6 | 49.5 | 45.92 | 34.02 | 9.59 | 0.11 | 0 | 0 | 0 | 0 | 0 | 0 | 0 | 0 | 0 | 4.3 | 27.61 | 44.52 | 49.13 | 49.81 | 50.16 | 49.96 | 49.86 | 49.32 | 49.23 | 47.23 | 43.78 | 30.71 | 7.22 | 0.04 | 0 | 0 | 0 | 0 | 0 | 0 | 0 | 0 | 0 | 0.61 | 16.18 | 37.38 | 45.2 | 47.3 | 47.51 | 47.88 | 47.51 | 47.13 | 46.8 | 44.04 | 36.12 | 16.03 | 0.89 | 0 | 0 | 0 | 0 | 0 | 0 | 0 | 0 | 0 | 0 | 0.06 | 9.88 | 35.24 | 44.39 | 45.89 | 45.56 | 45.04 | 45.12 | 45.76 | 45.96 | 43.31 | 28.51 | 5.6 | 0.01 | 0 | 0 | 0 | 0 | 0 | 0 | 0 | 0 | 0 | 0 | 0 | 2.95 | 23.39 | 38.69 | 39.86 | 39.06 | 38.08 | 38.37 | 39.06 | 38.91 | 32.75 | 10.89 | 0.23 | 0 | 0 | 0 | 0 | 0 | 0 | 0 | 0 | 0 | 0 | 0 | 0 | 0.11 | 9.12 | 27.46 | 32.34 | 31.73 | 30.72 | 31.62 | 32.55 | 30.58 | 19.16 | 2.27 | 0 | 0 | 0 | 0 | 0 | 0 | 0 | 0 | 0 | 0 | 0 | 0 | 0 | 0 | 1.79 | 12.28 | 20.15 | 24.49 | 25.73 | 25.05 | 24.26 | 22.43 | 12.54 | 1.35 | 0 | 0 | 0 | 0 | 0 | 0 | 0
LAMONT_1_SOLAR2 |  | Solar_1Axis | Solar Tracking | CISO | North | Norcal | FC | 20 | 0 | 0 | 0 | 0 | 0 | 0 | 0 | 0.42 | 3.28 | 6.25 | 7.72 | 8.5 | 8.51 | 8.03 | 7.52 | 5.13 | 1.12 | 0 | 0 | 0 | 0 | 0 | 0 | 0 | 0 | 0 | 0 | 0 | 0 | 0 | 0 | 2.47 | 10.27 | 12.8 | 13.08 | 12.39 | 12.21 | 12.13 | 12.4 | 10.57 | 5.55 | 0.31 | 0 | 0 | 0 | 0 | 0 | 0 | 0 | 0 | 0 | 0 | 0 | 0 | 0.52 | 6.39 | 11.99 | 12.84 | 12.05 | 12.38 | 12.2 | 11.23 | 10.37 | 9.66 | 6.8 | 1.57 | 0 | 0 | 0 | 0 | 0 | 0 | 0 | 0 | 0 | 0 | 0 | 0.28 | 5.97 | 13.17 | 14.48 | 14.4 | 14.15 | 14.49 | 14.52 | 14.31 | 14.54 | 13.94 | 12.71 | 5.9 | 0.27 | 0 | 0 | 0 | 0 | 0 | 0 | 0 | 0 | 0 | 0 | 2.2 | 10.38 | 14.64 | 15.3 | 15.32 | 15.19 | 15.51 | 15.51 | 15.86 | 15.86 | 15.51 | 14.62 | 9.05 | 1.41 | 0 | 0 | 0 | 0 | 0 | 0 | 0 | 0 | 0 | 0.01 | 3.16 | 11.47 | 15.54 | 16.64 | 16.85 | 16.97 | 17.07 | 17.02 | 16.87 | 16.87 | 16.5 | 15.31 | 11.34 | 3.2 | 0.04 | 0 | 0 | 0 | 0 | 0 | 0 | 0 | 0 | 0 | 1.43 | 9.2 | 14.84 | 16.38 | 16.6 | 16.72 | 16.65 | 16.62 | 16.44 | 16.41 | 15.74 | 14.59 | 10.24 | 2.41 | 0.01 | 0 | 0 | 0 | 0 | 0 | 0 | 0 | 0 | 0 | 0.2 | 5.39 | 12.46 | 15.07 | 15.77 | 15.84 | 15.96 | 15.84 | 15.71 | 15.6 | 14.68 | 12.04 | 5.34 | 0.3 | 0 | 0 | 0 | 0 | 0 | 0 | 0 | 0 | 0 | 0 | 0.02 | 3.29 | 11.75 | 14.8 | 15.3 | 15.19 | 15.01 | 15.04 | 15.25 | 15.32 | 14.44 | 9.5 | 1.87 | 0 | 0 | 0 | 0 | 0 | 0 | 0 | 0 | 0 | 0 | 0 | 0 | 0.98 | 7.8 | 12.9 | 13.29 | 13.02 | 12.69 | 12.79 | 13.02 | 12.97 | 10.92 | 3.63 | 0.08 | 0 | 0 | 0 | 0 | 0 | 0 | 0 | 0 | 0 | 0 | 0 | 0 | 0.04 | 3.04 | 9.15 | 10.78 | 10.58 | 10.24 | 10.54 | 10.85 | 10.19 | 6.39 | 0.76 | 0 | 0 | 0 | 0 | 0 | 0 | 0 | 0 | 0 | 0 | 0 | 0 | 0 | 0 | 0.6 | 4.09 | 6.72 | 8.16 | 8.58 | 8.35 | 8.09 | 7.48 | 4.18 | 0.45 | 0 | 0 | 0 | 0 | 0 | 0 | 0
LAMONT_1_SOLAR3 |  | Solar_1Axis | Solar Tracking | CISO | North | Norcal | FC | 14.99 | 0 | 0 | 0 | 0 | 0 | 0 | 0 | 0.32 | 2.46 | 4.68 | 5.79 | 6.37 | 6.38 | 6.02 | 5.63 | 3.85 | 0.84 | 0 | 0 | 0 | 0 | 0 | 0 | 0 | 0 | 0 | 0 | 0 | 0 | 0 | 0 | 1.85 | 7.7 | 9.6 | 9.8 | 9.29 | 9.15 | 9.09 | 9.29 | 7.93 | 4.16 | 0.23 | 0 | 0 | 0 | 0 | 0 | 0 | 0 | 0 | 0 | 0 | 0 | 0 | 0.39 | 4.79 | 8.98 | 9.63 | 9.03 | 9.28 | 9.14 | 8.41 | 7.77 | 7.24 | 5.09 | 1.18 | 0 | 0 | 0 | 0 | 0 | 0 | 0 | 0 | 0 | 0 | 0 | 0.21 | 4.47 | 9.87 | 10.86 | 10.8 | 10.6 | 10.86 | 10.88 | 10.72 | 10.9 | 10.45 | 9.53 | 4.42 | 0.2 | 0 | 0 | 0 | 0 | 0 | 0 | 0 | 0 | 0 | 0 | 1.65 | 7.78 | 10.97 | 11.47 | 11.49 | 11.38 | 11.62 | 11.62 | 11.89 | 11.89 | 11.63 | 10.96 | 6.78 | 1.05 | 0 | 0 | 0 | 0 | 0 | 0 | 0 | 0 | 0 | 0.01 | 2.37 | 8.6 | 11.65 | 12.47 | 12.63 | 12.72 | 12.79 | 12.76 | 12.65 | 12.64 | 12.37 | 11.47 | 8.5 | 2.4 | 0.03 | 0 | 0 | 0 | 0 | 0 | 0 | 0 | 0 | 0 | 1.07 | 6.9 | 11.12 | 12.27 | 12.44 | 12.53 | 12.48 | 12.46 | 12.32 | 12.3 | 11.8 | 10.94 | 7.67 | 1.8 | 0.01 | 0 | 0 | 0 | 0 | 0 | 0 | 0 | 0 | 0 | 0.15 | 4.04 | 9.34 | 11.29 | 11.82 | 11.87 | 11.96 | 11.87 | 11.77 | 11.69 | 11 | 9.02 | 4.01 | 0.22 | 0 | 0 | 0 | 0 | 0 | 0 | 0 | 0 | 0 | 0 | 0.02 | 2.47 | 8.8 | 11.09 | 11.46 | 11.38 | 11.25 | 11.27 | 11.43 | 11.48 | 10.82 | 7.12 | 1.4 | 0 | 0 | 0 | 0 | 0 | 0 | 0 | 0 | 0 | 0 | 0 | 0 | 0.74 | 5.84 | 9.67 | 9.96 | 9.76 | 9.51 | 9.59 | 9.76 | 9.72 | 8.18 | 2.72 | 0.06 | 0 | 0 | 0 | 0 | 0 | 0 | 0 | 0 | 0 | 0 | 0 | 0 | 0.03 | 2.28 | 6.86 | 8.08 | 7.93 | 7.67 | 7.9 | 8.13 | 7.64 | 4.79 | 0.57 | 0 | 0 | 0 | 0 | 0 | 0 | 0 | 0 | 0 | 0 | 0 | 0 | 0 | 0 | 0.45 | 3.07 | 5.03 | 6.12 | 6.43 | 6.26 | 6.06 | 5.6 | 3.13 | 0.34 | 0 | 0 | 0 | 0 | 0 | 0 | 0
LAMONT_1_SOLAR4 |  | Solar_1Axis | Solar Tracking | CISO | North | Norcal | FC | 26.66 | 0 | 0 | 0 | 0 | 0 | 0 | 0 | 0.57 | 4.37 | 8.32 | 10.3 | 11.34 | 11.34 | 10.7 | 10.02 | 6.84 | 1.49 | 0 | 0 | 0 | 0 | 0 | 0 | 0 | 0 | 0 | 0 | 0 | 0 | 0 | 0.01 | 3.29 | 13.69 | 17.07 | 17.43 | 16.52 | 16.28 | 16.17 | 16.52 | 14.1 | 7.4 | 0.41 | 0 | 0 | 0 | 0 | 0 | 0 | 0 | 0 | 0 | 0 | 0 | 0 | 0.69 | 8.52 | 15.98 | 17.12 | 16.07 | 16.5 | 16.26 | 14.96 | 13.82 | 12.87 | 9.06 | 2.1 | 0 | 0 | 0 | 0 | 0 | 0 | 0 | 0 | 0 | 0 | 0 | 0.37 | 7.95 | 17.55 | 19.31 | 19.2 | 18.86 | 19.32 | 19.36 | 19.07 | 19.38 | 18.58 | 16.95 | 7.87 | 0.36 | 0 | 0 | 0 | 0 | 0 | 0 | 0 | 0 | 0 | 0 | 2.93 | 13.84 | 19.51 | 20.4 | 20.43 | 20.24 | 20.67 | 20.67 | 21.15 | 21.14 | 20.68 | 19.49 | 12.06 | 1.87 | 0 | 0 | 0 | 0 | 0 | 0 | 0 | 0 | 0 | 0.02 | 4.21 | 15.29 | 20.72 | 22.18 | 22.46 | 22.63 | 22.76 | 22.69 | 22.49 | 22.48 | 21.99 | 20.4 | 15.12 | 4.26 | 0.05 | 0 | 0 | 0 | 0 | 0 | 0 | 0 | 0 | 0 | 1.91 | 12.27 | 19.78 | 21.83 | 22.13 | 22.29 | 22.2 | 22.16 | 21.92 | 21.87 | 20.98 | 19.45 | 13.64 | 3.21 | 0.02 | 0 | 0 | 0 | 0 | 0 | 0 | 0 | 0 | 0 | 0.27 | 7.19 | 16.61 | 20.08 | 21.02 | 21.11 | 21.28 | 21.11 | 20.94 | 20.79 | 19.57 | 16.05 | 7.12 | 0.39 | 0 | 0 | 0 | 0 | 0 | 0 | 0 | 0 | 0 | 0 | 0.03 | 4.39 | 15.66 | 19.72 | 20.39 | 20.24 | 20.01 | 20.05 | 20.33 | 20.42 | 19.24 | 12.67 | 2.49 | 0 | 0 | 0 | 0 | 0 | 0 | 0 | 0 | 0 | 0 | 0 | 0 | 1.31 | 10.39 | 17.19 | 17.71 | 17.36 | 16.92 | 17.05 | 17.35 | 17.29 | 14.55 | 4.84 | 0.1 | 0 | 0 | 0 | 0 | 0 | 0 | 0 | 0 | 0 | 0 | 0 | 0 | 0.05 | 4.05 | 12.2 | 14.37 | 14.1 | 13.65 | 14.05 | 14.46 | 13.59 | 8.51 | 1.01 | 0 | 0 | 0 | 0 | 0 | 0 | 0 | 0 | 0 | 0 | 0 | 0 | 0 | 0 | 0.8 | 5.46 | 8.95 | 10.88 | 11.43 | 11.13 | 10.78 | 9.97 | 5.57 | 0.6 | 0 | 0 | 0 | 0 | 0 | 0 | 0
LAMONT_1_SOLAR5 |  | Solar_1Axis | Solar Tracking | CISO | North | Norcal | FC | 16.66 | 0 | 0 | 0 | 0 | 0 | 0 | 0 | 0.35 | 2.73 | 5.2 | 6.43 | 7.08 | 7.09 | 6.69 | 6.26 | 4.28 | 0.93 | 0 | 0 | 0 | 0 | 0 | 0 | 0 | 0 | 0 | 0 | 0 | 0 | 0 | 0 | 2.06 | 8.55 | 10.66 | 10.89 | 10.32 | 10.17 | 10.11 | 10.33 | 8.81 | 4.62 | 0.25 | 0 | 0 | 0 | 0 | 0 | 0 | 0 | 0 | 0 | 0 | 0 | 0 | 0.43 | 5.32 | 9.98 | 10.7 | 10.04 | 10.31 | 10.16 | 9.35 | 8.64 | 8.04 | 5.66 | 1.31 | 0 | 0 | 0 | 0 | 0 | 0 | 0 | 0 | 0 | 0 | 0 | 0.23 | 4.97 | 10.97 | 12.07 | 12 | 11.79 | 12.07 | 12.1 | 11.92 | 12.11 | 11.61 | 10.59 | 4.92 | 0.23 | 0 | 0 | 0 | 0 | 0 | 0 | 0 | 0 | 0 | 0 | 1.83 | 8.65 | 12.19 | 12.75 | 12.77 | 12.65 | 12.92 | 12.92 | 13.21 | 13.21 | 12.92 | 12.18 | 7.54 | 1.17 | 0 | 0 | 0 | 0 | 0 | 0 | 0 | 0 | 0 | 0.01 | 2.63 | 9.55 | 12.95 | 13.86 | 14.03 | 14.14 | 14.22 | 14.18 | 14.05 | 14.05 | 13.74 | 12.75 | 9.45 | 2.66 | 0.03 | 0 | 0 | 0 | 0 | 0 | 0 | 0 | 0 | 0 | 1.19 | 7.67 | 12.36 | 13.64 | 13.83 | 13.93 | 13.87 | 13.85 | 13.69 | 13.67 | 13.11 | 12.16 | 8.53 | 2.01 | 0.01 | 0 | 0 | 0 | 0 | 0 | 0 | 0 | 0 | 0 | 0.17 | 4.49 | 10.38 | 12.55 | 13.13 | 13.19 | 13.3 | 13.19 | 13.09 | 12.99 | 12.23 | 10.03 | 4.45 | 0.25 | 0 | 0 | 0 | 0 | 0 | 0 | 0 | 0 | 0 | 0 | 0.02 | 2.74 | 9.78 | 12.33 | 12.74 | 12.65 | 12.51 | 12.53 | 12.71 | 12.76 | 12.03 | 7.92 | 1.56 | 0 | 0 | 0 | 0 | 0 | 0 | 0 | 0 | 0 | 0 | 0 | 0 | 0.82 | 6.5 | 10.74 | 11.07 | 10.85 | 10.57 | 10.65 | 10.85 | 10.8 | 9.09 | 3.02 | 0.06 | 0 | 0 | 0 | 0 | 0 | 0 | 0 | 0 | 0 | 0 | 0 | 0 | 0.03 | 2.53 | 7.62 | 8.98 | 8.81 | 8.53 | 8.78 | 9.04 | 8.49 | 5.32 | 0.63 | 0 | 0 | 0 | 0 | 0 | 0 | 0 | 0 | 0 | 0 | 0 | 0 | 0 | 0 | 0.5 | 3.41 | 5.6 | 6.8 | 7.14 | 6.96 | 6.73 | 6.23 | 3.48 | 0.37 | 0 | 0 | 0 | 0 | 0 | 0 | 0
LCKHT1_2_LH1SR1 |  | Paired_Solar_1Axis | Solar Tracking | CISO | South | Socal | ID | 85 | 0 | 0 | 0 | 0 | 0 | 0 | 0.04 | 9.48 | 34.73 | 44.86 | 46.62 | 47.62 | 47.03 | 44.17 | 40.88 | 25.76 | 5.07 | 0 | 0 | 0 | 0 | 0 | 0 | 0 | 0 | 0 | 0 | 0 | 0 | 0 | 0.59 | 21.71 | 53.13 | 56.76 | 56.29 | 54.38 | 52.6 | 51.38 | 50.47 | 45.38 | 19.8 | 0.73 | 0 | 0 | 0 | 0 | 0 | 0 | 0 | 0 | 0 | 0 | 0 | 0 | 6.57 | 39.01 | 53.74 | 55.71 | 54.7 | 53.32 | 53.01 | 48.12 | 43.77 | 39.49 | 28.06 | 4.24 | 0 | 0 | 0 | 0 | 0 | 0 | 0 | 0 | 0 | 0 | 0 | 3.76 | 36.27 | 64.2 | 67.67 | 69.31 | 68.8 | 69.26 | 68.5 | 68.36 | 66.22 | 62.72 | 51.73 | 17.17 | 0.4 | 0 | 0 | 0 | 0 | 0 | 0 | 0 | 0 | 0 | 0.11 | 13.99 | 48.67 | 66.45 | 70.97 | 72.55 | 72.71 | 73.3 | 73.19 | 72.21 | 70.4 | 67.57 | 59.03 | 29.04 | 2.73 | 0 | 0 | 0 | 0 | 0 | 0 | 0 | 0 | 0 | 0.25 | 16.58 | 48.71 | 63.86 | 68.87 | 71.62 | 72.19 | 72.58 | 72.46 | 71.64 | 69.88 | 67.45 | 59.82 | 36.14 | 6.19 | 0 | 0 | 0 | 0 | 0 | 0 | 0 | 0 | 0 | 0.02 | 7.77 | 37.91 | 59.41 | 67.37 | 70.75 | 71.44 | 71.24 | 70.62 | 69.78 | 67.86 | 64.97 | 57.2 | 33.09 | 5.27 | 0 | 0 | 0 | 0 | 0 | 0 | 0 | 0 | 0 | 0 | 2.62 | 28.39 | 53.39 | 63.51 | 68.1 | 69.56 | 69.39 | 68.03 | 66.19 | 63.52 | 58.56 | 46.58 | 17.25 | 0.53 | 0 | 0 | 0 | 0 | 0 | 0 | 0 | 0 | 0 | 0 | 0.58 | 20.98 | 54.84 | 63.86 | 67.18 | 67.71 | 67.7 | 67.32 | 66.53 | 65.57 | 59.21 | 33.11 | 3.97 | 0 | 0 | 0 | 0 | 0 | 0 | 0 | 0 | 0 | 0 | 0 | 0.04 | 11.98 | 47.69 | 60.58 | 62.42 | 61.87 | 62.05 | 62.37 | 62.65 | 61.29 | 47.96 | 13.53 | 0.15 | 0 | 0 | 0 | 0 | 0 | 0 | 0 | 0 | 0 | 0 | 0 | 0 | 2.21 | 27.97 | 52.22 | 56.49 | 54.97 | 53.48 | 54.14 | 54.27 | 51.67 | 29.81 | 2.97 | 0 | 0 | 0 | 0 | 0 | 0 | 0 | 0 | 0 | 0 | 0 | 0 | 0 | 0.1 | 10.37 | 32.97 | 39.64 | 41.77 | 40.94 | 42.28 | 39.96 | 36.48 | 20.73 | 1.78 | 0 | 0 | 0 | 0 | 0 | 0 | 0
LCKHT1_2_LH1SR2 |  | Solar_1Axis | Solar Tracking | CISO | South | Socal | ID | 75 | 0 | 0 | 0 | 0 | 0 | 0 | 0.04 | 8.37 | 30.65 | 39.58 | 41.13 | 42.01 | 41.49 | 38.97 | 36.07 | 22.73 | 4.47 | 0 | 0 | 0 | 0 | 0 | 0 | 0 | 0 | 0 | 0 | 0 | 0 | 0 | 0.52 | 19.16 | 46.88 | 50.09 | 49.67 | 47.99 | 46.41 | 45.34 | 44.53 | 40.04 | 17.47 | 0.64 | 0 | 0 | 0 | 0 | 0 | 0 | 0 | 0 | 0 | 0 | 0 | 0 | 5.79 | 34.42 | 47.42 | 49.15 | 48.26 | 47.05 | 46.77 | 42.46 | 38.62 | 34.84 | 24.76 | 3.74 | 0 | 0 | 0 | 0 | 0 | 0 | 0 | 0 | 0 | 0 | 0 | 3.32 | 32 | 56.65 | 59.71 | 61.16 | 60.71 | 61.11 | 60.45 | 60.31 | 58.43 | 55.34 | 45.64 | 15.15 | 0.36 | 0 | 0 | 0 | 0 | 0 | 0 | 0 | 0 | 0 | 0.1 | 12.35 | 42.94 | 58.63 | 62.62 | 64.01 | 64.16 | 64.67 | 64.58 | 63.71 | 62.12 | 59.62 | 52.08 | 25.62 | 2.41 | 0 | 0 | 0 | 0 | 0 | 0 | 0 | 0 | 0 | 0.22 | 14.63 | 42.98 | 56.35 | 60.76 | 63.19 | 63.7 | 64.04 | 63.94 | 63.21 | 61.66 | 59.51 | 52.78 | 31.89 | 5.46 | 0 | 0 | 0 | 0 | 0 | 0 | 0 | 0 | 0 | 0.02 | 6.86 | 33.45 | 52.42 | 59.44 | 62.43 | 63.04 | 62.86 | 62.31 | 61.57 | 59.88 | 57.32 | 50.47 | 29.2 | 4.65 | 0 | 0 | 0 | 0 | 0 | 0 | 0 | 0 | 0 | 0 | 2.31 | 25.05 | 47.11 | 56.04 | 60.09 | 61.37 | 61.23 | 60.03 | 58.4 | 56.04 | 51.67 | 41.1 | 15.22 | 0.47 | 0 | 0 | 0 | 0 | 0 | 0 | 0 | 0 | 0 | 0 | 0.51 | 18.51 | 48.39 | 56.35 | 59.27 | 59.75 | 59.73 | 59.4 | 58.71 | 57.85 | 52.24 | 29.22 | 3.51 | 0 | 0 | 0 | 0 | 0 | 0 | 0 | 0 | 0 | 0 | 0 | 0.03 | 10.57 | 42.08 | 53.45 | 55.07 | 54.59 | 54.75 | 55.03 | 55.28 | 54.08 | 42.31 | 11.94 | 0.13 | 0 | 0 | 0 | 0 | 0 | 0 | 0 | 0 | 0 | 0 | 0 | 0 | 1.95 | 24.68 | 46.08 | 49.84 | 48.5 | 47.19 | 47.77 | 47.88 | 45.59 | 26.3 | 2.62 | 0 | 0 | 0 | 0 | 0 | 0 | 0 | 0 | 0 | 0 | 0 | 0 | 0 | 0.09 | 9.15 | 29.09 | 34.98 | 36.85 | 36.13 | 37.3 | 35.26 | 32.19 | 18.29 | 1.57 | 0 | 0 | 0 | 0 | 0 | 0 | 0
LEPRFD_1_KANSAS |  | Solar_Fixed | Solar Fixed | CISO | North | Norcal | FC | 20 | 0 | 0 | 0 | 0 | 0 | 0 | 0 | 0.47 | 3.5 | 7.26 | 9.03 | 9.71 | 9.58 | 8.84 | 7.62 | 5.18 | 1.2 | 0 | 0 | 0 | 0 | 0 | 0 | 0 | 0 | 0 | 0 | 0 | 0 | 0 | 0 | 2.02 | 8.41 | 11.7 | 12.89 | 13.01 | 13.1 | 12.76 | 11.98 | 9.43 | 4.45 | 0.33 | 0 | 0 | 0 | 0 | 0 | 0 | 0 | 0 | 0 | 0 | 0 | 0 | 0.48 | 5.2 | 9.94 | 11.63 | 11.95 | 11.7 | 12.02 | 11.7 | 10.61 | 8.78 | 6.01 | 1.47 | 0 | 0 | 0 | 0 | 0 | 0 | 0 | 0 | 0 | 0 | 0 | 0.2 | 4.03 | 10.43 | 13.51 | 15.01 | 15.55 | 16.2 | 15.9 | 15.72 | 15.24 | 13.5 | 10.37 | 4.28 | 0.27 | 0 | 0 | 0 | 0 | 0 | 0 | 0 | 0 | 0 | 0 | 1.28 | 7.04 | 11.9 | 14.4 | 15.86 | 16.26 | 16.4 | 16.47 | 16.43 | 15.84 | 14.2 | 11.71 | 6.32 | 1.05 | 0 | 0 | 0 | 0 | 0 | 0 | 0 | 0 | 0 | 0.01 | 1.78 | 7.39 | 12.09 | 14.6 | 15.82 | 16.63 | 16.86 | 17.13 | 16.86 | 16.09 | 14.69 | 12.18 | 7.66 | 2.08 | 0.03 | 0 | 0 | 0 | 0 | 0 | 0 | 0 | 0 | 0 | 0.85 | 6.15 | 11.5 | 14.49 | 15.97 | 16.97 | 17.19 | 17.08 | 16.81 | 16.03 | 14.64 | 11.98 | 7.41 | 1.64 | 0.01 | 0 | 0 | 0 | 0 | 0 | 0 | 0 | 0 | 0 | 0.13 | 3.71 | 9.79 | 13.17 | 14.77 | 15.86 | 16.36 | 16.29 | 16.2 | 15.36 | 13.46 | 10.02 | 4.02 | 0.24 | 0 | 0 | 0 | 0 | 0 | 0 | 0 | 0 | 0 | 0 | 0.01 | 2.49 | 9.52 | 13.68 | 15.33 | 16.18 | 16.43 | 16.31 | 16.05 | 15.23 | 13.14 | 8.01 | 1.73 | 0 | 0 | 0 | 0 | 0 | 0 | 0 | 0 | 0 | 0 | 0 | 0 | 0.89 | 6.74 | 11.92 | 13.83 | 14.19 | 14.3 | 14.23 | 14.09 | 12.97 | 9.78 | 3.47 | 0.13 | 0 | 0 | 0 | 0 | 0 | 0 | 0 | 0 | 0 | 0 | 0 | 0 | 0.04 | 2.86 | 9.17 | 11.86 | 12.58 | 12.47 | 12.43 | 12.02 | 10.55 | 6.07 | 0.83 | 0 | 0 | 0 | 0 | 0 | 0 | 0 | 0 | 0 | 0 | 0 | 0 | 0 | 0 | 0.68 | 3.52 | 6.84 | 8.66 | 9.49 | 9.25 | 8.54 | 7.37 | 4.16 | 0.53 | 0 | 0 | 0 | 0 | 0 | 0 | 0
LHILLS_6_SOLAR1 |  | Solar_1Axis | Solar Tracking | CISO | North | Norcal | FC | 20 | 0 | 0 | 0 | 0 | 0 | 0 | 0 | 0.42 | 3.28 | 6.25 | 7.72 | 8.5 | 8.51 | 8.03 | 7.52 | 5.13 | 1.12 | 0 | 0 | 0 | 0 | 0 | 0 | 0 | 0 | 0 | 0 | 0 | 0 | 0 | 0 | 2.47 | 10.27 | 12.8 | 13.08 | 12.39 | 12.21 | 12.13 | 12.4 | 10.57 | 5.55 | 0.31 | 0 | 0 | 0 | 0 | 0 | 0 | 0 | 0 | 0 | 0 | 0 | 0 | 0.52 | 6.39 | 11.99 | 12.84 | 12.05 | 12.38 | 12.2 | 11.23 | 10.37 | 9.66 | 6.8 | 1.57 | 0 | 0 | 0 | 0 | 0 | 0 | 0 | 0 | 0 | 0 | 0 | 0.28 | 5.97 | 13.17 | 14.48 | 14.4 | 14.15 | 14.49 | 14.52 | 14.31 | 14.54 | 13.94 | 12.71 | 5.9 | 0.27 | 0 | 0 | 0 | 0 | 0 | 0 | 0 | 0 | 0 | 0 | 2.2 | 10.38 | 14.64 | 15.3 | 15.32 | 15.19 | 15.51 | 15.51 | 15.86 | 15.86 | 15.51 | 14.62 | 9.05 | 1.41 | 0 | 0 | 0 | 0 | 0 | 0 | 0 | 0 | 0 | 0.01 | 3.16 | 11.47 | 15.54 | 16.64 | 16.85 | 16.97 | 17.07 | 17.02 | 16.87 | 16.87 | 16.5 | 15.31 | 11.34 | 3.2 | 0.04 | 0 | 0 | 0 | 0 | 0 | 0 | 0 | 0 | 0 | 1.43 | 9.2 | 14.84 | 16.38 | 16.6 | 16.72 | 16.65 | 16.62 | 16.44 | 16.41 | 15.74 | 14.59 | 10.24 | 2.41 | 0.01 | 0 | 0 | 0 | 0 | 0 | 0 | 0 | 0 | 0 | 0.2 | 5.39 | 12.46 | 15.07 | 15.77 | 15.84 | 15.96 | 15.84 | 15.71 | 15.6 | 14.68 | 12.04 | 5.34 | 0.3 | 0 | 0 | 0 | 0 | 0 | 0 | 0 | 0 | 0 | 0 | 0.02 | 3.29 | 11.75 | 14.8 | 15.3 | 15.19 | 15.01 | 15.04 | 15.25 | 15.32 | 14.44 | 9.5 | 1.87 | 0 | 0 | 0 | 0 | 0 | 0 | 0 | 0 | 0 | 0 | 0 | 0 | 0.98 | 7.8 | 12.9 | 13.29 | 13.02 | 12.69 | 12.79 | 13.02 | 12.97 | 10.92 | 3.63 | 0.08 | 0 | 0 | 0 | 0 | 0 | 0 | 0 | 0 | 0 | 0 | 0 | 0 | 0.04 | 3.04 | 9.15 | 10.78 | 10.58 | 10.24 | 10.54 | 10.85 | 10.19 | 6.39 | 0.76 | 0 | 0 | 0 | 0 | 0 | 0 | 0 | 0 | 0 | 0 | 0 | 0 | 0 | 0 | 0.6 | 4.09 | 6.72 | 8.16 | 8.58 | 8.35 | 8.09 | 7.48 | 4.18 | 0.45 | 0 | 0 | 0 | 0 | 0 | 0 | 0
LILIAC_6_SOLAR |  | Solar_1Axis | Solar Tracking | CISO | South | Socal | FC | 3 | 0 | 0 | 0 | 0 | 0 | 0 | 0 | 0.33 | 1.23 | 1.58 | 1.65 | 1.68 | 1.66 | 1.56 | 1.44 | 0.91 | 0.18 | 0 | 0 | 0 | 0 | 0 | 0 | 0 | 0 | 0 | 0 | 0 | 0 | 0 | 0.02 | 0.77 | 1.88 | 2 | 1.99 | 1.92 | 1.86 | 1.81 | 1.78 | 1.6 | 0.7 | 0.03 | 0 | 0 | 0 | 0 | 0 | 0 | 0 | 0 | 0 | 0 | 0 | 0 | 0.23 | 1.38 | 1.9 | 1.97 | 1.93 | 1.88 | 1.87 | 1.7 | 1.54 | 1.39 | 0.99 | 0.15 | 0 | 0 | 0 | 0 | 0 | 0 | 0 | 0 | 0 | 0 | 0 | 0.13 | 1.28 | 2.27 | 2.39 | 2.45 | 2.43 | 2.44 | 2.42 | 2.41 | 2.34 | 2.21 | 1.83 | 0.61 | 0.01 | 0 | 0 | 0 | 0 | 0 | 0 | 0 | 0 | 0 | 0 | 0.49 | 1.72 | 2.35 | 2.5 | 2.56 | 2.57 | 2.59 | 2.58 | 2.55 | 2.48 | 2.38 | 2.08 | 1.02 | 0.1 | 0 | 0 | 0 | 0 | 0 | 0 | 0 | 0 | 0 | 0.01 | 0.59 | 1.72 | 2.25 | 2.43 | 2.53 | 2.55 | 2.56 | 2.56 | 2.53 | 2.47 | 2.38 | 2.11 | 1.28 | 0.22 | 0 | 0 | 0 | 0 | 0 | 0 | 0 | 0 | 0 | 0 | 0.27 | 1.34 | 2.1 | 2.38 | 2.5 | 2.52 | 2.51 | 2.49 | 2.46 | 2.4 | 2.29 | 2.02 | 1.17 | 0.19 | 0 | 0 | 0 | 0 | 0 | 0 | 0 | 0 | 0 | 0 | 0.09 | 1 | 1.88 | 2.24 | 2.4 | 2.45 | 2.45 | 2.4 | 2.34 | 2.24 | 2.07 | 1.64 | 0.61 | 0.02 | 0 | 0 | 0 | 0 | 0 | 0 | 0 | 0 | 0 | 0 | 0.02 | 0.74 | 1.94 | 2.25 | 2.37 | 2.39 | 2.39 | 2.38 | 2.35 | 2.31 | 2.09 | 1.17 | 0.14 | 0 | 0 | 0 | 0 | 0 | 0 | 0 | 0 | 0 | 0 | 0 | 0 | 0.42 | 1.68 | 2.14 | 2.2 | 2.18 | 2.19 | 2.2 | 2.21 | 2.16 | 1.69 | 0.48 | 0.01 | 0 | 0 | 0 | 0 | 0 | 0 | 0 | 0 | 0 | 0 | 0 | 0 | 0.08 | 0.99 | 1.84 | 1.99 | 1.94 | 1.89 | 1.91 | 1.92 | 1.82 | 1.05 | 0.1 | 0 | 0 | 0 | 0 | 0 | 0 | 0 | 0 | 0 | 0 | 0 | 0 | 0 | 0 | 0.37 | 1.16 | 1.4 | 1.47 | 1.45 | 1.49 | 1.41 | 1.29 | 0.73 | 0.06 | 0 | 0 | 0 | 0 | 0 | 0 | 0
LITLRK_6_GBCSR1 |  | Solar_1Axis | Solar Tracking | CISO | South | Socal | FC | 3 | 0 | 0 | 0 | 0 | 0 | 0 | 0 | 0.33 | 1.23 | 1.58 | 1.65 | 1.68 | 1.66 | 1.56 | 1.44 | 0.91 | 0.18 | 0 | 0 | 0 | 0 | 0 | 0 | 0 | 0 | 0 | 0 | 0 | 0 | 0 | 0.02 | 0.77 | 1.88 | 2 | 1.99 | 1.92 | 1.86 | 1.81 | 1.78 | 1.6 | 0.7 | 0.03 | 0 | 0 | 0 | 0 | 0 | 0 | 0 | 0 | 0 | 0 | 0 | 0 | 0.23 | 1.38 | 1.9 | 1.97 | 1.93 | 1.88 | 1.87 | 1.7 | 1.54 | 1.39 | 0.99 | 0.15 | 0 | 0 | 0 | 0 | 0 | 0 | 0 | 0 | 0 | 0 | 0 | 0.13 | 1.28 | 2.27 | 2.39 | 2.45 | 2.43 | 2.44 | 2.42 | 2.41 | 2.34 | 2.21 | 1.83 | 0.61 | 0.01 | 0 | 0 | 0 | 0 | 0 | 0 | 0 | 0 | 0 | 0 | 0.49 | 1.72 | 2.35 | 2.5 | 2.56 | 2.57 | 2.59 | 2.58 | 2.55 | 2.48 | 2.38 | 2.08 | 1.02 | 0.1 | 0 | 0 | 0 | 0 | 0 | 0 | 0 | 0 | 0 | 0.01 | 0.59 | 1.72 | 2.25 | 2.43 | 2.53 | 2.55 | 2.56 | 2.56 | 2.53 | 2.47 | 2.38 | 2.11 | 1.28 | 0.22 | 0 | 0 | 0 | 0 | 0 | 0 | 0 | 0 | 0 | 0 | 0.27 | 1.34 | 2.1 | 2.38 | 2.5 | 2.52 | 2.51 | 2.49 | 2.46 | 2.4 | 2.29 | 2.02 | 1.17 | 0.19 | 0 | 0 | 0 | 0 | 0 | 0 | 0 | 0 | 0 | 0 | 0.09 | 1 | 1.88 | 2.24 | 2.4 | 2.45 | 2.45 | 2.4 | 2.34 | 2.24 | 2.07 | 1.64 | 0.61 | 0.02 | 0 | 0 | 0 | 0 | 0 | 0 | 0 | 0 | 0 | 0 | 0.02 | 0.74 | 1.94 | 2.25 | 2.37 | 2.39 | 2.39 | 2.38 | 2.35 | 2.31 | 2.09 | 1.17 | 0.14 | 0 | 0 | 0 | 0 | 0 | 0 | 0 | 0 | 0 | 0 | 0 | 0 | 0.42 | 1.68 | 2.14 | 2.2 | 2.18 | 2.19 | 2.2 | 2.21 | 2.16 | 1.69 | 0.48 | 0.01 | 0 | 0 | 0 | 0 | 0 | 0 | 0 | 0 | 0 | 0 | 0 | 0 | 0.08 | 0.99 | 1.84 | 1.99 | 1.94 | 1.89 | 1.91 | 1.92 | 1.82 | 1.05 | 0.1 | 0 | 0 | 0 | 0 | 0 | 0 | 0 | 0 | 0 | 0 | 0 | 0 | 0 | 0 | 0.37 | 1.16 | 1.4 | 1.47 | 1.45 | 1.49 | 1.41 | 1.29 | 0.73 | 0.06 | 0 | 0 | 0 | 0 | 0 | 0 | 0
LITLRK_6_SEPV01 |  | Solar_1Axis | Solar Tracking | CISO | South | Socal | EO | 2 | 0 | 0 | 0 | 0 | 0 | 0 | 0 | 0.22 | 0.82 | 1.06 | 1.1 | 1.12 | 1.11 | 1.04 | 0.96 | 0.61 | 0.12 | 0 | 0 | 0 | 0 | 0 | 0 | 0 | 0 | 0 | 0 | 0 | 0 | 0 | 0.01 | 0.51 | 1.25 | 1.34 | 1.32 | 1.28 | 1.24 | 1.21 | 1.19 | 1.07 | 0.47 | 0.02 | 0 | 0 | 0 | 0 | 0 | 0 | 0 | 0 | 0 | 0 | 0 | 0 | 0.15 | 0.92 | 1.26 | 1.31 | 1.29 | 1.25 | 1.25 | 1.13 | 1.03 | 0.93 | 0.66 | 0.1 | 0 | 0 | 0 | 0 | 0 | 0 | 0 | 0 | 0 | 0 | 0 | 0.09 | 0.85 | 1.51 | 1.59 | 1.63 | 1.62 | 1.63 | 1.61 | 1.61 | 1.56 | 1.48 | 1.22 | 0.4 | 0.01 | 0 | 0 | 0 | 0 | 0 | 0 | 0 | 0 | 0 | 0 | 0.33 | 1.15 | 1.56 | 1.67 | 1.71 | 1.71 | 1.72 | 1.72 | 1.7 | 1.66 | 1.59 | 1.39 | 0.68 | 0.06 | 0 | 0 | 0 | 0 | 0 | 0 | 0 | 0 | 0 | 0.01 | 0.39 | 1.15 | 1.5 | 1.62 | 1.69 | 1.7 | 1.71 | 1.71 | 1.69 | 1.64 | 1.59 | 1.41 | 0.85 | 0.15 | 0 | 0 | 0 | 0 | 0 | 0 | 0 | 0 | 0 | 0 | 0.18 | 0.89 | 1.4 | 1.59 | 1.66 | 1.68 | 1.68 | 1.66 | 1.64 | 1.6 | 1.53 | 1.35 | 0.78 | 0.12 | 0 | 0 | 0 | 0 | 0 | 0 | 0 | 0 | 0 | 0 | 0.06 | 0.67 | 1.26 | 1.49 | 1.6 | 1.64 | 1.63 | 1.6 | 1.56 | 1.49 | 1.38 | 1.1 | 0.41 | 0.01 | 0 | 0 | 0 | 0 | 0 | 0 | 0 | 0 | 0 | 0 | 0.01 | 0.49 | 1.29 | 1.5 | 1.58 | 1.59 | 1.59 | 1.58 | 1.57 | 1.54 | 1.39 | 0.78 | 0.09 | 0 | 0 | 0 | 0 | 0 | 0 | 0 | 0 | 0 | 0 | 0 | 0 | 0.28 | 1.12 | 1.43 | 1.47 | 1.46 | 1.46 | 1.47 | 1.47 | 1.44 | 1.13 | 0.32 | 0 | 0 | 0 | 0 | 0 | 0 | 0 | 0 | 0 | 0 | 0 | 0 | 0 | 0.05 | 0.66 | 1.23 | 1.33 | 1.29 | 1.26 | 1.27 | 1.28 | 1.22 | 0.7 | 0.07 | 0 | 0 | 0 | 0 | 0 | 0 | 0 | 0 | 0 | 0 | 0 | 0 | 0 | 0 | 0.24 | 0.78 | 0.93 | 0.98 | 0.96 | 0.99 | 0.94 | 0.86 | 0.49 | 0.04 | 0 | 0 | 0 | 0 | 0 | 0 | 0
LITLRK_6_SOLAR1 |  | Solar_1Axis | Solar Tracking | CISO | South | Socal | FC | 5 | 0 | 0 | 0 | 0 | 0 | 0 | 0 | 0.56 | 2.04 | 2.64 | 2.74 | 2.8 | 2.77 | 2.6 | 2.4 | 1.52 | 0.3 | 0 | 0 | 0 | 0 | 0 | 0 | 0 | 0 | 0 | 0 | 0 | 0 | 0 | 0.03 | 1.28 | 3.13 | 3.34 | 3.31 | 3.2 | 3.09 | 3.02 | 2.97 | 2.67 | 1.16 | 0.04 | 0 | 0 | 0 | 0 | 0 | 0 | 0 | 0 | 0 | 0 | 0 | 0 | 0.39 | 2.29 | 3.16 | 3.28 | 3.22 | 3.14 | 3.12 | 2.83 | 2.57 | 2.32 | 1.65 | 0.25 | 0 | 0 | 0 | 0 | 0 | 0 | 0 | 0 | 0 | 0 | 0 | 0.22 | 2.13 | 3.78 | 3.98 | 4.08 | 4.05 | 4.07 | 4.03 | 4.02 | 3.9 | 3.69 | 3.04 | 1.01 | 0.02 | 0 | 0 | 0 | 0 | 0 | 0 | 0 | 0 | 0 | 0.01 | 0.82 | 2.86 | 3.91 | 4.17 | 4.27 | 4.28 | 4.31 | 4.31 | 4.25 | 4.14 | 3.97 | 3.47 | 1.71 | 0.16 | 0 | 0 | 0 | 0 | 0 | 0 | 0 | 0 | 0 | 0.01 | 0.98 | 2.87 | 3.76 | 4.05 | 4.21 | 4.25 | 4.27 | 4.26 | 4.21 | 4.11 | 3.97 | 3.52 | 2.13 | 0.36 | 0 | 0 | 0 | 0 | 0 | 0 | 0 | 0 | 0 | 0 | 0.46 | 2.23 | 3.49 | 3.96 | 4.16 | 4.2 | 4.19 | 4.15 | 4.1 | 3.99 | 3.82 | 3.36 | 1.95 | 0.31 | 0 | 0 | 0 | 0 | 0 | 0 | 0 | 0 | 0 | 0 | 0.15 | 1.67 | 3.14 | 3.74 | 4.01 | 4.09 | 4.08 | 4 | 3.89 | 3.74 | 3.44 | 2.74 | 1.01 | 0.03 | 0 | 0 | 0 | 0 | 0 | 0 | 0 | 0 | 0 | 0 | 0.03 | 1.23 | 3.23 | 3.76 | 3.95 | 3.98 | 3.98 | 3.96 | 3.91 | 3.86 | 3.48 | 1.95 | 0.23 | 0 | 0 | 0 | 0 | 0 | 0 | 0 | 0 | 0 | 0 | 0 | 0 | 0.7 | 2.81 | 3.56 | 3.67 | 3.64 | 3.65 | 3.67 | 3.69 | 3.61 | 2.82 | 0.8 | 0.01 | 0 | 0 | 0 | 0 | 0 | 0 | 0 | 0 | 0 | 0 | 0 | 0 | 0.13 | 1.65 | 3.07 | 3.32 | 3.23 | 3.15 | 3.18 | 3.19 | 3.04 | 1.75 | 0.17 | 0 | 0 | 0 | 0 | 0 | 0 | 0 | 0 | 0 | 0 | 0 | 0 | 0 | 0.01 | 0.61 | 1.94 | 2.33 | 2.46 | 2.41 | 2.49 | 2.35 | 2.15 | 1.22 | 0.1 | 0 | 0 | 0 | 0 | 0 | 0 | 0
LITLRK_6_SOLAR2 |  | Solar_1Axis | Solar Tracking | CISO | South | Socal | FC | 2 | 0 | 0 | 0 | 0 | 0 | 0 | 0 | 0.22 | 0.82 | 1.06 | 1.1 | 1.12 | 1.11 | 1.04 | 0.96 | 0.61 | 0.12 | 0 | 0 | 0 | 0 | 0 | 0 | 0 | 0 | 0 | 0 | 0 | 0 | 0 | 0.01 | 0.51 | 1.25 | 1.34 | 1.32 | 1.28 | 1.24 | 1.21 | 1.19 | 1.07 | 0.47 | 0.02 | 0 | 0 | 0 | 0 | 0 | 0 | 0 | 0 | 0 | 0 | 0 | 0 | 0.15 | 0.92 | 1.26 | 1.31 | 1.29 | 1.25 | 1.25 | 1.13 | 1.03 | 0.93 | 0.66 | 0.1 | 0 | 0 | 0 | 0 | 0 | 0 | 0 | 0 | 0 | 0 | 0 | 0.09 | 0.85 | 1.51 | 1.59 | 1.63 | 1.62 | 1.63 | 1.61 | 1.61 | 1.56 | 1.48 | 1.22 | 0.4 | 0.01 | 0 | 0 | 0 | 0 | 0 | 0 | 0 | 0 | 0 | 0 | 0.33 | 1.15 | 1.56 | 1.67 | 1.71 | 1.71 | 1.72 | 1.72 | 1.7 | 1.66 | 1.59 | 1.39 | 0.68 | 0.06 | 0 | 0 | 0 | 0 | 0 | 0 | 0 | 0 | 0 | 0.01 | 0.39 | 1.15 | 1.5 | 1.62 | 1.69 | 1.7 | 1.71 | 1.71 | 1.69 | 1.64 | 1.59 | 1.41 | 0.85 | 0.15 | 0 | 0 | 0 | 0 | 0 | 0 | 0 | 0 | 0 | 0 | 0.18 | 0.89 | 1.4 | 1.59 | 1.66 | 1.68 | 1.68 | 1.66 | 1.64 | 1.6 | 1.53 | 1.35 | 0.78 | 0.12 | 0 | 0 | 0 | 0 | 0 | 0 | 0 | 0 | 0 | 0 | 0.06 | 0.67 | 1.26 | 1.49 | 1.6 | 1.64 | 1.63 | 1.6 | 1.56 | 1.49 | 1.38 | 1.1 | 0.41 | 0.01 | 0 | 0 | 0 | 0 | 0 | 0 | 0 | 0 | 0 | 0 | 0.01 | 0.49 | 1.29 | 1.5 | 1.58 | 1.59 | 1.59 | 1.58 | 1.57 | 1.54 | 1.39 | 0.78 | 0.09 | 0 | 0 | 0 | 0 | 0 | 0 | 0 | 0 | 0 | 0 | 0 | 0 | 0.28 | 1.12 | 1.43 | 1.47 | 1.46 | 1.46 | 1.47 | 1.47 | 1.44 | 1.13 | 0.32 | 0 | 0 | 0 | 0 | 0 | 0 | 0 | 0 | 0 | 0 | 0 | 0 | 0 | 0.05 | 0.66 | 1.23 | 1.33 | 1.29 | 1.26 | 1.27 | 1.28 | 1.22 | 0.7 | 0.07 | 0 | 0 | 0 | 0 | 0 | 0 | 0 | 0 | 0 | 0 | 0 | 0 | 0 | 0 | 0.24 | 0.78 | 0.93 | 0.98 | 0.96 | 0.99 | 0.94 | 0.86 | 0.49 | 0.04 | 0 | 0 | 0 | 0 | 0 | 0 | 0
LITLRK_6_SOLAR3 |  | Solar_1Axis | Solar Tracking | CISO | South | Socal | FC | 2 | 0 | 0 | 0 | 0 | 0 | 0 | 0 | 0.22 | 0.82 | 1.06 | 1.1 | 1.12 | 1.11 | 1.04 | 0.96 | 0.61 | 0.12 | 0 | 0 | 0 | 0 | 0 | 0 | 0 | 0 | 0 | 0 | 0 | 0 | 0 | 0.01 | 0.51 | 1.25 | 1.34 | 1.32 | 1.28 | 1.24 | 1.21 | 1.19 | 1.07 | 0.47 | 0.02 | 0 | 0 | 0 | 0 | 0 | 0 | 0 | 0 | 0 | 0 | 0 | 0 | 0.15 | 0.92 | 1.26 | 1.31 | 1.29 | 1.25 | 1.25 | 1.13 | 1.03 | 0.93 | 0.66 | 0.1 | 0 | 0 | 0 | 0 | 0 | 0 | 0 | 0 | 0 | 0 | 0 | 0.09 | 0.85 | 1.51 | 1.59 | 1.63 | 1.62 | 1.63 | 1.61 | 1.61 | 1.56 | 1.48 | 1.22 | 0.4 | 0.01 | 0 | 0 | 0 | 0 | 0 | 0 | 0 | 0 | 0 | 0 | 0.33 | 1.15 | 1.56 | 1.67 | 1.71 | 1.71 | 1.72 | 1.72 | 1.7 | 1.66 | 1.59 | 1.39 | 0.68 | 0.06 | 0 | 0 | 0 | 0 | 0 | 0 | 0 | 0 | 0 | 0.01 | 0.39 | 1.15 | 1.5 | 1.62 | 1.69 | 1.7 | 1.71 | 1.71 | 1.69 | 1.64 | 1.59 | 1.41 | 0.85 | 0.15 | 0 | 0 | 0 | 0 | 0 | 0 | 0 | 0 | 0 | 0 | 0.18 | 0.89 | 1.4 | 1.59 | 1.66 | 1.68 | 1.68 | 1.66 | 1.64 | 1.6 | 1.53 | 1.35 | 0.78 | 0.12 | 0 | 0 | 0 | 0 | 0 | 0 | 0 | 0 | 0 | 0 | 0.06 | 0.67 | 1.26 | 1.49 | 1.6 | 1.64 | 1.63 | 1.6 | 1.56 | 1.49 | 1.38 | 1.1 | 0.41 | 0.01 | 0 | 0 | 0 | 0 | 0 | 0 | 0 | 0 | 0 | 0 | 0.01 | 0.49 | 1.29 | 1.5 | 1.58 | 1.59 | 1.59 | 1.58 | 1.57 | 1.54 | 1.39 | 0.78 | 0.09 | 0 | 0 | 0 | 0 | 0 | 0 | 0 | 0 | 0 | 0 | 0 | 0 | 0.28 | 1.12 | 1.43 | 1.47 | 1.46 | 1.46 | 1.47 | 1.47 | 1.44 | 1.13 | 0.32 | 0 | 0 | 0 | 0 | 0 | 0 | 0 | 0 | 0 | 0 | 0 | 0 | 0 | 0.05 | 0.66 | 1.23 | 1.33 | 1.29 | 1.26 | 1.27 | 1.28 | 1.22 | 0.7 | 0.07 | 0 | 0 | 0 | 0 | 0 | 0 | 0 | 0 | 0 | 0 | 0 | 0 | 0 | 0 | 0.24 | 0.78 | 0.93 | 0.98 | 0.96 | 0.99 | 0.94 | 0.86 | 0.49 | 0.04 | 0 | 0 | 0 | 0 | 0 | 0 | 0
LITLRK_6_SOLAR4 |  | Solar_1Axis | Solar Tracking | CISO | South | Socal | FC | 3 | 0 | 0 | 0 | 0 | 0 | 0 | 0 | 0.33 | 1.23 | 1.58 | 1.65 | 1.68 | 1.66 | 1.56 | 1.44 | 0.91 | 0.18 | 0 | 0 | 0 | 0 | 0 | 0 | 0 | 0 | 0 | 0 | 0 | 0 | 0 | 0.02 | 0.77 | 1.88 | 2 | 1.99 | 1.92 | 1.86 | 1.81 | 1.78 | 1.6 | 0.7 | 0.03 | 0 | 0 | 0 | 0 | 0 | 0 | 0 | 0 | 0 | 0 | 0 | 0 | 0.23 | 1.38 | 1.9 | 1.97 | 1.93 | 1.88 | 1.87 | 1.7 | 1.54 | 1.39 | 0.99 | 0.15 | 0 | 0 | 0 | 0 | 0 | 0 | 0 | 0 | 0 | 0 | 0 | 0.13 | 1.28 | 2.27 | 2.39 | 2.45 | 2.43 | 2.44 | 2.42 | 2.41 | 2.34 | 2.21 | 1.83 | 0.61 | 0.01 | 0 | 0 | 0 | 0 | 0 | 0 | 0 | 0 | 0 | 0 | 0.49 | 1.72 | 2.35 | 2.5 | 2.56 | 2.57 | 2.59 | 2.58 | 2.55 | 2.48 | 2.38 | 2.08 | 1.02 | 0.1 | 0 | 0 | 0 | 0 | 0 | 0 | 0 | 0 | 0 | 0.01 | 0.59 | 1.72 | 2.25 | 2.43 | 2.53 | 2.55 | 2.56 | 2.56 | 2.53 | 2.47 | 2.38 | 2.11 | 1.28 | 0.22 | 0 | 0 | 0 | 0 | 0 | 0 | 0 | 0 | 0 | 0 | 0.27 | 1.34 | 2.1 | 2.38 | 2.5 | 2.52 | 2.51 | 2.49 | 2.46 | 2.4 | 2.29 | 2.02 | 1.17 | 0.19 | 0 | 0 | 0 | 0 | 0 | 0 | 0 | 0 | 0 | 0 | 0.09 | 1 | 1.88 | 2.24 | 2.4 | 2.45 | 2.45 | 2.4 | 2.34 | 2.24 | 2.07 | 1.64 | 0.61 | 0.02 | 0 | 0 | 0 | 0 | 0 | 0 | 0 | 0 | 0 | 0 | 0.02 | 0.74 | 1.94 | 2.25 | 2.37 | 2.39 | 2.39 | 2.38 | 2.35 | 2.31 | 2.09 | 1.17 | 0.14 | 0 | 0 | 0 | 0 | 0 | 0 | 0 | 0 | 0 | 0 | 0 | 0 | 0.42 | 1.68 | 2.14 | 2.2 | 2.18 | 2.19 | 2.2 | 2.21 | 2.16 | 1.69 | 0.48 | 0.01 | 0 | 0 | 0 | 0 | 0 | 0 | 0 | 0 | 0 | 0 | 0 | 0 | 0.08 | 0.99 | 1.84 | 1.99 | 1.94 | 1.89 | 1.91 | 1.92 | 1.82 | 1.05 | 0.1 | 0 | 0 | 0 | 0 | 0 | 0 | 0 | 0 | 0 | 0 | 0 | 0 | 0 | 0 | 0.37 | 1.16 | 1.4 | 1.47 | 1.45 | 1.49 | 1.41 | 1.29 | 0.73 | 0.06 | 0 | 0 | 0 | 0 | 0 | 0 | 0
LIVEOK_6_SOLAR |  | Solar_Fixed | Solar Fixed | CISO | North | Norcal | PD | 1.25 | 0 | 0 | 0 | 0 | 0 | 0 | 0 | 0.03 | 0.22 | 0.45 | 0.56 | 0.61 | 0.6 | 0.55 | 0.48 | 0.32 | 0.08 | 0 | 0 | 0 | 0 | 0 | 0 | 0 | 0 | 0 | 0 | 0 | 0 | 0 | 0 | 0.13 | 0.53 | 0.73 | 0.81 | 0.81 | 0.82 | 0.8 | 0.75 | 0.59 | 0.28 | 0.02 | 0 | 0 | 0 | 0 | 0 | 0 | 0 | 0 | 0 | 0 | 0 | 0 | 0.03 | 0.33 | 0.62 | 0.73 | 0.75 | 0.73 | 0.75 | 0.73 | 0.66 | 0.55 | 0.38 | 0.09 | 0 | 0 | 0 | 0 | 0 | 0 | 0 | 0 | 0 | 0 | 0 | 0.01 | 0.25 | 0.65 | 0.84 | 0.94 | 0.97 | 1.01 | 0.99 | 0.98 | 0.95 | 0.84 | 0.65 | 0.27 | 0.02 | 0 | 0 | 0 | 0 | 0 | 0 | 0 | 0 | 0 | 0 | 0.08 | 0.44 | 0.74 | 0.9 | 0.99 | 1.02 | 1.03 | 1.03 | 1.03 | 0.99 | 0.89 | 0.73 | 0.4 | 0.07 | 0 | 0 | 0 | 0 | 0 | 0 | 0 | 0 | 0 | 0 | 0.11 | 0.46 | 0.76 | 0.91 | 0.99 | 1.04 | 1.05 | 1.07 | 1.05 | 1.01 | 0.92 | 0.76 | 0.48 | 0.13 | 0 | 0 | 0 | 0 | 0 | 0 | 0 | 0 | 0 | 0 | 0.05 | 0.38 | 0.72 | 0.91 | 1 | 1.06 | 1.07 | 1.07 | 1.05 | 1 | 0.92 | 0.75 | 0.46 | 0.1 | 0 | 0 | 0 | 0 | 0 | 0 | 0 | 0 | 0 | 0 | 0.01 | 0.23 | 0.61 | 0.82 | 0.92 | 0.99 | 1.02 | 1.02 | 1.01 | 0.96 | 0.84 | 0.63 | 0.25 | 0.02 | 0 | 0 | 0 | 0 | 0 | 0 | 0 | 0 | 0 | 0 | 0 | 0.16 | 0.59 | 0.86 | 0.96 | 1.01 | 1.03 | 1.02 | 1 | 0.95 | 0.82 | 0.5 | 0.11 | 0 | 0 | 0 | 0 | 0 | 0 | 0 | 0 | 0 | 0 | 0 | 0 | 0.06 | 0.42 | 0.74 | 0.86 | 0.89 | 0.89 | 0.89 | 0.88 | 0.81 | 0.61 | 0.22 | 0.01 | 0 | 0 | 0 | 0 | 0 | 0 | 0 | 0 | 0 | 0 | 0 | 0 | 0 | 0.18 | 0.57 | 0.74 | 0.79 | 0.78 | 0.78 | 0.75 | 0.66 | 0.38 | 0.05 | 0 | 0 | 0 | 0 | 0 | 0 | 0 | 0 | 0 | 0 | 0 | 0 | 0 | 0 | 0.04 | 0.22 | 0.43 | 0.54 | 0.59 | 0.58 | 0.53 | 0.46 | 0.26 | 0.03 | 0 | 0 | 0 | 0 | 0 | 0 | 0
LNCSTR_6_CREST |  | Solar_1Axis | Solar Tracking | CISO | South | Socal | EO | 5.5 | 0 | 0 | 0 | 0 | 0 | 0 | 0 | 0.61 | 2.25 | 2.9 | 3.02 | 3.08 | 3.04 | 2.86 | 2.64 | 1.67 | 0.33 | 0 | 0 | 0 | 0 | 0 | 0 | 0 | 0 | 0 | 0 | 0 | 0 | 0 | 0.04 | 1.4 | 3.44 | 3.67 | 3.64 | 3.52 | 3.4 | 3.32 | 3.27 | 2.94 | 1.28 | 0.05 | 0 | 0 | 0 | 0 | 0 | 0 | 0 | 0 | 0 | 0 | 0 | 0 | 0.42 | 2.52 | 3.48 | 3.6 | 3.54 | 3.45 | 3.43 | 3.11 | 2.83 | 2.56 | 1.82 | 0.27 | 0 | 0 | 0 | 0 | 0 | 0 | 0 | 0 | 0 | 0 | 0 | 0.24 | 2.35 | 4.15 | 4.38 | 4.48 | 4.45 | 4.48 | 4.43 | 4.42 | 4.28 | 4.06 | 3.35 | 1.11 | 0.03 | 0 | 0 | 0 | 0 | 0 | 0 | 0 | 0 | 0 | 0.01 | 0.91 | 3.15 | 4.3 | 4.59 | 4.69 | 4.7 | 4.74 | 4.74 | 4.67 | 4.56 | 4.37 | 3.82 | 1.88 | 0.18 | 0 | 0 | 0 | 0 | 0 | 0 | 0 | 0 | 0 | 0.02 | 1.07 | 3.15 | 4.13 | 4.46 | 4.63 | 4.67 | 4.7 | 4.69 | 4.64 | 4.52 | 4.36 | 3.87 | 2.34 | 0.4 | 0 | 0 | 0 | 0 | 0 | 0 | 0 | 0 | 0 | 0 | 0.5 | 2.45 | 3.84 | 4.36 | 4.58 | 4.62 | 4.61 | 4.57 | 4.51 | 4.39 | 4.2 | 3.7 | 2.14 | 0.34 | 0 | 0 | 0 | 0 | 0 | 0 | 0 | 0 | 0 | 0 | 0.17 | 1.84 | 3.45 | 4.11 | 4.41 | 4.5 | 4.49 | 4.4 | 4.28 | 4.11 | 3.79 | 3.01 | 1.12 | 0.03 | 0 | 0 | 0 | 0 | 0 | 0 | 0 | 0 | 0 | 0 | 0.04 | 1.36 | 3.55 | 4.13 | 4.35 | 4.38 | 4.38 | 4.36 | 4.31 | 4.24 | 3.83 | 2.14 | 0.26 | 0 | 0 | 0 | 0 | 0 | 0 | 0 | 0 | 0 | 0 | 0 | 0 | 0.78 | 3.09 | 3.92 | 4.04 | 4 | 4.01 | 4.04 | 4.05 | 3.97 | 3.1 | 0.88 | 0.01 | 0 | 0 | 0 | 0 | 0 | 0 | 0 | 0 | 0 | 0 | 0 | 0 | 0.14 | 1.81 | 3.38 | 3.66 | 3.56 | 3.46 | 3.5 | 3.51 | 3.34 | 1.93 | 0.19 | 0 | 0 | 0 | 0 | 0 | 0 | 0 | 0 | 0 | 0 | 0 | 0 | 0 | 0.01 | 0.67 | 2.13 | 2.57 | 2.7 | 2.65 | 2.74 | 2.59 | 2.36 | 1.34 | 0.12 | 0 | 0 | 0 | 0 | 0 | 0 | 0
EDWARD_2_ESSSB1 | EDWARD_2_ESSSB1_SUN | Hybrid_Solar1Axis | Solar Tracking | CISO | South | Socal | ID | 68 | 0 | 0 | 0 | 0 | 0 | 0 | 0.03 | 7.58 | 27.79 | 35.88 | 37.3 | 38.09 | 37.62 | 35.33 | 32.7 | 20.61 | 4.06 | 0 | 0 | 0 | 0 | 0 | 0 | 0 | 0 | 0 | 0 | 0 | 0 | 0 | 0.47 | 17.37 | 42.5 | 45.41 | 45.03 | 43.51 | 42.08 | 41.11 | 40.37 | 36.31 | 15.84 | 0.58 | 0 | 0 | 0 | 0 | 0 | 0 | 0 | 0 | 0 | 0 | 0 | 0 | 5.25 | 31.21 | 43 | 44.57 | 43.76 | 42.66 | 42.41 | 38.5 | 35.02 | 31.59 | 22.45 | 3.39 | 0 | 0 | 0 | 0 | 0 | 0 | 0 | 0 | 0 | 0 | 0 | 3.01 | 29.02 | 51.36 | 54.13 | 55.45 | 55.04 | 55.41 | 54.8 | 54.68 | 52.97 | 50.18 | 41.38 | 13.74 | 0.32 | 0 | 0 | 0 | 0 | 0 | 0 | 0 | 0 | 0 | 0.09 | 11.2 | 38.93 | 53.16 | 56.77 | 58.04 | 58.17 | 58.64 | 58.55 | 57.77 | 56.32 | 54.05 | 47.22 | 23.23 | 2.19 | 0 | 0 | 0 | 0 | 0 | 0 | 0 | 0 | 0 | 0.2 | 13.27 | 38.97 | 51.09 | 55.09 | 57.3 | 57.75 | 58.06 | 57.97 | 57.31 | 55.9 | 53.96 | 47.86 | 28.92 | 4.95 | 0 | 0 | 0 | 0 | 0 | 0 | 0 | 0 | 0 | 0.02 | 6.22 | 30.33 | 47.52 | 53.9 | 56.6 | 57.15 | 56.99 | 56.5 | 55.82 | 54.29 | 51.97 | 45.76 | 26.47 | 4.22 | 0 | 0 | 0 | 0 | 0 | 0 | 0 | 0 | 0 | 0 | 2.09 | 22.71 | 42.71 | 50.81 | 54.48 | 55.65 | 55.51 | 54.42 | 52.95 | 50.81 | 46.85 | 37.26 | 13.8 | 0.42 | 0 | 0 | 0 | 0 | 0 | 0 | 0 | 0 | 0 | 0 | 0.46 | 16.79 | 43.87 | 51.09 | 53.74 | 54.17 | 54.16 | 53.86 | 53.23 | 52.45 | 47.36 | 26.49 | 3.18 | 0 | 0 | 0 | 0 | 0 | 0 | 0 | 0 | 0 | 0 | 0 | 0.03 | 9.58 | 38.15 | 48.46 | 49.93 | 49.5 | 49.64 | 49.89 | 50.12 | 49.03 | 38.36 | 10.82 | 0.12 | 0 | 0 | 0 | 0 | 0 | 0 | 0 | 0 | 0 | 0 | 0 | 0 | 1.77 | 22.37 | 41.78 | 45.19 | 43.97 | 42.78 | 43.31 | 43.41 | 41.34 | 23.85 | 2.37 | 0 | 0 | 0 | 0 | 0 | 0 | 0 | 0 | 0 | 0 | 0 | 0 | 0 | 0.08 | 8.3 | 26.37 | 31.72 | 33.41 | 32.76 | 33.82 | 31.97 | 29.19 | 16.58 | 1.42 | 0 | 0 | 0 | 0 | 0 | 0 | 0
LOCKFD_1_BEARCK |  | Solar_Fixed | Solar Fixed | CISO | North | Norcal | FC | 1.5 | 0 | 0 | 0 | 0 | 0 | 0 | 0 | 0.03 | 0.26 | 0.54 | 0.68 | 0.73 | 0.72 | 0.66 | 0.57 | 0.39 | 0.09 | 0 | 0 | 0 | 0 | 0 | 0 | 0 | 0 | 0 | 0 | 0 | 0 | 0 | 0 | 0.15 | 0.63 | 0.88 | 0.97 | 0.98 | 0.98 | 0.96 | 0.9 | 0.71 | 0.33 | 0.02 | 0 | 0 | 0 | 0 | 0 | 0 | 0 | 0 | 0 | 0 | 0 | 0 | 0.04 | 0.39 | 0.75 | 0.87 | 0.9 | 0.88 | 0.9 | 0.88 | 0.8 | 0.66 | 0.45 | 0.11 | 0 | 0 | 0 | 0 | 0 | 0 | 0 | 0 | 0 | 0 | 0 | 0.02 | 0.3 | 0.78 | 1.01 | 1.13 | 1.17 | 1.22 | 1.19 | 1.18 | 1.14 | 1.01 | 0.78 | 0.32 | 0.02 | 0 | 0 | 0 | 0 | 0 | 0 | 0 | 0 | 0 | 0 | 0.1 | 0.53 | 0.89 | 1.08 | 1.19 | 1.22 | 1.23 | 1.24 | 1.23 | 1.19 | 1.06 | 0.88 | 0.47 | 0.08 | 0 | 0 | 0 | 0 | 0 | 0 | 0 | 0 | 0 | 0 | 0.13 | 0.55 | 0.91 | 1.1 | 1.19 | 1.25 | 1.26 | 1.28 | 1.26 | 1.21 | 1.1 | 0.91 | 0.57 | 0.16 | 0 | 0 | 0 | 0 | 0 | 0 | 0 | 0 | 0 | 0 | 0.06 | 0.46 | 0.86 | 1.09 | 1.2 | 1.27 | 1.29 | 1.28 | 1.26 | 1.2 | 1.1 | 0.9 | 0.56 | 0.12 | 0 | 0 | 0 | 0 | 0 | 0 | 0 | 0 | 0 | 0 | 0.01 | 0.28 | 0.73 | 0.99 | 1.11 | 1.19 | 1.23 | 1.22 | 1.21 | 1.15 | 1.01 | 0.75 | 0.3 | 0.02 | 0 | 0 | 0 | 0 | 0 | 0 | 0 | 0 | 0 | 0 | 0 | 0.19 | 0.71 | 1.03 | 1.15 | 1.21 | 1.23 | 1.22 | 1.2 | 1.14 | 0.99 | 0.6 | 0.13 | 0 | 0 | 0 | 0 | 0 | 0 | 0 | 0 | 0 | 0 | 0 | 0 | 0.07 | 0.51 | 0.89 | 1.04 | 1.06 | 1.07 | 1.07 | 1.06 | 0.97 | 0.73 | 0.26 | 0.01 | 0 | 0 | 0 | 0 | 0 | 0 | 0 | 0 | 0 | 0 | 0 | 0 | 0 | 0.21 | 0.69 | 0.89 | 0.94 | 0.94 | 0.93 | 0.9 | 0.79 | 0.46 | 0.06 | 0 | 0 | 0 | 0 | 0 | 0 | 0 | 0 | 0 | 0 | 0 | 0 | 0 | 0 | 0.05 | 0.26 | 0.51 | 0.65 | 0.71 | 0.69 | 0.64 | 0.55 | 0.31 | 0.04 | 0 | 0 | 0 | 0 | 0 | 0 | 0
LOCKFD_1_KSOLAR |  | Solar_Fixed | Solar Fixed | CISO | North | Norcal | FC | 1 | 0 | 0 | 0 | 0 | 0 | 0 | 0 | 0.02 | 0.18 | 0.36 | 0.45 | 0.49 | 0.48 | 0.44 | 0.38 | 0.26 | 0.06 | 0 | 0 | 0 | 0 | 0 | 0 | 0 | 0 | 0 | 0 | 0 | 0 | 0 | 0 | 0.1 | 0.42 | 0.58 | 0.64 | 0.65 | 0.66 | 0.64 | 0.6 | 0.47 | 0.22 | 0.02 | 0 | 0 | 0 | 0 | 0 | 0 | 0 | 0 | 0 | 0 | 0 | 0 | 0.02 | 0.26 | 0.5 | 0.58 | 0.6 | 0.58 | 0.6 | 0.58 | 0.53 | 0.44 | 0.3 | 0.07 | 0 | 0 | 0 | 0 | 0 | 0 | 0 | 0 | 0 | 0 | 0 | 0.01 | 0.2 | 0.52 | 0.68 | 0.75 | 0.78 | 0.81 | 0.8 | 0.79 | 0.76 | 0.67 | 0.52 | 0.21 | 0.01 | 0 | 0 | 0 | 0 | 0 | 0 | 0 | 0 | 0 | 0 | 0.06 | 0.35 | 0.59 | 0.72 | 0.79 | 0.81 | 0.82 | 0.82 | 0.82 | 0.79 | 0.71 | 0.59 | 0.32 | 0.05 | 0 | 0 | 0 | 0 | 0 | 0 | 0 | 0 | 0 | 0 | 0.09 | 0.37 | 0.6 | 0.73 | 0.79 | 0.83 | 0.84 | 0.86 | 0.84 | 0.8 | 0.73 | 0.61 | 0.38 | 0.1 | 0 | 0 | 0 | 0 | 0 | 0 | 0 | 0 | 0 | 0 | 0.04 | 0.31 | 0.58 | 0.72 | 0.8 | 0.85 | 0.86 | 0.85 | 0.84 | 0.8 | 0.73 | 0.6 | 0.37 | 0.08 | 0 | 0 | 0 | 0 | 0 | 0 | 0 | 0 | 0 | 0 | 0.01 | 0.19 | 0.49 | 0.66 | 0.74 | 0.79 | 0.82 | 0.81 | 0.81 | 0.77 | 0.67 | 0.5 | 0.2 | 0.01 | 0 | 0 | 0 | 0 | 0 | 0 | 0 | 0 | 0 | 0 | 0 | 0.12 | 0.48 | 0.68 | 0.77 | 0.81 | 0.82 | 0.82 | 0.8 | 0.76 | 0.66 | 0.4 | 0.09 | 0 | 0 | 0 | 0 | 0 | 0 | 0 | 0 | 0 | 0 | 0 | 0 | 0.04 | 0.34 | 0.6 | 0.69 | 0.71 | 0.72 | 0.71 | 0.7 | 0.65 | 0.49 | 0.17 | 0.01 | 0 | 0 | 0 | 0 | 0 | 0 | 0 | 0 | 0 | 0 | 0 | 0 | 0 | 0.14 | 0.46 | 0.59 | 0.63 | 0.62 | 0.62 | 0.6 | 0.53 | 0.3 | 0.04 | 0 | 0 | 0 | 0 | 0 | 0 | 0 | 0 | 0 | 0 | 0 | 0 | 0 | 0 | 0.03 | 0.18 | 0.34 | 0.43 | 0.47 | 0.46 | 0.43 | 0.37 | 0.21 | 0.03 | 0 | 0 | 0 | 0 | 0 | 0 | 0
LOTUS_6_LSFSR1 |  | Solar_1Axis | Solar Tracking | CISO | North | Norcal | FC | 50 | 0 | 0 | 0 | 0 | 0 | 0 | 0 | 1.06 | 8.19 | 15.61 | 19.31 | 21.26 | 21.27 | 20.07 | 18.79 | 12.83 | 2.8 | 0 | 0 | 0 | 0 | 0 | 0 | 0 | 0 | 0 | 0 | 0 | 0 | 0 | 0.01 | 6.17 | 25.68 | 32.01 | 32.69 | 30.98 | 30.53 | 30.33 | 30.99 | 26.43 | 13.87 | 0.76 | 0 | 0 | 0 | 0 | 0 | 0 | 0 | 0 | 0 | 0 | 0 | 0 | 1.29 | 15.97 | 29.97 | 32.11 | 30.14 | 30.95 | 30.49 | 28.06 | 25.92 | 24.14 | 16.99 | 3.93 | 0.01 | 0 | 0 | 0 | 0 | 0 | 0 | 0 | 0 | 0 | 0 | 0.69 | 14.91 | 32.92 | 36.21 | 36.01 | 35.37 | 36.23 | 36.31 | 35.76 | 36.35 | 34.85 | 31.79 | 14.75 | 0.68 | 0 | 0 | 0 | 0 | 0 | 0 | 0 | 0 | 0 | 0.01 | 5.5 | 25.95 | 36.59 | 38.26 | 38.31 | 37.96 | 38.77 | 38.77 | 39.66 | 39.65 | 38.78 | 36.55 | 22.62 | 3.51 | 0 | 0 | 0 | 0 | 0 | 0 | 0 | 0 | 0 | 0.04 | 7.89 | 28.67 | 38.85 | 41.6 | 42.12 | 42.44 | 42.68 | 42.56 | 42.18 | 42.17 | 41.25 | 38.27 | 28.35 | 7.99 | 0.09 | 0 | 0 | 0 | 0 | 0 | 0 | 0 | 0 | 0 | 3.59 | 23.01 | 37.1 | 40.94 | 41.51 | 41.8 | 41.64 | 41.55 | 41.1 | 41.02 | 39.35 | 36.48 | 25.59 | 6.02 | 0.04 | 0 | 0 | 0 | 0 | 0 | 0 | 0 | 0 | 0 | 0.51 | 13.48 | 31.15 | 37.67 | 39.42 | 39.59 | 39.9 | 39.6 | 39.27 | 39 | 36.7 | 30.1 | 13.36 | 0.74 | 0 | 0 | 0 | 0 | 0 | 0 | 0 | 0 | 0 | 0 | 0.05 | 8.24 | 29.36 | 36.99 | 38.24 | 37.96 | 37.54 | 37.6 | 38.13 | 38.3 | 36.09 | 23.76 | 4.67 | 0 | 0 | 0 | 0 | 0 | 0 | 0 | 0 | 0 | 0 | 0 | 0 | 2.46 | 19.49 | 32.24 | 33.21 | 32.55 | 31.74 | 31.97 | 32.55 | 32.43 | 27.29 | 9.07 | 0.19 | 0 | 0 | 0 | 0 | 0 | 0 | 0 | 0 | 0 | 0 | 0 | 0 | 0.09 | 7.6 | 22.88 | 26.95 | 26.45 | 25.6 | 26.35 | 27.13 | 25.48 | 15.96 | 1.89 | 0 | 0 | 0 | 0 | 0 | 0 | 0 | 0 | 0 | 0 | 0 | 0 | 0 | 0 | 1.49 | 10.23 | 16.79 | 20.41 | 21.44 | 20.87 | 20.21 | 18.69 | 10.45 | 1.12 | 0 | 0 | 0 | 0 | 0 | 0 | 0
LTBEAR_1_LB3SR3 |  | Solar_1Axis | Solar Tracking | CISO | North | Norcal | ID | 20 | 0 | 0 | 0 | 0 | 0 | 0 | 0 | 0.42 | 3.28 | 6.25 | 7.72 | 8.5 | 8.51 | 8.03 | 7.52 | 5.13 | 1.12 | 0 | 0 | 0 | 0 | 0 | 0 | 0 | 0 | 0 | 0 | 0 | 0 | 0 | 0 | 2.47 | 10.27 | 12.8 | 13.08 | 12.39 | 12.21 | 12.13 | 12.4 | 10.57 | 5.55 | 0.31 | 0 | 0 | 0 | 0 | 0 | 0 | 0 | 0 | 0 | 0 | 0 | 0 | 0.52 | 6.39 | 11.99 | 12.84 | 12.05 | 12.38 | 12.2 | 11.23 | 10.37 | 9.66 | 6.8 | 1.57 | 0 | 0 | 0 | 0 | 0 | 0 | 0 | 0 | 0 | 0 | 0 | 0.28 | 5.97 | 13.17 | 14.48 | 14.4 | 14.15 | 14.49 | 14.52 | 14.31 | 14.54 | 13.94 | 12.71 | 5.9 | 0.27 | 0 | 0 | 0 | 0 | 0 | 0 | 0 | 0 | 0 | 0 | 2.2 | 10.38 | 14.64 | 15.3 | 15.32 | 15.19 | 15.51 | 15.51 | 15.86 | 15.86 | 15.51 | 14.62 | 9.05 | 1.41 | 0 | 0 | 0 | 0 | 0 | 0 | 0 | 0 | 0 | 0.01 | 3.16 | 11.47 | 15.54 | 16.64 | 16.85 | 16.97 | 17.07 | 17.02 | 16.87 | 16.87 | 16.5 | 15.31 | 11.34 | 3.2 | 0.04 | 0 | 0 | 0 | 0 | 0 | 0 | 0 | 0 | 0 | 1.43 | 9.2 | 14.84 | 16.38 | 16.6 | 16.72 | 16.65 | 16.62 | 16.44 | 16.41 | 15.74 | 14.59 | 10.24 | 2.41 | 0.01 | 0 | 0 | 0 | 0 | 0 | 0 | 0 | 0 | 0 | 0.2 | 5.39 | 12.46 | 15.07 | 15.77 | 15.84 | 15.96 | 15.84 | 15.71 | 15.6 | 14.68 | 12.04 | 5.34 | 0.3 | 0 | 0 | 0 | 0 | 0 | 0 | 0 | 0 | 0 | 0 | 0.02 | 3.29 | 11.75 | 14.8 | 15.3 | 15.19 | 15.01 | 15.04 | 15.25 | 15.32 | 14.44 | 9.5 | 1.87 | 0 | 0 | 0 | 0 | 0 | 0 | 0 | 0 | 0 | 0 | 0 | 0 | 0.98 | 7.8 | 12.9 | 13.29 | 13.02 | 12.69 | 12.79 | 13.02 | 12.97 | 10.92 | 3.63 | 0.08 | 0 | 0 | 0 | 0 | 0 | 0 | 0 | 0 | 0 | 0 | 0 | 0 | 0.04 | 3.04 | 9.15 | 10.78 | 10.58 | 10.24 | 10.54 | 10.85 | 10.19 | 6.39 | 0.76 | 0 | 0 | 0 | 0 | 0 | 0 | 0 | 0 | 0 | 0 | 0 | 0 | 0 | 0 | 0.6 | 4.09 | 6.72 | 8.16 | 8.58 | 8.35 | 8.09 | 7.48 | 4.18 | 0.45 | 0 | 0 | 0 | 0 | 0 | 0 | 0
LTBEAR_1_LB4SR4 |  | Solar_1Axis | Solar Tracking | CISO | North | Norcal | ID | 50 | 0 | 0 | 0 | 0 | 0 | 0 | 0 | 1.06 | 8.19 | 15.61 | 19.31 | 21.26 | 21.27 | 20.07 | 18.79 | 12.83 | 2.8 | 0 | 0 | 0 | 0 | 0 | 0 | 0 | 0 | 0 | 0 | 0 | 0 | 0 | 0.01 | 6.17 | 25.68 | 32.01 | 32.69 | 30.98 | 30.53 | 30.33 | 30.99 | 26.43 | 13.87 | 0.76 | 0 | 0 | 0 | 0 | 0 | 0 | 0 | 0 | 0 | 0 | 0 | 0 | 1.29 | 15.97 | 29.97 | 32.11 | 30.14 | 30.95 | 30.49 | 28.06 | 25.92 | 24.14 | 16.99 | 3.93 | 0.01 | 0 | 0 | 0 | 0 | 0 | 0 | 0 | 0 | 0 | 0 | 0.69 | 14.91 | 32.92 | 36.21 | 36.01 | 35.37 | 36.23 | 36.31 | 35.76 | 36.35 | 34.85 | 31.79 | 14.75 | 0.68 | 0 | 0 | 0 | 0 | 0 | 0 | 0 | 0 | 0 | 0.01 | 5.5 | 25.95 | 36.59 | 38.26 | 38.31 | 37.96 | 38.77 | 38.77 | 39.66 | 39.65 | 38.78 | 36.55 | 22.62 | 3.51 | 0 | 0 | 0 | 0 | 0 | 0 | 0 | 0 | 0 | 0.04 | 7.89 | 28.67 | 38.85 | 41.6 | 42.12 | 42.44 | 42.68 | 42.56 | 42.18 | 42.17 | 41.25 | 38.27 | 28.35 | 7.99 | 0.09 | 0 | 0 | 0 | 0 | 0 | 0 | 0 | 0 | 0 | 3.59 | 23.01 | 37.1 | 40.94 | 41.51 | 41.8 | 41.64 | 41.55 | 41.1 | 41.02 | 39.35 | 36.48 | 25.59 | 6.02 | 0.04 | 0 | 0 | 0 | 0 | 0 | 0 | 0 | 0 | 0 | 0.51 | 13.48 | 31.15 | 37.67 | 39.42 | 39.59 | 39.9 | 39.6 | 39.27 | 39 | 36.7 | 30.1 | 13.36 | 0.74 | 0 | 0 | 0 | 0 | 0 | 0 | 0 | 0 | 0 | 0 | 0.05 | 8.24 | 29.36 | 36.99 | 38.24 | 37.96 | 37.54 | 37.6 | 38.13 | 38.3 | 36.09 | 23.76 | 4.67 | 0 | 0 | 0 | 0 | 0 | 0 | 0 | 0 | 0 | 0 | 0 | 0 | 2.46 | 19.49 | 32.24 | 33.21 | 32.55 | 31.74 | 31.97 | 32.55 | 32.43 | 27.29 | 9.07 | 0.19 | 0 | 0 | 0 | 0 | 0 | 0 | 0 | 0 | 0 | 0 | 0 | 0 | 0.09 | 7.6 | 22.88 | 26.95 | 26.45 | 25.6 | 26.35 | 27.13 | 25.48 | 15.96 | 1.89 | 0 | 0 | 0 | 0 | 0 | 0 | 0 | 0 | 0 | 0 | 0 | 0 | 0 | 0 | 1.49 | 10.23 | 16.79 | 20.41 | 21.44 | 20.87 | 20.21 | 18.69 | 10.45 | 1.12 | 0 | 0 | 0 | 0 | 0 | 0 | 0
LTBEAR_1_LB4SR5 |  | Solar_1Axis | Solar Tracking | CISO | North | Norcal | ID | 50 | 0 | 0 | 0 | 0 | 0 | 0 | 0 | 1.06 | 8.19 | 15.61 | 19.31 | 21.26 | 21.27 | 20.07 | 18.79 | 12.83 | 2.8 | 0 | 0 | 0 | 0 | 0 | 0 | 0 | 0 | 0 | 0 | 0 | 0 | 0 | 0.01 | 6.17 | 25.68 | 32.01 | 32.69 | 30.98 | 30.53 | 30.33 | 30.99 | 26.43 | 13.87 | 0.76 | 0 | 0 | 0 | 0 | 0 | 0 | 0 | 0 | 0 | 0 | 0 | 0 | 1.29 | 15.97 | 29.97 | 32.11 | 30.14 | 30.95 | 30.49 | 28.06 | 25.92 | 24.14 | 16.99 | 3.93 | 0.01 | 0 | 0 | 0 | 0 | 0 | 0 | 0 | 0 | 0 | 0 | 0.69 | 14.91 | 32.92 | 36.21 | 36.01 | 35.37 | 36.23 | 36.31 | 35.76 | 36.35 | 34.85 | 31.79 | 14.75 | 0.68 | 0 | 0 | 0 | 0 | 0 | 0 | 0 | 0 | 0 | 0.01 | 5.5 | 25.95 | 36.59 | 38.26 | 38.31 | 37.96 | 38.77 | 38.77 | 39.66 | 39.65 | 38.78 | 36.55 | 22.62 | 3.51 | 0 | 0 | 0 | 0 | 0 | 0 | 0 | 0 | 0 | 0.04 | 7.89 | 28.67 | 38.85 | 41.6 | 42.12 | 42.44 | 42.68 | 42.56 | 42.18 | 42.17 | 41.25 | 38.27 | 28.35 | 7.99 | 0.09 | 0 | 0 | 0 | 0 | 0 | 0 | 0 | 0 | 0 | 3.59 | 23.01 | 37.1 | 40.94 | 41.51 | 41.8 | 41.64 | 41.55 | 41.1 | 41.02 | 39.35 | 36.48 | 25.59 | 6.02 | 0.04 | 0 | 0 | 0 | 0 | 0 | 0 | 0 | 0 | 0 | 0.51 | 13.48 | 31.15 | 37.67 | 39.42 | 39.59 | 39.9 | 39.6 | 39.27 | 39 | 36.7 | 30.1 | 13.36 | 0.74 | 0 | 0 | 0 | 0 | 0 | 0 | 0 | 0 | 0 | 0 | 0.05 | 8.24 | 29.36 | 36.99 | 38.24 | 37.96 | 37.54 | 37.6 | 38.13 | 38.3 | 36.09 | 23.76 | 4.67 | 0 | 0 | 0 | 0 | 0 | 0 | 0 | 0 | 0 | 0 | 0 | 0 | 2.46 | 19.49 | 32.24 | 33.21 | 32.55 | 31.74 | 31.97 | 32.55 | 32.43 | 27.29 | 9.07 | 0.19 | 0 | 0 | 0 | 0 | 0 | 0 | 0 | 0 | 0 | 0 | 0 | 0 | 0.09 | 7.6 | 22.88 | 26.95 | 26.45 | 25.6 | 26.35 | 27.13 | 25.48 | 15.96 | 1.89 | 0 | 0 | 0 | 0 | 0 | 0 | 0 | 0 | 0 | 0 | 0 | 0 | 0 | 0 | 1.49 | 10.23 | 16.79 | 20.41 | 21.44 | 20.87 | 20.21 | 18.69 | 10.45 | 1.12 | 0 | 0 | 0 | 0 | 0 | 0 | 0
LTBERA_1_LB1SR1 |  | Solar_1Axis | Solar Tracking | CISO | North | Norcal | ID | 40 | 0 | 0 | 0 | 0 | 0 | 0 | 0 | 0.85 | 6.55 | 12.49 | 15.45 | 17.01 | 17.02 | 16.06 | 15.03 | 10.27 | 2.24 | 0 | 0 | 0 | 0 | 0 | 0 | 0 | 0 | 0 | 0 | 0 | 0 | 0 | 0.01 | 4.94 | 20.54 | 25.6 | 26.15 | 24.78 | 24.43 | 24.27 | 24.79 | 21.15 | 11.1 | 0.61 | 0 | 0 | 0 | 0 | 0 | 0 | 0 | 0 | 0 | 0 | 0 | 0 | 1.04 | 12.78 | 23.97 | 25.68 | 24.11 | 24.76 | 24.4 | 22.45 | 20.74 | 19.31 | 13.59 | 3.14 | 0 | 0 | 0 | 0 | 0 | 0 | 0 | 0 | 0 | 0 | 0 | 0.55 | 11.93 | 26.34 | 28.97 | 28.81 | 28.3 | 28.98 | 29.04 | 28.61 | 29.08 | 27.88 | 25.43 | 11.8 | 0.54 | 0 | 0 | 0 | 0 | 0 | 0 | 0 | 0 | 0 | 0 | 4.4 | 20.76 | 29.27 | 30.61 | 30.65 | 30.37 | 31.02 | 31.01 | 31.73 | 31.72 | 31.02 | 29.24 | 18.09 | 2.81 | 0 | 0 | 0 | 0 | 0 | 0 | 0 | 0 | 0 | 0.03 | 6.32 | 22.94 | 31.08 | 33.28 | 33.69 | 33.95 | 34.14 | 34.04 | 33.74 | 33.73 | 33 | 30.61 | 22.68 | 6.39 | 0.07 | 0 | 0 | 0 | 0 | 0 | 0 | 0 | 0 | 0 | 2.87 | 18.4 | 29.68 | 32.75 | 33.2 | 33.44 | 33.31 | 33.24 | 32.88 | 32.82 | 31.48 | 29.19 | 20.47 | 4.81 | 0.03 | 0 | 0 | 0 | 0 | 0 | 0 | 0 | 0 | 0 | 0.41 | 10.78 | 24.92 | 30.13 | 31.53 | 31.67 | 31.92 | 31.68 | 31.42 | 31.2 | 29.36 | 24.08 | 10.69 | 0.59 | 0 | 0 | 0 | 0 | 0 | 0 | 0 | 0 | 0 | 0 | 0.04 | 6.59 | 23.49 | 29.59 | 30.59 | 30.37 | 30.03 | 30.08 | 30.5 | 30.64 | 28.87 | 19.01 | 3.73 | 0 | 0 | 0 | 0 | 0 | 0 | 0 | 0 | 0 | 0 | 0 | 0 | 1.97 | 15.6 | 25.79 | 26.57 | 26.04 | 25.39 | 25.58 | 26.04 | 25.94 | 21.83 | 7.26 | 0.15 | 0 | 0 | 0 | 0 | 0 | 0 | 0 | 0 | 0 | 0 | 0 | 0 | 0.07 | 6.08 | 18.3 | 21.56 | 21.16 | 20.48 | 21.08 | 21.7 | 20.39 | 12.77 | 1.51 | 0 | 0 | 0 | 0 | 0 | 0 | 0 | 0 | 0 | 0 | 0 | 0 | 0 | 0 | 1.19 | 8.19 | 13.44 | 16.33 | 17.15 | 16.7 | 16.17 | 14.95 | 8.36 | 0.9 | 0 | 0 | 0 | 0 | 0 | 0 | 0
MAGUND_1_BKISR1 |  | Solar_1Axis | Solar Tracking | CISO | North | Norcal | FC | 1 | 0 | 0 | 0 | 0 | 0 | 0 | 0 | 0.02 | 0.16 | 0.31 | 0.39 | 0.43 | 0.43 | 0.4 | 0.38 | 0.26 | 0.06 | 0 | 0 | 0 | 0 | 0 | 0 | 0 | 0 | 0 | 0 | 0 | 0 | 0 | 0 | 0.12 | 0.51 | 0.64 | 0.65 | 0.62 | 0.61 | 0.61 | 0.62 | 0.53 | 0.28 | 0.02 | 0 | 0 | 0 | 0 | 0 | 0 | 0 | 0 | 0 | 0 | 0 | 0 | 0.03 | 0.32 | 0.6 | 0.64 | 0.6 | 0.62 | 0.61 | 0.56 | 0.52 | 0.48 | 0.34 | 0.08 | 0 | 0 | 0 | 0 | 0 | 0 | 0 | 0 | 0 | 0 | 0 | 0.01 | 0.3 | 0.66 | 0.72 | 0.72 | 0.71 | 0.72 | 0.73 | 0.72 | 0.73 | 0.7 | 0.64 | 0.3 | 0.01 | 0 | 0 | 0 | 0 | 0 | 0 | 0 | 0 | 0 | 0 | 0.11 | 0.52 | 0.73 | 0.77 | 0.77 | 0.76 | 0.78 | 0.78 | 0.79 | 0.79 | 0.78 | 0.73 | 0.45 | 0.07 | 0 | 0 | 0 | 0 | 0 | 0 | 0 | 0 | 0 | 0 | 0.16 | 0.57 | 0.78 | 0.83 | 0.84 | 0.85 | 0.85 | 0.85 | 0.84 | 0.84 | 0.82 | 0.77 | 0.57 | 0.16 | 0 | 0 | 0 | 0 | 0 | 0 | 0 | 0 | 0 | 0 | 0.07 | 0.46 | 0.74 | 0.82 | 0.83 | 0.84 | 0.83 | 0.83 | 0.82 | 0.82 | 0.79 | 0.73 | 0.51 | 0.12 | 0 | 0 | 0 | 0 | 0 | 0 | 0 | 0 | 0 | 0 | 0.01 | 0.27 | 0.62 | 0.75 | 0.79 | 0.79 | 0.8 | 0.79 | 0.79 | 0.78 | 0.73 | 0.6 | 0.27 | 0.01 | 0 | 0 | 0 | 0 | 0 | 0 | 0 | 0 | 0 | 0 | 0 | 0.16 | 0.59 | 0.74 | 0.76 | 0.76 | 0.75 | 0.75 | 0.76 | 0.77 | 0.72 | 0.48 | 0.09 | 0 | 0 | 0 | 0 | 0 | 0 | 0 | 0 | 0 | 0 | 0 | 0 | 0.05 | 0.39 | 0.64 | 0.66 | 0.65 | 0.63 | 0.64 | 0.65 | 0.65 | 0.55 | 0.18 | 0 | 0 | 0 | 0 | 0 | 0 | 0 | 0 | 0 | 0 | 0 | 0 | 0 | 0 | 0.15 | 0.46 | 0.54 | 0.53 | 0.51 | 0.53 | 0.54 | 0.51 | 0.32 | 0.04 | 0 | 0 | 0 | 0 | 0 | 0 | 0 | 0 | 0 | 0 | 0 | 0 | 0 | 0 | 0.03 | 0.2 | 0.34 | 0.41 | 0.43 | 0.42 | 0.4 | 0.37 | 0.21 | 0.02 | 0 | 0 | 0 | 0 | 0 | 0 | 0
MAGUND_1_BKSSR2 |  | Solar_1Axis | Solar Tracking | CISO | North | Norcal | FC | 5.25 | 0 | 0 | 0 | 0 | 0 | 0 | 0 | 0.11 | 0.86 | 1.64 | 2.03 | 2.23 | 2.23 | 2.11 | 1.97 | 1.35 | 0.29 | 0 | 0 | 0 | 0 | 0 | 0 | 0 | 0 | 0 | 0 | 0 | 0 | 0 | 0 | 0.65 | 2.7 | 3.36 | 3.43 | 3.25 | 3.21 | 3.18 | 3.25 | 2.78 | 1.46 | 0.08 | 0 | 0 | 0 | 0 | 0 | 0 | 0 | 0 | 0 | 0 | 0 | 0 | 0.14 | 1.68 | 3.15 | 3.37 | 3.16 | 3.25 | 3.2 | 2.95 | 2.72 | 2.53 | 1.78 | 0.41 | 0 | 0 | 0 | 0 | 0 | 0 | 0 | 0 | 0 | 0 | 0 | 0.07 | 1.57 | 3.46 | 3.8 | 3.78 | 3.71 | 3.8 | 3.81 | 3.76 | 3.82 | 3.66 | 3.34 | 1.55 | 0.07 | 0 | 0 | 0 | 0 | 0 | 0 | 0 | 0 | 0 | 0 | 0.58 | 2.72 | 3.84 | 4.02 | 4.02 | 3.99 | 4.07 | 4.07 | 4.16 | 4.16 | 4.07 | 3.84 | 2.37 | 0.37 | 0 | 0 | 0 | 0 | 0 | 0 | 0 | 0 | 0 | 0 | 0.83 | 3.01 | 4.08 | 4.37 | 4.42 | 4.46 | 4.48 | 4.47 | 4.43 | 4.43 | 4.33 | 4.02 | 2.98 | 0.84 | 0.01 | 0 | 0 | 0 | 0 | 0 | 0 | 0 | 0 | 0 | 0.38 | 2.42 | 3.9 | 4.3 | 4.36 | 4.39 | 4.37 | 4.36 | 4.32 | 4.31 | 4.13 | 3.83 | 2.69 | 0.63 | 0 | 0 | 0 | 0 | 0 | 0 | 0 | 0 | 0 | 0 | 0.05 | 1.42 | 3.27 | 3.95 | 4.14 | 4.16 | 4.19 | 4.16 | 4.12 | 4.09 | 3.85 | 3.16 | 1.4 | 0.08 | 0 | 0 | 0 | 0 | 0 | 0 | 0 | 0 | 0 | 0 | 0.01 | 0.86 | 3.08 | 3.88 | 4.02 | 3.99 | 3.94 | 3.95 | 4 | 4.02 | 3.79 | 2.49 | 0.49 | 0 | 0 | 0 | 0 | 0 | 0 | 0 | 0 | 0 | 0 | 0 | 0 | 0.26 | 2.05 | 3.39 | 3.49 | 3.42 | 3.33 | 3.36 | 3.42 | 3.4 | 2.87 | 0.95 | 0.02 | 0 | 0 | 0 | 0 | 0 | 0 | 0 | 0 | 0 | 0 | 0 | 0 | 0.01 | 0.8 | 2.4 | 2.83 | 2.78 | 2.69 | 2.77 | 2.85 | 2.68 | 1.68 | 0.2 | 0 | 0 | 0 | 0 | 0 | 0 | 0 | 0 | 0 | 0 | 0 | 0 | 0 | 0 | 0.16 | 1.07 | 1.76 | 2.14 | 2.25 | 2.19 | 2.12 | 1.96 | 1.1 | 0.12 | 0 | 0 | 0 | 0 | 0 | 0 | 0
MANTEC_1_ML1SR1 |  | Solar_1Axis | Solar Tracking | CISO | North | Norcal | EO | 1 | 0 | 0 | 0 | 0 | 0 | 0 | 0 | 0.02 | 0.16 | 0.31 | 0.39 | 0.43 | 0.43 | 0.4 | 0.38 | 0.26 | 0.06 | 0 | 0 | 0 | 0 | 0 | 0 | 0 | 0 | 0 | 0 | 0 | 0 | 0 | 0 | 0.12 | 0.51 | 0.64 | 0.65 | 0.62 | 0.61 | 0.61 | 0.62 | 0.53 | 0.28 | 0.02 | 0 | 0 | 0 | 0 | 0 | 0 | 0 | 0 | 0 | 0 | 0 | 0 | 0.03 | 0.32 | 0.6 | 0.64 | 0.6 | 0.62 | 0.61 | 0.56 | 0.52 | 0.48 | 0.34 | 0.08 | 0 | 0 | 0 | 0 | 0 | 0 | 0 | 0 | 0 | 0 | 0 | 0.01 | 0.3 | 0.66 | 0.72 | 0.72 | 0.71 | 0.72 | 0.73 | 0.72 | 0.73 | 0.7 | 0.64 | 0.3 | 0.01 | 0 | 0 | 0 | 0 | 0 | 0 | 0 | 0 | 0 | 0 | 0.11 | 0.52 | 0.73 | 0.77 | 0.77 | 0.76 | 0.78 | 0.78 | 0.79 | 0.79 | 0.78 | 0.73 | 0.45 | 0.07 | 0 | 0 | 0 | 0 | 0 | 0 | 0 | 0 | 0 | 0 | 0.16 | 0.57 | 0.78 | 0.83 | 0.84 | 0.85 | 0.85 | 0.85 | 0.84 | 0.84 | 0.82 | 0.77 | 0.57 | 0.16 | 0 | 0 | 0 | 0 | 0 | 0 | 0 | 0 | 0 | 0 | 0.07 | 0.46 | 0.74 | 0.82 | 0.83 | 0.84 | 0.83 | 0.83 | 0.82 | 0.82 | 0.79 | 0.73 | 0.51 | 0.12 | 0 | 0 | 0 | 0 | 0 | 0 | 0 | 0 | 0 | 0 | 0.01 | 0.27 | 0.62 | 0.75 | 0.79 | 0.79 | 0.8 | 0.79 | 0.79 | 0.78 | 0.73 | 0.6 | 0.27 | 0.01 | 0 | 0 | 0 | 0 | 0 | 0 | 0 | 0 | 0 | 0 | 0 | 0.16 | 0.59 | 0.74 | 0.76 | 0.76 | 0.75 | 0.75 | 0.76 | 0.77 | 0.72 | 0.48 | 0.09 | 0 | 0 | 0 | 0 | 0 | 0 | 0 | 0 | 0 | 0 | 0 | 0 | 0.05 | 0.39 | 0.64 | 0.66 | 0.65 | 0.63 | 0.64 | 0.65 | 0.65 | 0.55 | 0.18 | 0 | 0 | 0 | 0 | 0 | 0 | 0 | 0 | 0 | 0 | 0 | 0 | 0 | 0 | 0.15 | 0.46 | 0.54 | 0.53 | 0.51 | 0.53 | 0.54 | 0.51 | 0.32 | 0.04 | 0 | 0 | 0 | 0 | 0 | 0 | 0 | 0 | 0 | 0 | 0 | 0 | 0 | 0 | 0.03 | 0.2 | 0.34 | 0.41 | 0.43 | 0.42 | 0.4 | 0.37 | 0.21 | 0.02 | 0 | 0 | 0 | 0 | 0 | 0 | 0
MANZNA_2_WIND |  | Wind | Wind | CISO | South | Socal | FC | 189 | 17.55 | 18.23 | 20.83 | 19.61 | 19.42 | 18.08 | 14.79 | 12.78 | 13.46 | 13.48 | 13.35 | 13.97 | 15.46 | 17.71 | 17.64 | 19.29 | 16.94 | 16.93 | 15.88 | 16.11 | 15.48 | 15.18 | 15.78 | 15.06 | 23.38 | 25.87 | 26.78 | 25.3 | 22.35 | 21.09 | 22.03 | 22.28 | 21.52 | 24.07 | 24.98 | 25.48 | 29.66 | 27.64 | 31.75 | 28.07 | 33.59 | 33.22 | 38.33 | 36.84 | 37.25 | 33.71 | 30.35 | 25.61 | 38.21 | 39.82 | 37.14 | 34.96 | 32.17 | 27.59 | 26.49 | 25.3 | 27.57 | 24.27 | 24.73 | 27.67 | 30.86 | 36.04 | 37.86 | 42.25 | 43.31 | 44.21 | 42.93 | 42.41 | 41.65 | 42.11 | 44.77 | 40.3 | 68.38 | 61.22 | 53.34 | 45.44 | 39.1 | 33.71 | 23.52 | 17.71 | 16.58 | 15.55 | 14.43 | 15.56 | 17.04 | 25.82 | 38.66 | 51.19 | 61.58 | 67.26 | 69.15 | 71.11 | 75.11 | 70.99 | 68.53 | 69.27 | 76.49 | 72 | 70.44 | 63.53 | 52.35 | 43.18 | 32.26 | 24.86 | 17.33 | 13.97 | 12.28 | 11.54 | 16.05 | 26.48 | 43.19 | 62.36 | 72.39 | 79.86 | 77.97 | 77.96 | 79.55 | 80.81 | 82.85 | 77.69 | 76.22 | 71.57 | 65.79 | 55.68 | 48.43 | 37.99 | 26.87 | 17.96 | 14.17 | 9.53 | 11.23 | 11.72 | 14.45 | 22.36 | 36.13 | 49.92 | 60.97 | 71.02 | 78.91 | 86.58 | 84.67 | 84.29 | 83.59 | 80.32 | 85.45 | 78.85 | 69.67 | 62.78 | 55 | 42.82 | 31.34 | 19.25 | 12.11 | 8.83 | 10.73 | 14.7 | 20.98 | 31.24 | 42.88 | 58.08 | 70.76 | 80.49 | 87.28 | 89.36 | 92.96 | 92.44 | 90.82 | 87.69 | 70.17 | 63.12 | 54.46 | 44.16 | 38.84 | 31.22 | 21.63 | 13.64 | 9.86 | 8.09 | 9.17 | 11.63 | 16.89 | 23.63 | 33.65 | 44.59 | 56.71 | 65.35 | 74.05 | 79.11 | 79.42 | 76.93 | 75.23 | 72.27 | 47.67 | 46.17 | 42.71 | 32.82 | 28.27 | 24.02 | 18.06 | 12.95 | 9.88 | 10.8 | 13.22 | 15.46 | 18.98 | 23.54 | 30.86 | 36.05 | 40.13 | 47.4 | 54.77 | 57.68 | 56.91 | 53.55 | 50.03 | 47.43 | 21.28 | 20.63 | 19.69 | 17.52 | 16.12 | 15.47 | 11.01 | 8.08 | 6.79 | 7.43 | 9.54 | 10.31 | 9.5 | 10.74 | 11.38 | 14.11 | 19.04 | 21.49 | 24.48 | 28.09 | 25.31 | 23 | 21.08 | 20.78 | 10.98 | 12.14 | 11.72 | 12.27 | 11.33 | 11.11 | 10.5 | 9.15 | 9.56 | 10.8 | 11.81 | 13.65 | 13.07 | 13.39 | 14.19 | 14.54 | 12.79 | 12.48 | 15.11 | 15.54 | 15.45 | 13.78 | 12.6 | 11.62 | 12.41 | 12.68 | 13.44 | 12.76 | 13.4 | 12.71 | 11.23 | 13.49 | 12.56 | 11.31 | 11.16 | 11.85 | 13.45 | 14.98 | 13.85 | 11.74 | 12.04 | 12.22 | 12.71 | 12.36 | 13.37 | 14.37 | 14.71 | 13.67
MARCPW_6_SOLAR1 |  | Solar_1Axis | Solar Tracking | CISO | North | Norcal | FC | 20 | 0 | 0 | 0 | 0 | 0 | 0 | 0 | 0.42 | 3.28 | 6.25 | 7.72 | 8.5 | 8.51 | 8.03 | 7.52 | 5.13 | 1.12 | 0 | 0 | 0 | 0 | 0 | 0 | 0 | 0 | 0 | 0 | 0 | 0 | 0 | 0 | 2.47 | 10.27 | 12.8 | 13.08 | 12.39 | 12.21 | 12.13 | 12.4 | 10.57 | 5.55 | 0.31 | 0 | 0 | 0 | 0 | 0 | 0 | 0 | 0 | 0 | 0 | 0 | 0 | 0.52 | 6.39 | 11.99 | 12.84 | 12.05 | 12.38 | 12.2 | 11.23 | 10.37 | 9.66 | 6.8 | 1.57 | 0 | 0 | 0 | 0 | 0 | 0 | 0 | 0 | 0 | 0 | 0 | 0.28 | 5.97 | 13.17 | 14.48 | 14.4 | 14.15 | 14.49 | 14.52 | 14.31 | 14.54 | 13.94 | 12.71 | 5.9 | 0.27 | 0 | 0 | 0 | 0 | 0 | 0 | 0 | 0 | 0 | 0 | 2.2 | 10.38 | 14.64 | 15.3 | 15.32 | 15.19 | 15.51 | 15.51 | 15.86 | 15.86 | 15.51 | 14.62 | 9.05 | 1.41 | 0 | 0 | 0 | 0 | 0 | 0 | 0 | 0 | 0 | 0.01 | 3.16 | 11.47 | 15.54 | 16.64 | 16.85 | 16.97 | 17.07 | 17.02 | 16.87 | 16.87 | 16.5 | 15.31 | 11.34 | 3.2 | 0.04 | 0 | 0 | 0 | 0 | 0 | 0 | 0 | 0 | 0 | 1.43 | 9.2 | 14.84 | 16.38 | 16.6 | 16.72 | 16.65 | 16.62 | 16.44 | 16.41 | 15.74 | 14.59 | 10.24 | 2.41 | 0.01 | 0 | 0 | 0 | 0 | 0 | 0 | 0 | 0 | 0 | 0.2 | 5.39 | 12.46 | 15.07 | 15.77 | 15.84 | 15.96 | 15.84 | 15.71 | 15.6 | 14.68 | 12.04 | 5.34 | 0.3 | 0 | 0 | 0 | 0 | 0 | 0 | 0 | 0 | 0 | 0 | 0.02 | 3.29 | 11.75 | 14.8 | 15.3 | 15.19 | 15.01 | 15.04 | 15.25 | 15.32 | 14.44 | 9.5 | 1.87 | 0 | 0 | 0 | 0 | 0 | 0 | 0 | 0 | 0 | 0 | 0 | 0 | 0.98 | 7.8 | 12.9 | 13.29 | 13.02 | 12.69 | 12.79 | 13.02 | 12.97 | 10.92 | 3.63 | 0.08 | 0 | 0 | 0 | 0 | 0 | 0 | 0 | 0 | 0 | 0 | 0 | 0 | 0.04 | 3.04 | 9.15 | 10.78 | 10.58 | 10.24 | 10.54 | 10.85 | 10.19 | 6.39 | 0.76 | 0 | 0 | 0 | 0 | 0 | 0 | 0 | 0 | 0 | 0 | 0 | 0 | 0 | 0 | 0.6 | 4.09 | 6.72 | 8.16 | 8.58 | 8.35 | 8.09 | 7.48 | 4.18 | 0.45 | 0 | 0 | 0 | 0 | 0 | 0 | 0
MARTIN_1_SUNSET |  | Solar_Fixed | Solar Fixed | CISO | North | Norcal | FC | 4.5 | 0 | 0 | 0 | 0 | 0 | 0 | 0 | 0.1 | 0.79 | 1.63 | 2.03 | 2.18 | 2.15 | 1.99 | 1.71 | 1.16 | 0.27 | 0 | 0 | 0 | 0 | 0 | 0 | 0 | 0 | 0 | 0 | 0 | 0 | 0 | 0 | 0.45 | 1.89 | 2.63 | 2.9 | 2.93 | 2.95 | 2.87 | 2.69 | 2.12 | 1 | 0.07 | 0 | 0 | 0 | 0 | 0 | 0 | 0 | 0 | 0 | 0 | 0 | 0 | 0.11 | 1.17 | 2.24 | 2.62 | 2.69 | 2.63 | 2.7 | 2.63 | 2.39 | 1.97 | 1.35 | 0.33 | 0 | 0 | 0 | 0 | 0 | 0 | 0 | 0 | 0 | 0 | 0 | 0.05 | 0.91 | 2.35 | 3.04 | 3.38 | 3.5 | 3.65 | 3.58 | 3.54 | 3.43 | 3.04 | 2.33 | 0.96 | 0.06 | 0 | 0 | 0 | 0 | 0 | 0 | 0 | 0 | 0 | 0 | 0.29 | 1.58 | 2.68 | 3.24 | 3.57 | 3.66 | 3.69 | 3.71 | 3.7 | 3.56 | 3.19 | 2.63 | 1.42 | 0.24 | 0 | 0 | 0 | 0 | 0 | 0 | 0 | 0 | 0 | 0 | 0.4 | 1.66 | 2.72 | 3.29 | 3.56 | 3.74 | 3.79 | 3.85 | 3.79 | 3.62 | 3.31 | 2.74 | 1.72 | 0.47 | 0.01 | 0 | 0 | 0 | 0 | 0 | 0 | 0 | 0 | 0 | 0.19 | 1.38 | 2.59 | 3.26 | 3.59 | 3.82 | 3.87 | 3.84 | 3.78 | 3.61 | 3.3 | 2.7 | 1.67 | 0.37 | 0 | 0 | 0 | 0 | 0 | 0 | 0 | 0 | 0 | 0 | 0.03 | 0.84 | 2.2 | 2.96 | 3.32 | 3.57 | 3.68 | 3.66 | 3.64 | 3.46 | 3.03 | 2.26 | 0.9 | 0.05 | 0 | 0 | 0 | 0 | 0 | 0 | 0 | 0 | 0 | 0 | 0 | 0.56 | 2.14 | 3.08 | 3.45 | 3.64 | 3.7 | 3.67 | 3.61 | 3.43 | 2.96 | 1.8 | 0.39 | 0 | 0 | 0 | 0 | 0 | 0 | 0 | 0 | 0 | 0 | 0 | 0 | 0.2 | 1.52 | 2.68 | 3.11 | 3.19 | 3.22 | 3.2 | 3.17 | 2.92 | 2.2 | 0.78 | 0.03 | 0 | 0 | 0 | 0 | 0 | 0 | 0 | 0 | 0 | 0 | 0 | 0 | 0.01 | 0.64 | 2.06 | 2.67 | 2.83 | 2.81 | 2.8 | 2.71 | 2.37 | 1.37 | 0.19 | 0 | 0 | 0 | 0 | 0 | 0 | 0 | 0 | 0 | 0 | 0 | 0 | 0 | 0 | 0.15 | 0.79 | 1.54 | 1.95 | 2.13 | 2.08 | 1.92 | 1.66 | 0.94 | 0.12 | 0 | 0 | 0 | 0 | 0 | 0 | 0
MCARTH_6_FRIVRB |  | Solar_Fixed | Solar Fixed | CISO | North | Norcal | ID | 1.5 | 0 | 0 | 0 | 0 | 0 | 0 | 0 | 0.03 | 0.26 | 0.54 | 0.68 | 0.73 | 0.72 | 0.66 | 0.57 | 0.39 | 0.09 | 0 | 0 | 0 | 0 | 0 | 0 | 0 | 0 | 0 | 0 | 0 | 0 | 0 | 0 | 0.15 | 0.63 | 0.88 | 0.97 | 0.98 | 0.98 | 0.96 | 0.9 | 0.71 | 0.33 | 0.02 | 0 | 0 | 0 | 0 | 0 | 0 | 0 | 0 | 0 | 0 | 0 | 0 | 0.04 | 0.39 | 0.75 | 0.87 | 0.9 | 0.88 | 0.9 | 0.88 | 0.8 | 0.66 | 0.45 | 0.11 | 0 | 0 | 0 | 0 | 0 | 0 | 0 | 0 | 0 | 0 | 0 | 0.02 | 0.3 | 0.78 | 1.01 | 1.13 | 1.17 | 1.22 | 1.19 | 1.18 | 1.14 | 1.01 | 0.78 | 0.32 | 0.02 | 0 | 0 | 0 | 0 | 0 | 0 | 0 | 0 | 0 | 0 | 0.1 | 0.53 | 0.89 | 1.08 | 1.19 | 1.22 | 1.23 | 1.24 | 1.23 | 1.19 | 1.06 | 0.88 | 0.47 | 0.08 | 0 | 0 | 0 | 0 | 0 | 0 | 0 | 0 | 0 | 0 | 0.13 | 0.55 | 0.91 | 1.1 | 1.19 | 1.25 | 1.26 | 1.28 | 1.26 | 1.21 | 1.1 | 0.91 | 0.57 | 0.16 | 0 | 0 | 0 | 0 | 0 | 0 | 0 | 0 | 0 | 0 | 0.06 | 0.46 | 0.86 | 1.09 | 1.2 | 1.27 | 1.29 | 1.28 | 1.26 | 1.2 | 1.1 | 0.9 | 0.56 | 0.12 | 0 | 0 | 0 | 0 | 0 | 0 | 0 | 0 | 0 | 0 | 0.01 | 0.28 | 0.73 | 0.99 | 1.11 | 1.19 | 1.23 | 1.22 | 1.21 | 1.15 | 1.01 | 0.75 | 0.3 | 0.02 | 0 | 0 | 0 | 0 | 0 | 0 | 0 | 0 | 0 | 0 | 0 | 0.19 | 0.71 | 1.03 | 1.15 | 1.21 | 1.23 | 1.22 | 1.2 | 1.14 | 0.99 | 0.6 | 0.13 | 0 | 0 | 0 | 0 | 0 | 0 | 0 | 0 | 0 | 0 | 0 | 0 | 0.07 | 0.51 | 0.89 | 1.04 | 1.06 | 1.07 | 1.07 | 1.06 | 0.97 | 0.73 | 0.26 | 0.01 | 0 | 0 | 0 | 0 | 0 | 0 | 0 | 0 | 0 | 0 | 0 | 0 | 0 | 0.21 | 0.69 | 0.89 | 0.94 | 0.94 | 0.93 | 0.9 | 0.79 | 0.46 | 0.06 | 0 | 0 | 0 | 0 | 0 | 0 | 0 | 0 | 0 | 0 | 0 | 0 | 0 | 0 | 0.05 | 0.26 | 0.51 | 0.65 | 0.71 | 0.69 | 0.64 | 0.55 | 0.31 | 0.04 | 0 | 0 | 0 | 0 | 0 | 0 | 0
MENBIO_6_RENEW1 |  | Solar_Fixed | Solar Fixed | CISO | North | Norcal | FC | 5 | 0 | 0 | 0 | 0 | 0 | 0 | 0 | 0.12 | 0.88 | 1.81 | 2.26 | 2.43 | 2.39 | 2.21 | 1.9 | 1.29 | 0.3 | 0 | 0 | 0 | 0 | 0 | 0 | 0 | 0 | 0 | 0 | 0 | 0 | 0 | 0 | 0.5 | 2.1 | 2.92 | 3.22 | 3.25 | 3.28 | 3.19 | 2.99 | 2.36 | 1.11 | 0.08 | 0 | 0 | 0 | 0 | 0 | 0 | 0 | 0 | 0 | 0 | 0 | 0 | 0.12 | 1.3 | 2.48 | 2.91 | 2.99 | 2.92 | 3 | 2.92 | 2.65 | 2.19 | 1.5 | 0.37 | 0 | 0 | 0 | 0 | 0 | 0 | 0 | 0 | 0 | 0 | 0 | 0.05 | 1.01 | 2.61 | 3.38 | 3.75 | 3.89 | 4.05 | 3.98 | 3.93 | 3.81 | 3.37 | 2.59 | 1.07 | 0.07 | 0 | 0 | 0 | 0 | 0 | 0 | 0 | 0 | 0 | 0 | 0.32 | 1.76 | 2.97 | 3.6 | 3.96 | 4.07 | 4.1 | 4.12 | 4.11 | 3.96 | 3.55 | 2.93 | 1.58 | 0.26 | 0 | 0 | 0 | 0 | 0 | 0 | 0 | 0 | 0 | 0 | 0.45 | 1.85 | 3.02 | 3.65 | 3.96 | 4.16 | 4.21 | 4.28 | 4.21 | 4.02 | 3.67 | 3.04 | 1.92 | 0.52 | 0.01 | 0 | 0 | 0 | 0 | 0 | 0 | 0 | 0 | 0 | 0.21 | 1.54 | 2.88 | 3.62 | 3.99 | 4.24 | 4.3 | 4.27 | 4.2 | 4.01 | 3.66 | 3 | 1.85 | 0.41 | 0 | 0 | 0 | 0 | 0 | 0 | 0 | 0 | 0 | 0 | 0.03 | 0.93 | 2.45 | 3.29 | 3.69 | 3.96 | 4.09 | 4.07 | 4.05 | 3.84 | 3.37 | 2.51 | 1 | 0.06 | 0 | 0 | 0 | 0 | 0 | 0 | 0 | 0 | 0 | 0 | 0 | 0.62 | 2.38 | 3.42 | 3.83 | 4.05 | 4.11 | 4.08 | 4.01 | 3.81 | 3.29 | 2 | 0.43 | 0 | 0 | 0 | 0 | 0 | 0 | 0 | 0 | 0 | 0 | 0 | 0 | 0.22 | 1.69 | 2.98 | 3.46 | 3.55 | 3.58 | 3.56 | 3.52 | 3.24 | 2.45 | 0.87 | 0.03 | 0 | 0 | 0 | 0 | 0 | 0 | 0 | 0 | 0 | 0 | 0 | 0 | 0.01 | 0.71 | 2.29 | 2.96 | 3.15 | 3.12 | 3.11 | 3.01 | 2.64 | 1.52 | 0.21 | 0 | 0 | 0 | 0 | 0 | 0 | 0 | 0 | 0 | 0 | 0 | 0 | 0 | 0 | 0.17 | 0.88 | 1.71 | 2.17 | 2.37 | 2.31 | 2.14 | 1.84 | 1.04 | 0.13 | 0 | 0 | 0 | 0 | 0 | 0 | 0
MERCED_1_SOLAR1 |  | Solar_1Axis | Solar Tracking | CISO | North | Norcal | EO | 1.5 | 0 | 0 | 0 | 0 | 0 | 0 | 0 | 0.03 | 0.25 | 0.47 | 0.58 | 0.64 | 0.64 | 0.6 | 0.56 | 0.39 | 0.08 | 0 | 0 | 0 | 0 | 0 | 0 | 0 | 0 | 0 | 0 | 0 | 0 | 0 | 0 | 0.19 | 0.77 | 0.96 | 0.98 | 0.93 | 0.92 | 0.91 | 0.93 | 0.79 | 0.42 | 0.02 | 0 | 0 | 0 | 0 | 0 | 0 | 0 | 0 | 0 | 0 | 0 | 0 | 0.04 | 0.48 | 0.9 | 0.96 | 0.9 | 0.93 | 0.91 | 0.84 | 0.78 | 0.72 | 0.51 | 0.12 | 0 | 0 | 0 | 0 | 0 | 0 | 0 | 0 | 0 | 0 | 0 | 0.02 | 0.45 | 0.99 | 1.09 | 1.08 | 1.06 | 1.09 | 1.09 | 1.07 | 1.09 | 1.05 | 0.95 | 0.44 | 0.02 | 0 | 0 | 0 | 0 | 0 | 0 | 0 | 0 | 0 | 0 | 0.16 | 0.78 | 1.1 | 1.15 | 1.15 | 1.14 | 1.16 | 1.16 | 1.19 | 1.19 | 1.16 | 1.1 | 0.68 | 0.11 | 0 | 0 | 0 | 0 | 0 | 0 | 0 | 0 | 0 | 0 | 0.24 | 0.86 | 1.17 | 1.25 | 1.26 | 1.27 | 1.28 | 1.28 | 1.27 | 1.27 | 1.24 | 1.15 | 0.85 | 0.24 | 0 | 0 | 0 | 0 | 0 | 0 | 0 | 0 | 0 | 0 | 0.11 | 0.69 | 1.11 | 1.23 | 1.25 | 1.25 | 1.25 | 1.25 | 1.23 | 1.23 | 1.18 | 1.09 | 0.77 | 0.18 | 0 | 0 | 0 | 0 | 0 | 0 | 0 | 0 | 0 | 0 | 0.02 | 0.4 | 0.93 | 1.13 | 1.18 | 1.19 | 1.2 | 1.19 | 1.18 | 1.17 | 1.1 | 0.9 | 0.4 | 0.02 | 0 | 0 | 0 | 0 | 0 | 0 | 0 | 0 | 0 | 0 | 0 | 0.25 | 0.88 | 1.11 | 1.15 | 1.14 | 1.13 | 1.13 | 1.14 | 1.15 | 1.08 | 0.71 | 0.14 | 0 | 0 | 0 | 0 | 0 | 0 | 0 | 0 | 0 | 0 | 0 | 0 | 0.07 | 0.58 | 0.97 | 1 | 0.98 | 0.95 | 0.96 | 0.98 | 0.97 | 0.82 | 0.27 | 0.01 | 0 | 0 | 0 | 0 | 0 | 0 | 0 | 0 | 0 | 0 | 0 | 0 | 0 | 0.23 | 0.69 | 0.81 | 0.79 | 0.77 | 0.79 | 0.81 | 0.76 | 0.48 | 0.06 | 0 | 0 | 0 | 0 | 0 | 0 | 0 | 0 | 0 | 0 | 0 | 0 | 0 | 0 | 0.04 | 0.31 | 0.5 | 0.61 | 0.64 | 0.63 | 0.61 | 0.56 | 0.31 | 0.03 | 0 | 0 | 0 | 0 | 0 | 0 | 0
MERCED_1_SOLAR2 |  | Solar_1Axis | Solar Tracking | CISO | North | Norcal | EO | 1.5 | 0 | 0 | 0 | 0 | 0 | 0 | 0 | 0.03 | 0.25 | 0.47 | 0.58 | 0.64 | 0.64 | 0.6 | 0.56 | 0.39 | 0.08 | 0 | 0 | 0 | 0 | 0 | 0 | 0 | 0 | 0 | 0 | 0 | 0 | 0 | 0 | 0.19 | 0.77 | 0.96 | 0.98 | 0.93 | 0.92 | 0.91 | 0.93 | 0.79 | 0.42 | 0.02 | 0 | 0 | 0 | 0 | 0 | 0 | 0 | 0 | 0 | 0 | 0 | 0 | 0.04 | 0.48 | 0.9 | 0.96 | 0.9 | 0.93 | 0.91 | 0.84 | 0.78 | 0.72 | 0.51 | 0.12 | 0 | 0 | 0 | 0 | 0 | 0 | 0 | 0 | 0 | 0 | 0 | 0.02 | 0.45 | 0.99 | 1.09 | 1.08 | 1.06 | 1.09 | 1.09 | 1.07 | 1.09 | 1.05 | 0.95 | 0.44 | 0.02 | 0 | 0 | 0 | 0 | 0 | 0 | 0 | 0 | 0 | 0 | 0.16 | 0.78 | 1.1 | 1.15 | 1.15 | 1.14 | 1.16 | 1.16 | 1.19 | 1.19 | 1.16 | 1.1 | 0.68 | 0.11 | 0 | 0 | 0 | 0 | 0 | 0 | 0 | 0 | 0 | 0 | 0.24 | 0.86 | 1.17 | 1.25 | 1.26 | 1.27 | 1.28 | 1.28 | 1.27 | 1.27 | 1.24 | 1.15 | 0.85 | 0.24 | 0 | 0 | 0 | 0 | 0 | 0 | 0 | 0 | 0 | 0 | 0.11 | 0.69 | 1.11 | 1.23 | 1.25 | 1.25 | 1.25 | 1.25 | 1.23 | 1.23 | 1.18 | 1.09 | 0.77 | 0.18 | 0 | 0 | 0 | 0 | 0 | 0 | 0 | 0 | 0 | 0 | 0.02 | 0.4 | 0.93 | 1.13 | 1.18 | 1.19 | 1.2 | 1.19 | 1.18 | 1.17 | 1.1 | 0.9 | 0.4 | 0.02 | 0 | 0 | 0 | 0 | 0 | 0 | 0 | 0 | 0 | 0 | 0 | 0.25 | 0.88 | 1.11 | 1.15 | 1.14 | 1.13 | 1.13 | 1.14 | 1.15 | 1.08 | 0.71 | 0.14 | 0 | 0 | 0 | 0 | 0 | 0 | 0 | 0 | 0 | 0 | 0 | 0 | 0.07 | 0.58 | 0.97 | 1 | 0.98 | 0.95 | 0.96 | 0.98 | 0.97 | 0.82 | 0.27 | 0.01 | 0 | 0 | 0 | 0 | 0 | 0 | 0 | 0 | 0 | 0 | 0 | 0 | 0 | 0.23 | 0.69 | 0.81 | 0.79 | 0.77 | 0.79 | 0.81 | 0.76 | 0.48 | 0.06 | 0 | 0 | 0 | 0 | 0 | 0 | 0 | 0 | 0 | 0 | 0 | 0 | 0 | 0 | 0.04 | 0.31 | 0.5 | 0.61 | 0.64 | 0.63 | 0.61 | 0.56 | 0.31 | 0.03 | 0 | 0 | 0 | 0 | 0 | 0 | 0
MIDWD_2_WIND2 |  | Wind | Wind | CISO | South | Socal | FC | 3 | 0.28 | 0.29 | 0.33 | 0.31 | 0.31 | 0.29 | 0.23 | 0.2 | 0.21 | 0.21 | 0.21 | 0.22 | 0.25 | 0.28 | 0.28 | 0.31 | 0.27 | 0.27 | 0.25 | 0.26 | 0.25 | 0.24 | 0.25 | 0.24 | 0.37 | 0.41 | 0.43 | 0.4 | 0.35 | 0.33 | 0.35 | 0.35 | 0.34 | 0.38 | 0.4 | 0.4 | 0.47 | 0.44 | 0.5 | 0.45 | 0.53 | 0.53 | 0.61 | 0.58 | 0.59 | 0.54 | 0.48 | 0.41 | 0.61 | 0.63 | 0.59 | 0.55 | 0.51 | 0.44 | 0.42 | 0.4 | 0.44 | 0.39 | 0.39 | 0.44 | 0.49 | 0.57 | 0.6 | 0.67 | 0.69 | 0.7 | 0.68 | 0.67 | 0.66 | 0.67 | 0.71 | 0.64 | 1.09 | 0.97 | 0.85 | 0.72 | 0.62 | 0.54 | 0.37 | 0.28 | 0.26 | 0.25 | 0.23 | 0.25 | 0.27 | 0.41 | 0.61 | 0.81 | 0.98 | 1.07 | 1.1 | 1.13 | 1.19 | 1.13 | 1.09 | 1.1 | 1.21 | 1.14 | 1.12 | 1.01 | 0.83 | 0.69 | 0.51 | 0.39 | 0.28 | 0.22 | 0.19 | 0.18 | 0.25 | 0.42 | 0.69 | 0.99 | 1.15 | 1.27 | 1.24 | 1.24 | 1.26 | 1.28 | 1.32 | 1.23 | 1.21 | 1.14 | 1.04 | 0.88 | 0.77 | 0.6 | 0.43 | 0.29 | 0.22 | 0.15 | 0.18 | 0.19 | 0.23 | 0.35 | 0.57 | 0.79 | 0.97 | 1.13 | 1.25 | 1.37 | 1.34 | 1.34 | 1.33 | 1.27 | 1.36 | 1.25 | 1.11 | 1 | 0.87 | 0.68 | 0.5 | 0.31 | 0.19 | 0.14 | 0.17 | 0.23 | 0.33 | 0.5 | 0.68 | 0.92 | 1.12 | 1.28 | 1.39 | 1.42 | 1.48 | 1.47 | 1.44 | 1.39 | 1.11 | 1 | 0.86 | 0.7 | 0.62 | 0.5 | 0.34 | 0.22 | 0.16 | 0.13 | 0.15 | 0.18 | 0.27 | 0.38 | 0.53 | 0.71 | 0.9 | 1.04 | 1.18 | 1.26 | 1.26 | 1.22 | 1.19 | 1.15 | 0.76 | 0.73 | 0.68 | 0.52 | 0.45 | 0.38 | 0.29 | 0.21 | 0.16 | 0.17 | 0.21 | 0.25 | 0.3 | 0.37 | 0.49 | 0.57 | 0.64 | 0.75 | 0.87 | 0.92 | 0.9 | 0.85 | 0.79 | 0.75 | 0.34 | 0.33 | 0.31 | 0.28 | 0.26 | 0.25 | 0.17 | 0.13 | 0.11 | 0.12 | 0.15 | 0.16 | 0.15 | 0.17 | 0.18 | 0.22 | 0.3 | 0.34 | 0.39 | 0.45 | 0.4 | 0.37 | 0.33 | 0.33 | 0.17 | 0.19 | 0.19 | 0.19 | 0.18 | 0.18 | 0.17 | 0.15 | 0.15 | 0.17 | 0.19 | 0.22 | 0.21 | 0.21 | 0.23 | 0.23 | 0.2 | 0.2 | 0.24 | 0.25 | 0.25 | 0.22 | 0.2 | 0.18 | 0.2 | 0.2 | 0.21 | 0.2 | 0.21 | 0.2 | 0.18 | 0.21 | 0.2 | 0.18 | 0.18 | 0.19 | 0.21 | 0.24 | 0.22 | 0.19 | 0.19 | 0.19 | 0.2 | 0.2 | 0.21 | 0.23 | 0.23 | 0.22
MIDWD_7_CORAMB |  | Wind | Wind | CISO | South | Socal | FC | 7.5 | 0.7 | 0.72 | 0.83 | 0.78 | 0.77 | 0.72 | 0.59 | 0.51 | 0.53 | 0.53 | 0.53 | 0.55 | 0.61 | 0.7 | 0.7 | 0.77 | 0.67 | 0.67 | 0.63 | 0.64 | 0.61 | 0.6 | 0.63 | 0.6 | 0.93 | 1.03 | 1.06 | 1 | 0.89 | 0.84 | 0.87 | 0.88 | 0.85 | 0.95 | 0.99 | 1.01 | 1.18 | 1.1 | 1.26 | 1.11 | 1.33 | 1.32 | 1.52 | 1.46 | 1.48 | 1.34 | 1.2 | 1.02 | 1.52 | 1.58 | 1.47 | 1.39 | 1.28 | 1.09 | 1.05 | 1 | 1.09 | 0.96 | 0.98 | 1.1 | 1.22 | 1.43 | 1.5 | 1.68 | 1.72 | 1.75 | 1.7 | 1.68 | 1.65 | 1.67 | 1.78 | 1.6 | 2.71 | 2.43 | 2.12 | 1.8 | 1.55 | 1.34 | 0.93 | 0.7 | 0.66 | 0.62 | 0.57 | 0.62 | 0.68 | 1.02 | 1.53 | 2.03 | 2.44 | 2.67 | 2.74 | 2.82 | 2.98 | 2.82 | 2.72 | 2.75 | 3.04 | 2.86 | 2.8 | 2.52 | 2.08 | 1.71 | 1.28 | 0.99 | 0.69 | 0.55 | 0.49 | 0.46 | 0.64 | 1.05 | 1.71 | 2.47 | 2.87 | 3.17 | 3.09 | 3.09 | 3.16 | 3.21 | 3.29 | 3.08 | 3.02 | 2.84 | 2.61 | 2.21 | 1.92 | 1.51 | 1.07 | 0.71 | 0.56 | 0.38 | 0.45 | 0.47 | 0.57 | 0.89 | 1.43 | 1.98 | 2.42 | 2.82 | 3.13 | 3.44 | 3.36 | 3.35 | 3.32 | 3.19 | 3.39 | 3.13 | 2.76 | 2.49 | 2.18 | 1.7 | 1.24 | 0.76 | 0.48 | 0.35 | 0.43 | 0.58 | 0.83 | 1.24 | 1.7 | 2.3 | 2.81 | 3.19 | 3.46 | 3.55 | 3.69 | 3.67 | 3.6 | 3.48 | 2.78 | 2.5 | 2.16 | 1.75 | 1.54 | 1.24 | 0.86 | 0.54 | 0.39 | 0.32 | 0.36 | 0.46 | 0.67 | 0.94 | 1.34 | 1.77 | 2.25 | 2.59 | 2.94 | 3.14 | 3.15 | 3.05 | 2.99 | 2.87 | 1.89 | 1.83 | 1.69 | 1.3 | 1.12 | 0.95 | 0.72 | 0.51 | 0.39 | 0.43 | 0.52 | 0.61 | 0.75 | 0.93 | 1.22 | 1.43 | 1.59 | 1.88 | 2.17 | 2.29 | 2.26 | 2.12 | 1.99 | 1.88 | 0.84 | 0.82 | 0.78 | 0.7 | 0.64 | 0.61 | 0.44 | 0.32 | 0.27 | 0.29 | 0.38 | 0.41 | 0.38 | 0.43 | 0.45 | 0.56 | 0.76 | 0.85 | 0.97 | 1.11 | 1 | 0.91 | 0.84 | 0.82 | 0.44 | 0.48 | 0.46 | 0.49 | 0.45 | 0.44 | 0.42 | 0.36 | 0.38 | 0.43 | 0.47 | 0.54 | 0.52 | 0.53 | 0.56 | 0.58 | 0.51 | 0.5 | 0.6 | 0.62 | 0.61 | 0.55 | 0.5 | 0.46 | 0.49 | 0.5 | 0.53 | 0.51 | 0.53 | 0.5 | 0.45 | 0.54 | 0.5 | 0.45 | 0.44 | 0.47 | 0.53 | 0.59 | 0.55 | 0.47 | 0.48 | 0.49 | 0.5 | 0.49 | 0.53 | 0.57 | 0.58 | 0.54
MIRLOM_2_CREST |  | Solar_Fixed | Solar Fixed | CISO | South | Socal | EO | 1.5 | 0 | 0 | 0 | 0 | 0 | 0 | 0 | 0.18 | 0.62 | 0.84 | 0.93 | 0.96 | 0.92 | 0.88 | 0.74 | 0.41 | 0.06 | 0 | 0 | 0 | 0 | 0 | 0 | 0 | 0 | 0 | 0 | 0 | 0 | 0 | 0.01 | 0.33 | 0.79 | 0.96 | 1.02 | 1.04 | 0.99 | 0.94 | 0.85 | 0.67 | 0.24 | 0.01 | 0 | 0 | 0 | 0 | 0 | 0 | 0 | 0 | 0 | 0 | 0 | 0 | 0.11 | 0.57 | 0.88 | 1.01 | 1.03 | 1.04 | 1 | 0.95 | 0.85 | 0.69 | 0.37 | 0.05 | 0 | 0 | 0 | 0 | 0 | 0 | 0 | 0 | 0 | 0 | 0 | 0.05 | 0.44 | 0.89 | 1.12 | 1.21 | 1.26 | 1.26 | 1.24 | 1.21 | 1.11 | 0.96 | 0.65 | 0.17 | 0 | 0 | 0 | 0 | 0 | 0 | 0 | 0 | 0 | 0 | 0 | 0.18 | 0.63 | 0.94 | 1.13 | 1.25 | 1.3 | 1.31 | 1.3 | 1.27 | 1.19 | 1.04 | 0.76 | 0.29 | 0.02 | 0 | 0 | 0 | 0 | 0 | 0 | 0 | 0 | 0 | 0.01 | 0.2 | 0.61 | 0.92 | 1.14 | 1.25 | 1.32 | 1.32 | 1.31 | 1.27 | 1.17 | 1.03 | 0.8 | 0.38 | 0.05 | 0 | 0 | 0 | 0 | 0 | 0 | 0 | 0 | 0 | 0 | 0.11 | 0.44 | 0.8 | 1.02 | 1.15 | 1.23 | 1.26 | 1.25 | 1.21 | 1.11 | 0.97 | 0.74 | 0.34 | 0.04 | 0 | 0 | 0 | 0 | 0 | 0 | 0 | 0 | 0 | 0 | 0.04 | 0.38 | 0.81 | 1.02 | 1.16 | 1.27 | 1.29 | 1.24 | 1.2 | 1.1 | 0.94 | 0.63 | 0.18 | 0.01 | 0 | 0 | 0 | 0 | 0 | 0 | 0 | 0 | 0 | 0 | 0.01 | 0.3 | 0.79 | 1.03 | 1.16 | 1.24 | 1.25 | 1.25 | 1.2 | 1.08 | 0.86 | 0.4 | 0.04 | 0 | 0 | 0 | 0 | 0 | 0 | 0 | 0 | 0 | 0 | 0 | 0 | 0.19 | 0.7 | 1 | 1.12 | 1.2 | 1.21 | 1.19 | 1.14 | 1.02 | 0.67 | 0.16 | 0 | 0 | 0 | 0 | 0 | 0 | 0 | 0 | 0 | 0 | 0 | 0 | 0 | 0.05 | 0.45 | 0.88 | 1.02 | 1.08 | 1.1 | 1.07 | 1 | 0.83 | 0.39 | 0.03 | 0 | 0 | 0 | 0 | 0 | 0 | 0 | 0 | 0 | 0 | 0 | 0 | 0 | 0.01 | 0.2 | 0.58 | 0.78 | 0.85 | 0.9 | 0.89 | 0.81 | 0.64 | 0.29 | 0.02 | 0 | 0 | 0 | 0 | 0 | 0 | 0
MIRLOM_2_LNDFL |  | Solar_1Axis | Solar Tracking | CISO | South | Socal | FC | 3 | 0 | 0 | 0 | 0 | 0 | 0 | 0 | 0.33 | 1.23 | 1.58 | 1.65 | 1.68 | 1.66 | 1.56 | 1.44 | 0.91 | 0.18 | 0 | 0 | 0 | 0 | 0 | 0 | 0 | 0 | 0 | 0 | 0 | 0 | 0 | 0.02 | 0.77 | 1.88 | 2 | 1.99 | 1.92 | 1.86 | 1.81 | 1.78 | 1.6 | 0.7 | 0.03 | 0 | 0 | 0 | 0 | 0 | 0 | 0 | 0 | 0 | 0 | 0 | 0 | 0.23 | 1.38 | 1.9 | 1.97 | 1.93 | 1.88 | 1.87 | 1.7 | 1.54 | 1.39 | 0.99 | 0.15 | 0 | 0 | 0 | 0 | 0 | 0 | 0 | 0 | 0 | 0 | 0 | 0.13 | 1.28 | 2.27 | 2.39 | 2.45 | 2.43 | 2.44 | 2.42 | 2.41 | 2.34 | 2.21 | 1.83 | 0.61 | 0.01 | 0 | 0 | 0 | 0 | 0 | 0 | 0 | 0 | 0 | 0 | 0.49 | 1.72 | 2.35 | 2.5 | 2.56 | 2.57 | 2.59 | 2.58 | 2.55 | 2.48 | 2.38 | 2.08 | 1.02 | 0.1 | 0 | 0 | 0 | 0 | 0 | 0 | 0 | 0 | 0 | 0.01 | 0.59 | 1.72 | 2.25 | 2.43 | 2.53 | 2.55 | 2.56 | 2.56 | 2.53 | 2.47 | 2.38 | 2.11 | 1.28 | 0.22 | 0 | 0 | 0 | 0 | 0 | 0 | 0 | 0 | 0 | 0 | 0.27 | 1.34 | 2.1 | 2.38 | 2.5 | 2.52 | 2.51 | 2.49 | 2.46 | 2.4 | 2.29 | 2.02 | 1.17 | 0.19 | 0 | 0 | 0 | 0 | 0 | 0 | 0 | 0 | 0 | 0 | 0.09 | 1 | 1.88 | 2.24 | 2.4 | 2.45 | 2.45 | 2.4 | 2.34 | 2.24 | 2.07 | 1.64 | 0.61 | 0.02 | 0 | 0 | 0 | 0 | 0 | 0 | 0 | 0 | 0 | 0 | 0.02 | 0.74 | 1.94 | 2.25 | 2.37 | 2.39 | 2.39 | 2.38 | 2.35 | 2.31 | 2.09 | 1.17 | 0.14 | 0 | 0 | 0 | 0 | 0 | 0 | 0 | 0 | 0 | 0 | 0 | 0 | 0.42 | 1.68 | 2.14 | 2.2 | 2.18 | 2.19 | 2.2 | 2.21 | 2.16 | 1.69 | 0.48 | 0.01 | 0 | 0 | 0 | 0 | 0 | 0 | 0 | 0 | 0 | 0 | 0 | 0 | 0.08 | 0.99 | 1.84 | 1.99 | 1.94 | 1.89 | 1.91 | 1.92 | 1.82 | 1.05 | 0.1 | 0 | 0 | 0 | 0 | 0 | 0 | 0 | 0 | 0 | 0 | 0 | 0 | 0 | 0 | 0.37 | 1.16 | 1.4 | 1.47 | 1.45 | 1.49 | 1.41 | 1.29 | 0.73 | 0.06 | 0 | 0 | 0 | 0 | 0 | 0 | 0
MNDOTA_1_SOLAR1 |  | Solar_1Axis | Solar Tracking | CISO | North | Norcal | FC | 60 | 0 | 0 | 0 | 0 | 0 | 0 | 0 | 1.27 | 9.83 | 18.74 | 23.17 | 25.51 | 25.52 | 24.09 | 22.55 | 15.4 | 3.36 | 0 | 0 | 0 | 0 | 0 | 0 | 0 | 0 | 0 | 0 | 0 | 0 | 0 | 0.01 | 7.41 | 30.81 | 38.41 | 39.23 | 37.18 | 36.64 | 36.4 | 37.19 | 31.72 | 16.64 | 0.92 | 0 | 0 | 0 | 0 | 0 | 0 | 0 | 0 | 0 | 0 | 0 | 0 | 1.55 | 19.16 | 35.96 | 38.53 | 36.16 | 37.14 | 36.59 | 33.68 | 31.1 | 28.97 | 20.39 | 4.72 | 0.01 | 0 | 0 | 0 | 0 | 0 | 0 | 0 | 0 | 0 | 0 | 0.83 | 17.9 | 39.5 | 43.45 | 43.21 | 42.45 | 43.47 | 43.57 | 42.92 | 43.62 | 41.82 | 38.14 | 17.7 | 0.82 | 0 | 0 | 0 | 0 | 0 | 0 | 0 | 0 | 0 | 0.01 | 6.6 | 31.14 | 43.91 | 45.91 | 45.97 | 45.56 | 46.53 | 46.52 | 47.59 | 47.58 | 46.53 | 43.86 | 27.14 | 4.22 | 0 | 0 | 0 | 0 | 0 | 0 | 0 | 0 | 0 | 0.04 | 9.47 | 34.41 | 46.62 | 49.92 | 50.54 | 50.92 | 51.21 | 51.07 | 50.62 | 50.6 | 49.5 | 45.92 | 34.02 | 9.59 | 0.11 | 0 | 0 | 0 | 0 | 0 | 0 | 0 | 0 | 0 | 4.3 | 27.61 | 44.52 | 49.13 | 49.81 | 50.16 | 49.96 | 49.86 | 49.32 | 49.23 | 47.23 | 43.78 | 30.71 | 7.22 | 0.04 | 0 | 0 | 0 | 0 | 0 | 0 | 0 | 0 | 0 | 0.61 | 16.18 | 37.38 | 45.2 | 47.3 | 47.51 | 47.88 | 47.51 | 47.13 | 46.8 | 44.04 | 36.12 | 16.03 | 0.89 | 0 | 0 | 0 | 0 | 0 | 0 | 0 | 0 | 0 | 0 | 0.06 | 9.88 | 35.24 | 44.39 | 45.89 | 45.56 | 45.04 | 45.12 | 45.76 | 45.96 | 43.31 | 28.51 | 5.6 | 0.01 | 0 | 0 | 0 | 0 | 0 | 0 | 0 | 0 | 0 | 0 | 0 | 2.95 | 23.39 | 38.69 | 39.86 | 39.06 | 38.08 | 38.37 | 39.06 | 38.91 | 32.75 | 10.89 | 0.23 | 0 | 0 | 0 | 0 | 0 | 0 | 0 | 0 | 0 | 0 | 0 | 0 | 0.11 | 9.12 | 27.46 | 32.34 | 31.73 | 30.72 | 31.62 | 32.55 | 30.58 | 19.16 | 2.27 | 0 | 0 | 0 | 0 | 0 | 0 | 0 | 0 | 0 | 0 | 0 | 0 | 0 | 0 | 1.79 | 12.28 | 20.15 | 24.49 | 25.73 | 25.05 | 24.26 | 22.43 | 12.54 | 1.35 | 0 | 0 | 0 | 0 | 0 | 0 | 0
MNDOTA_1_SOLAR2 |  | Solar_1Axis | Solar Tracking | CISO | North | Norcal | EO | 5 | 0 | 0 | 0 | 0 | 0 | 0 | 0 | 0.11 | 0.82 | 1.56 | 1.93 | 2.13 | 2.13 | 2.01 | 1.88 | 1.28 | 0.28 | 0 | 0 | 0 | 0 | 0 | 0 | 0 | 0 | 0 | 0 | 0 | 0 | 0 | 0 | 0.62 | 2.57 | 3.2 | 3.27 | 3.1 | 3.05 | 3.03 | 3.1 | 2.64 | 1.39 | 0.08 | 0 | 0 | 0 | 0 | 0 | 0 | 0 | 0 | 0 | 0 | 0 | 0 | 0.13 | 1.6 | 3 | 3.21 | 3.01 | 3.1 | 3.05 | 2.81 | 2.59 | 2.41 | 1.7 | 0.39 | 0 | 0 | 0 | 0 | 0 | 0 | 0 | 0 | 0 | 0 | 0 | 0.07 | 1.49 | 3.29 | 3.62 | 3.6 | 3.54 | 3.62 | 3.63 | 3.58 | 3.63 | 3.48 | 3.18 | 1.48 | 0.07 | 0 | 0 | 0 | 0 | 0 | 0 | 0 | 0 | 0 | 0 | 0.55 | 2.59 | 3.66 | 3.83 | 3.83 | 3.8 | 3.88 | 3.88 | 3.97 | 3.97 | 3.88 | 3.65 | 2.26 | 0.35 | 0 | 0 | 0 | 0 | 0 | 0 | 0 | 0 | 0 | 0 | 0.79 | 2.87 | 3.89 | 4.16 | 4.21 | 4.24 | 4.27 | 4.26 | 4.22 | 4.22 | 4.12 | 3.83 | 2.84 | 0.8 | 0.01 | 0 | 0 | 0 | 0 | 0 | 0 | 0 | 0 | 0 | 0.36 | 2.3 | 3.71 | 4.09 | 4.15 | 4.18 | 4.16 | 4.16 | 4.11 | 4.1 | 3.94 | 3.65 | 2.56 | 0.6 | 0 | 0 | 0 | 0 | 0 | 0 | 0 | 0 | 0 | 0 | 0.05 | 1.35 | 3.12 | 3.77 | 3.94 | 3.96 | 3.99 | 3.96 | 3.93 | 3.9 | 3.67 | 3.01 | 1.34 | 0.07 | 0 | 0 | 0 | 0 | 0 | 0 | 0 | 0 | 0 | 0 | 0.01 | 0.82 | 2.94 | 3.7 | 3.82 | 3.8 | 3.75 | 3.76 | 3.81 | 3.83 | 3.61 | 2.38 | 0.47 | 0 | 0 | 0 | 0 | 0 | 0 | 0 | 0 | 0 | 0 | 0 | 0 | 0.25 | 1.95 | 3.22 | 3.32 | 3.26 | 3.17 | 3.2 | 3.25 | 3.24 | 2.73 | 0.91 | 0.02 | 0 | 0 | 0 | 0 | 0 | 0 | 0 | 0 | 0 | 0 | 0 | 0 | 0.01 | 0.76 | 2.29 | 2.7 | 2.64 | 2.56 | 2.63 | 2.71 | 2.55 | 1.6 | 0.19 | 0 | 0 | 0 | 0 | 0 | 0 | 0 | 0 | 0 | 0 | 0 | 0 | 0 | 0 | 0.15 | 1.02 | 1.68 | 2.04 | 2.14 | 2.09 | 2.02 | 1.87 | 1.05 | 0.11 | 0 | 0 | 0 | 0 | 0 | 0 | 0
MOJAVW_2_SOLAR |  | Solar_1Axis | Solar Tracking | CISO | South | Socal | FC | 20 | 0 | 0 | 0 | 0 | 0 | 0 | 0.01 | 2.23 | 8.17 | 10.55 | 10.97 | 11.2 | 11.07 | 10.39 | 9.62 | 6.06 | 1.19 | 0 | 0 | 0 | 0 | 0 | 0 | 0 | 0 | 0 | 0 | 0 | 0 | 0 | 0.14 | 5.11 | 12.5 | 13.36 | 13.24 | 12.8 | 12.38 | 12.09 | 11.87 | 10.68 | 4.66 | 0.17 | 0 | 0 | 0 | 0 | 0 | 0 | 0 | 0 | 0 | 0 | 0 | 0 | 1.54 | 9.18 | 12.65 | 13.11 | 12.87 | 12.55 | 12.47 | 11.32 | 10.3 | 9.29 | 6.6 | 1 | 0 | 0 | 0 | 0 | 0 | 0 | 0 | 0 | 0 | 0 | 0 | 0.88 | 8.53 | 15.11 | 15.92 | 16.31 | 16.19 | 16.3 | 16.12 | 16.08 | 15.58 | 14.76 | 12.17 | 4.04 | 0.1 | 0 | 0 | 0 | 0 | 0 | 0 | 0 | 0 | 0 | 0.03 | 3.29 | 11.45 | 15.64 | 16.7 | 17.07 | 17.11 | 17.25 | 17.22 | 16.99 | 16.57 | 15.9 | 13.89 | 6.83 | 0.64 | 0 | 0 | 0 | 0 | 0 | 0 | 0 | 0 | 0 | 0.06 | 3.9 | 11.46 | 15.03 | 16.2 | 16.85 | 16.99 | 17.08 | 17.05 | 16.86 | 16.44 | 15.87 | 14.08 | 8.5 | 1.46 | 0 | 0 | 0 | 0 | 0 | 0 | 0 | 0 | 0 | 0.01 | 1.83 | 8.92 | 13.98 | 15.85 | 16.65 | 16.81 | 16.76 | 16.62 | 16.42 | 15.97 | 15.29 | 13.46 | 7.79 | 1.24 | 0 | 0 | 0 | 0 | 0 | 0 | 0 | 0 | 0 | 0 | 0.62 | 6.68 | 12.56 | 14.94 | 16.02 | 16.37 | 16.33 | 16.01 | 15.57 | 14.94 | 13.78 | 10.96 | 4.06 | 0.12 | 0 | 0 | 0 | 0 | 0 | 0 | 0 | 0 | 0 | 0 | 0.14 | 4.94 | 12.9 | 15.03 | 15.81 | 15.93 | 15.93 | 15.84 | 15.66 | 15.43 | 13.93 | 7.79 | 0.93 | 0 | 0 | 0 | 0 | 0 | 0 | 0 | 0 | 0 | 0 | 0 | 0.01 | 2.82 | 11.22 | 14.25 | 14.69 | 14.56 | 14.6 | 14.67 | 14.74 | 14.42 | 11.28 | 3.18 | 0.04 | 0 | 0 | 0 | 0 | 0 | 0 | 0 | 0 | 0 | 0 | 0 | 0 | 0.52 | 6.58 | 12.29 | 13.29 | 12.93 | 12.58 | 12.74 | 12.77 | 12.16 | 7.01 | 0.7 | 0 | 0 | 0 | 0 | 0 | 0 | 0 | 0 | 0 | 0 | 0 | 0 | 0 | 0.02 | 2.44 | 7.76 | 9.33 | 9.83 | 9.63 | 9.95 | 9.4 | 8.58 | 4.88 | 0.42 | 0 | 0 | 0 | 0 | 0 | 0 | 0
MORWD_6_QF |  | Wind | Wind | CISO | South | Socal | FC | 38.16 | 3.54 | 3.68 | 4.21 | 3.96 | 3.92 | 3.65 | 2.99 | 2.58 | 2.72 | 2.72 | 2.7 | 2.82 | 3.12 | 3.58 | 3.56 | 3.9 | 3.42 | 3.42 | 3.21 | 3.25 | 3.13 | 3.06 | 3.19 | 3.04 | 4.72 | 5.22 | 5.41 | 5.11 | 4.51 | 4.26 | 4.45 | 4.5 | 4.34 | 4.86 | 5.04 | 5.14 | 5.99 | 5.58 | 6.41 | 5.67 | 6.78 | 6.71 | 7.74 | 7.44 | 7.52 | 6.81 | 6.13 | 5.17 | 7.72 | 8.04 | 7.5 | 7.06 | 6.49 | 5.57 | 5.35 | 5.11 | 5.57 | 4.9 | 4.99 | 5.59 | 6.23 | 7.28 | 7.64 | 8.53 | 8.74 | 8.93 | 8.67 | 8.56 | 8.41 | 8.5 | 9.04 | 8.14 | 13.81 | 12.36 | 10.77 | 9.17 | 7.89 | 6.81 | 4.75 | 3.58 | 3.35 | 3.14 | 2.91 | 3.14 | 3.44 | 5.21 | 7.81 | 10.34 | 12.43 | 13.58 | 13.96 | 14.36 | 15.17 | 14.33 | 13.84 | 13.99 | 15.44 | 14.54 | 14.22 | 12.83 | 10.57 | 8.72 | 6.51 | 5.02 | 3.5 | 2.82 | 2.48 | 2.33 | 3.24 | 5.35 | 8.72 | 12.59 | 14.62 | 16.12 | 15.74 | 15.74 | 16.06 | 16.32 | 16.73 | 15.69 | 15.39 | 14.45 | 13.28 | 11.24 | 9.78 | 7.67 | 5.42 | 3.63 | 2.86 | 1.92 | 2.27 | 2.37 | 2.92 | 4.51 | 7.29 | 10.08 | 12.31 | 14.34 | 15.93 | 17.48 | 17.09 | 17.02 | 16.88 | 16.22 | 17.25 | 15.92 | 14.07 | 12.68 | 11.1 | 8.64 | 6.33 | 3.89 | 2.44 | 1.78 | 2.17 | 2.97 | 4.24 | 6.31 | 8.66 | 11.73 | 14.29 | 16.25 | 17.62 | 18.04 | 18.77 | 18.66 | 18.34 | 17.71 | 14.17 | 12.74 | 11 | 8.92 | 7.84 | 6.3 | 4.37 | 2.75 | 1.99 | 1.63 | 1.85 | 2.35 | 3.41 | 4.77 | 6.79 | 9 | 11.45 | 13.2 | 14.95 | 15.97 | 16.04 | 15.53 | 15.19 | 14.59 | 9.63 | 9.32 | 8.62 | 6.63 | 5.71 | 4.85 | 3.65 | 2.62 | 1.99 | 2.18 | 2.67 | 3.12 | 3.83 | 4.75 | 6.23 | 7.28 | 8.1 | 9.57 | 11.06 | 11.64 | 11.49 | 10.81 | 10.1 | 9.58 | 4.3 | 4.17 | 3.97 | 3.54 | 3.25 | 3.12 | 2.22 | 1.63 | 1.37 | 1.5 | 1.93 | 2.08 | 1.92 | 2.17 | 2.3 | 2.85 | 3.84 | 4.34 | 4.94 | 5.67 | 5.11 | 4.64 | 4.26 | 4.2 | 2.22 | 2.45 | 2.37 | 2.48 | 2.29 | 2.24 | 2.12 | 1.85 | 1.93 | 2.18 | 2.39 | 2.76 | 2.64 | 2.7 | 2.87 | 2.94 | 2.58 | 2.52 | 3.05 | 3.14 | 3.12 | 2.78 | 2.54 | 2.35 | 2.5 | 2.56 | 2.71 | 2.58 | 2.71 | 2.57 | 2.27 | 2.72 | 2.54 | 2.28 | 2.25 | 2.39 | 2.72 | 3.02 | 2.8 | 2.37 | 2.43 | 2.47 | 2.57 | 2.5 | 2.7 | 2.9 | 2.97 | 2.76
MRLSDS_6_SOLAR1 |  | Solar_1Axis | Solar Tracking | CISO | North | Norcal | FC | 15 | 0 | 0 | 0 | 0 | 0 | 0 | 0 | 0.32 | 2.46 | 4.68 | 5.79 | 6.38 | 6.38 | 6.02 | 5.64 | 3.85 | 0.84 | 0 | 0 | 0 | 0 | 0 | 0 | 0 | 0 | 0 | 0 | 0 | 0 | 0 | 0 | 1.85 | 7.7 | 9.6 | 9.81 | 9.29 | 9.16 | 9.1 | 9.3 | 7.93 | 4.16 | 0.23 | 0 | 0 | 0 | 0 | 0 | 0 | 0 | 0 | 0 | 0 | 0 | 0 | 0.39 | 4.79 | 8.99 | 9.63 | 9.04 | 9.29 | 9.15 | 8.42 | 7.78 | 7.24 | 5.1 | 1.18 | 0 | 0 | 0 | 0 | 0 | 0 | 0 | 0 | 0 | 0 | 0 | 0.21 | 4.47 | 9.88 | 10.86 | 10.8 | 10.61 | 10.87 | 10.89 | 10.73 | 10.9 | 10.45 | 9.54 | 4.43 | 0.2 | 0 | 0 | 0 | 0 | 0 | 0 | 0 | 0 | 0 | 0 | 1.65 | 7.78 | 10.98 | 11.48 | 11.49 | 11.39 | 11.63 | 11.63 | 11.9 | 11.9 | 11.63 | 10.96 | 6.78 | 1.05 | 0 | 0 | 0 | 0 | 0 | 0 | 0 | 0 | 0 | 0.01 | 2.37 | 8.6 | 11.66 | 12.48 | 12.64 | 12.73 | 12.8 | 12.77 | 12.65 | 12.65 | 12.37 | 11.48 | 8.51 | 2.4 | 0.03 | 0 | 0 | 0 | 0 | 0 | 0 | 0 | 0 | 0 | 1.08 | 6.9 | 11.13 | 12.28 | 12.45 | 12.54 | 12.49 | 12.47 | 12.33 | 12.31 | 11.81 | 10.94 | 7.68 | 1.81 | 0.01 | 0 | 0 | 0 | 0 | 0 | 0 | 0 | 0 | 0 | 0.15 | 4.04 | 9.35 | 11.3 | 11.82 | 11.88 | 11.97 | 11.88 | 11.78 | 11.7 | 11.01 | 9.03 | 4.01 | 0.22 | 0 | 0 | 0 | 0 | 0 | 0 | 0 | 0 | 0 | 0 | 0.02 | 2.47 | 8.81 | 11.1 | 11.47 | 11.39 | 11.26 | 11.28 | 11.44 | 11.49 | 10.83 | 7.13 | 1.4 | 0 | 0 | 0 | 0 | 0 | 0 | 0 | 0 | 0 | 0 | 0 | 0 | 0.74 | 5.85 | 9.67 | 9.96 | 9.77 | 9.52 | 9.59 | 9.76 | 9.73 | 8.19 | 2.72 | 0.06 | 0 | 0 | 0 | 0 | 0 | 0 | 0 | 0 | 0 | 0 | 0 | 0 | 0.03 | 2.28 | 6.86 | 8.09 | 7.93 | 7.68 | 7.9 | 8.14 | 7.65 | 4.79 | 0.57 | 0 | 0 | 0 | 0 | 0 | 0 | 0 | 0 | 0 | 0 | 0 | 0 | 0 | 0 | 0.45 | 3.07 | 5.04 | 6.12 | 6.43 | 6.26 | 6.06 | 5.61 | 3.14 | 0.34 | 0 | 0 | 0 | 0 | 0 | 0 | 0
MSOLAR_2_SOLAR1 |  | Solar_Fixed | Solar Fixed | CISO | South | Socal | FC | 165 | 0 | 0 | 0 | 0 | 0 | 0 | 0.25 | 19.74 | 68.14 | 92.77 | 102.11 | 106.13 | 101.29 | 96.73 | 80.89 | 44.81 | 6.54 | 0 | 0 | 0 | 0 | 0 | 0 | 0 | 0 | 0 | 0 | 0 | 0 | 0 | 1.56 | 35.88 | 86.58 | 105.9 | 112.65 | 113.93 | 109.4 | 103.93 | 93.92 | 73.68 | 26.82 | 0.69 | 0 | 0 | 0 | 0 | 0 | 0 | 0 | 0 | 0 | 0 | 0 | 0.02 | 11.89 | 62.76 | 97.29 | 110.87 | 113.34 | 114.89 | 110.12 | 104.15 | 93.91 | 76.4 | 41.2 | 5.46 | 0 | 0 | 0 | 0 | 0 | 0 | 0 | 0 | 0 | 0 | 0 | 5.81 | 48.6 | 98.16 | 123.15 | 133.55 | 138.84 | 138.92 | 136.34 | 132.71 | 122.11 | 105.4 | 71.96 | 18.82 | 0.48 | 0 | 0 | 0 | 0 | 0 | 0 | 0 | 0 | 0 | 0.34 | 19.39 | 69.23 | 103.65 | 124.59 | 137.33 | 143.17 | 144.48 | 143.08 | 140.12 | 130.94 | 114.48 | 83.45 | 32.37 | 2.51 | 0.01 | 0 | 0 | 0 | 0 | 0 | 0 | 0 | 0 | 0.65 | 21.95 | 67.53 | 101.09 | 125.86 | 137.84 | 144.9 | 145.07 | 144.02 | 139.84 | 128.87 | 112.8 | 87.75 | 41.75 | 5.67 | 0.01 | 0 | 0 | 0 | 0 | 0 | 0 | 0 | 0 | 0.04 | 11.66 | 48.75 | 88.28 | 112.19 | 126.64 | 135.26 | 138.52 | 137.15 | 132.66 | 122.35 | 107.1 | 81.93 | 37.68 | 4.49 | 0.01 | 0 | 0 | 0 | 0 | 0 | 0 | 0 | 0 | 0 | 4.79 | 42.35 | 88.91 | 112.42 | 128.1 | 139.38 | 142.33 | 136.41 | 132.13 | 121.14 | 103.4 | 69.54 | 20.23 | 0.63 | 0 | 0 | 0 | 0 | 0 | 0 | 0 | 0 | 0 | 0 | 1.48 | 33.32 | 86.46 | 113.66 | 127.58 | 135.93 | 137.75 | 137.72 | 131.62 | 118.62 | 94.54 | 44.14 | 4.66 | 0.03 | 0 | 0 | 0 | 0 | 0 | 0 | 0 | 0 | 0 | 0 | 0.27 | 21 | 77.2 | 109.79 | 123.62 | 132.2 | 133.53 | 131.43 | 125.04 | 111.88 | 74.2 | 17.36 | 0.26 | 0 | 0 | 0 | 0 | 0 | 0 | 0 | 0 | 0 | 0 | 0 | 0.02 | 5.45 | 49.01 | 96.34 | 112.02 | 119.02 | 120.6 | 117.32 | 110.47 | 90.95 | 42.53 | 3.19 | 0 | 0 | 0 | 0 | 0 | 0 | 0 | 0 | 0 | 0 | 0 | 0 | 0 | 0.61 | 21.81 | 63.53 | 85.86 | 93.47 | 98.57 | 97.47 | 89.22 | 70.04 | 32.31 | 2.05 | 0 | 0 | 0 | 0 | 0 | 0 | 0
MSOLAR_2_SOLAR2 |  | Solar_Fixed | Solar Fixed | CISO | South | Socal | FC | 100.81 | 0 | 0 | 0 | 0 | 0 | 0 | 0.16 | 12.06 | 41.63 | 56.68 | 62.39 | 64.84 | 61.89 | 59.1 | 49.42 | 27.38 | 3.99 | 0 | 0 | 0 | 0 | 0 | 0 | 0 | 0 | 0 | 0 | 0 | 0 | 0 | 0.95 | 21.92 | 52.9 | 64.7 | 68.83 | 69.61 | 66.84 | 63.5 | 57.38 | 45.01 | 16.38 | 0.42 | 0 | 0 | 0 | 0 | 0 | 0 | 0 | 0 | 0 | 0 | 0 | 0.01 | 7.27 | 38.35 | 59.44 | 67.74 | 69.25 | 70.19 | 67.28 | 63.63 | 57.38 | 46.68 | 25.17 | 3.34 | 0 | 0 | 0 | 0 | 0 | 0 | 0 | 0 | 0 | 0 | 0 | 3.55 | 29.69 | 59.97 | 75.24 | 81.6 | 84.83 | 84.88 | 83.3 | 81.08 | 74.61 | 64.4 | 43.97 | 11.5 | 0.3 | 0 | 0 | 0 | 0 | 0 | 0 | 0 | 0 | 0 | 0.21 | 11.85 | 42.3 | 63.33 | 76.12 | 83.9 | 87.47 | 88.27 | 87.42 | 85.61 | 80 | 69.94 | 50.98 | 19.78 | 1.53 | 0.01 | 0 | 0 | 0 | 0 | 0 | 0 | 0 | 0 | 0.4 | 13.41 | 41.26 | 61.76 | 76.9 | 84.22 | 88.53 | 88.63 | 87.99 | 85.44 | 78.74 | 68.92 | 53.61 | 25.51 | 3.47 | 0.01 | 0 | 0 | 0 | 0 | 0 | 0 | 0 | 0 | 0.02 | 7.12 | 29.78 | 53.94 | 68.55 | 77.37 | 82.64 | 84.63 | 83.8 | 81.05 | 74.75 | 65.43 | 50.06 | 23.02 | 2.75 | 0 | 0 | 0 | 0 | 0 | 0 | 0 | 0 | 0 | 0 | 2.93 | 25.87 | 54.32 | 68.69 | 78.26 | 85.16 | 86.96 | 83.34 | 80.73 | 74.02 | 63.18 | 42.49 | 12.36 | 0.39 | 0 | 0 | 0 | 0 | 0 | 0 | 0 | 0 | 0 | 0 | 0.9 | 20.36 | 52.83 | 69.44 | 77.95 | 83.05 | 84.16 | 84.14 | 80.42 | 72.48 | 57.76 | 26.97 | 2.85 | 0.02 | 0 | 0 | 0 | 0 | 0 | 0 | 0 | 0 | 0 | 0 | 0.17 | 12.83 | 47.17 | 67.08 | 75.53 | 80.77 | 81.59 | 80.3 | 76.39 | 68.36 | 45.33 | 10.61 | 0.16 | 0 | 0 | 0 | 0 | 0 | 0 | 0 | 0 | 0 | 0 | 0 | 0.02 | 3.33 | 29.94 | 58.86 | 68.44 | 72.72 | 73.68 | 71.68 | 67.49 | 55.57 | 25.98 | 1.95 | 0 | 0 | 0 | 0 | 0 | 0 | 0 | 0 | 0 | 0 | 0 | 0 | 0 | 0.37 | 13.33 | 38.81 | 52.46 | 57.11 | 60.22 | 59.55 | 54.51 | 42.79 | 19.74 | 1.25 | 0 | 0 | 0 | 0 | 0 | 0 | 0
MSOLAR_2_SOLAR3 |  | Solar_Fixed | Solar Fixed | CISO | South | Socal | FC | 152 | 0 | 0 | 0 | 0 | 0 | 0 | 0.23 | 18.18 | 62.77 | 85.46 | 94.07 | 97.77 | 93.31 | 89.11 | 74.52 | 41.28 | 6.02 | 0 | 0 | 0 | 0 | 0 | 0 | 0 | 0 | 0 | 0 | 0 | 0 | 0 | 1.44 | 33.06 | 79.76 | 97.56 | 103.78 | 104.95 | 100.78 | 95.74 | 86.52 | 67.87 | 24.7 | 0.63 | 0 | 0 | 0 | 0 | 0 | 0 | 0 | 0 | 0 | 0 | 0 | 0.02 | 10.95 | 57.82 | 89.63 | 102.14 | 104.41 | 105.84 | 101.45 | 95.94 | 86.51 | 70.38 | 37.95 | 5.03 | 0 | 0 | 0 | 0 | 0 | 0 | 0 | 0 | 0 | 0 | 0 | 5.35 | 44.77 | 90.42 | 113.45 | 123.03 | 127.9 | 127.98 | 125.6 | 122.25 | 112.49 | 97.1 | 66.29 | 17.34 | 0.45 | 0 | 0 | 0 | 0 | 0 | 0 | 0 | 0 | 0 | 0.32 | 17.86 | 63.78 | 95.49 | 114.77 | 126.51 | 131.89 | 133.09 | 131.81 | 129.08 | 120.62 | 105.46 | 76.87 | 29.82 | 2.31 | 0.01 | 0 | 0 | 0 | 0 | 0 | 0 | 0 | 0 | 0.6 | 20.22 | 62.21 | 93.12 | 115.95 | 126.98 | 133.48 | 133.64 | 132.68 | 128.82 | 118.72 | 103.91 | 80.84 | 38.46 | 5.22 | 0.01 | 0 | 0 | 0 | 0 | 0 | 0 | 0 | 0 | 0.04 | 10.74 | 44.91 | 81.33 | 103.35 | 116.66 | 124.61 | 127.6 | 126.35 | 122.21 | 112.71 | 98.66 | 75.48 | 34.71 | 4.14 | 0 | 0 | 0 | 0 | 0 | 0 | 0 | 0 | 0 | 0 | 4.41 | 39.01 | 81.9 | 103.56 | 118 | 128.4 | 131.12 | 125.66 | 121.72 | 111.6 | 95.26 | 64.06 | 18.64 | 0.58 | 0 | 0 | 0 | 0 | 0 | 0 | 0 | 0 | 0 | 0 | 1.36 | 30.69 | 79.65 | 104.7 | 117.53 | 125.22 | 126.9 | 126.87 | 121.25 | 109.28 | 87.09 | 40.66 | 4.29 | 0.03 | 0 | 0 | 0 | 0 | 0 | 0 | 0 | 0 | 0 | 0 | 0.25 | 19.34 | 71.12 | 101.14 | 113.88 | 121.78 | 123.01 | 121.07 | 115.19 | 103.07 | 68.36 | 16 | 0.24 | 0 | 0 | 0 | 0 | 0 | 0 | 0 | 0 | 0 | 0 | 0 | 0.02 | 5.02 | 45.15 | 88.75 | 103.19 | 109.64 | 111.1 | 108.08 | 101.76 | 83.79 | 39.18 | 2.93 | 0 | 0 | 0 | 0 | 0 | 0 | 0 | 0 | 0 | 0 | 0 | 0 | 0 | 0.56 | 20.1 | 58.52 | 79.09 | 86.1 | 90.8 | 89.79 | 82.19 | 64.52 | 29.76 | 1.89 | 0 | 0 | 0 | 0 | 0 | 0 | 0
MSTANG_2_SOLAR |  | Paired_Solar_1Axis | Solar Tracking | CISO | North | Norcal | EO | 30 | 0 | 0 | 0 | 0 | 0 | 0 | 0 | 0.64 | 4.91 | 9.37 | 11.59 | 12.76 | 12.76 | 12.04 | 11.27 | 7.7 | 1.68 | 0 | 0 | 0 | 0 | 0 | 0 | 0 | 0 | 0 | 0 | 0 | 0 | 0 | 0.01 | 3.7 | 15.41 | 19.2 | 19.61 | 18.59 | 18.32 | 18.2 | 18.59 | 15.86 | 8.32 | 0.46 | 0 | 0 | 0 | 0 | 0 | 0 | 0 | 0 | 0 | 0 | 0 | 0 | 0.78 | 9.58 | 17.98 | 19.26 | 18.08 | 18.57 | 18.3 | 16.84 | 15.55 | 14.48 | 10.2 | 2.36 | 0 | 0 | 0 | 0 | 0 | 0 | 0 | 0 | 0 | 0 | 0 | 0.42 | 8.95 | 19.75 | 21.73 | 21.6 | 21.22 | 21.74 | 21.78 | 21.46 | 21.81 | 20.91 | 19.07 | 8.85 | 0.41 | 0 | 0 | 0 | 0 | 0 | 0 | 0 | 0 | 0 | 0 | 3.3 | 15.57 | 21.95 | 22.96 | 22.99 | 22.78 | 23.26 | 23.26 | 23.8 | 23.79 | 23.27 | 21.93 | 13.57 | 2.11 | 0 | 0 | 0 | 0 | 0 | 0 | 0 | 0 | 0 | 0.02 | 4.74 | 17.2 | 23.31 | 24.96 | 25.27 | 25.46 | 25.61 | 25.53 | 25.31 | 25.3 | 24.75 | 22.96 | 17.01 | 4.8 | 0.06 | 0 | 0 | 0 | 0 | 0 | 0 | 0 | 0 | 0 | 2.15 | 13.8 | 22.26 | 24.57 | 24.9 | 25.08 | 24.98 | 24.93 | 24.66 | 24.61 | 23.61 | 21.89 | 15.35 | 3.61 | 0.02 | 0 | 0 | 0 | 0 | 0 | 0 | 0 | 0 | 0 | 0.3 | 8.09 | 18.69 | 22.6 | 23.65 | 23.76 | 23.94 | 23.76 | 23.56 | 23.4 | 22.02 | 18.06 | 8.02 | 0.44 | 0 | 0 | 0 | 0 | 0 | 0 | 0 | 0 | 0 | 0 | 0.03 | 4.94 | 17.62 | 22.2 | 22.94 | 22.78 | 22.52 | 22.56 | 22.88 | 22.98 | 21.66 | 14.25 | 2.8 | 0 | 0 | 0 | 0 | 0 | 0 | 0 | 0 | 0 | 0 | 0 | 0 | 1.47 | 11.7 | 19.34 | 19.93 | 19.53 | 19.04 | 19.18 | 19.53 | 19.46 | 16.38 | 5.44 | 0.11 | 0 | 0 | 0 | 0 | 0 | 0 | 0 | 0 | 0 | 0 | 0 | 0 | 0.05 | 4.56 | 13.73 | 16.17 | 15.87 | 15.36 | 15.81 | 16.28 | 15.29 | 9.58 | 1.14 | 0 | 0 | 0 | 0 | 0 | 0 | 0 | 0 | 0 | 0 | 0 | 0 | 0 | 0 | 0.9 | 6.14 | 10.08 | 12.25 | 12.86 | 12.52 | 12.13 | 11.22 | 6.27 | 0.67 | 0 | 0 | 0 | 0 | 0 | 0 | 0
MSTANG_2_SOLAR3 |  | Paired_Solar_1Axis | Solar Tracking | CISO | North | Norcal | PD | 40 | 0 | 0 | 0 | 0 | 0 | 0 | 0 | 0.85 | 6.55 | 12.49 | 15.45 | 17.01 | 17.02 | 16.06 | 15.03 | 10.27 | 2.24 | 0 | 0 | 0 | 0 | 0 | 0 | 0 | 0 | 0 | 0 | 0 | 0 | 0 | 0.01 | 4.94 | 20.54 | 25.6 | 26.15 | 24.78 | 24.43 | 24.27 | 24.79 | 21.15 | 11.1 | 0.61 | 0 | 0 | 0 | 0 | 0 | 0 | 0 | 0 | 0 | 0 | 0 | 0 | 1.04 | 12.78 | 23.97 | 25.68 | 24.11 | 24.76 | 24.4 | 22.45 | 20.74 | 19.31 | 13.59 | 3.14 | 0 | 0 | 0 | 0 | 0 | 0 | 0 | 0 | 0 | 0 | 0 | 0.55 | 11.93 | 26.34 | 28.97 | 28.81 | 28.3 | 28.98 | 29.04 | 28.61 | 29.08 | 27.88 | 25.43 | 11.8 | 0.54 | 0 | 0 | 0 | 0 | 0 | 0 | 0 | 0 | 0 | 0 | 4.4 | 20.76 | 29.27 | 30.61 | 30.65 | 30.37 | 31.02 | 31.01 | 31.73 | 31.72 | 31.02 | 29.24 | 18.09 | 2.81 | 0 | 0 | 0 | 0 | 0 | 0 | 0 | 0 | 0 | 0.03 | 6.32 | 22.94 | 31.08 | 33.28 | 33.69 | 33.95 | 34.14 | 34.04 | 33.74 | 33.73 | 33 | 30.61 | 22.68 | 6.39 | 0.07 | 0 | 0 | 0 | 0 | 0 | 0 | 0 | 0 | 0 | 2.87 | 18.4 | 29.68 | 32.75 | 33.2 | 33.44 | 33.31 | 33.24 | 32.88 | 32.82 | 31.48 | 29.19 | 20.47 | 4.81 | 0.03 | 0 | 0 | 0 | 0 | 0 | 0 | 0 | 0 | 0 | 0.41 | 10.78 | 24.92 | 30.13 | 31.53 | 31.67 | 31.92 | 31.68 | 31.42 | 31.2 | 29.36 | 24.08 | 10.69 | 0.59 | 0 | 0 | 0 | 0 | 0 | 0 | 0 | 0 | 0 | 0 | 0.04 | 6.59 | 23.49 | 29.59 | 30.59 | 30.37 | 30.03 | 30.08 | 30.5 | 30.64 | 28.87 | 19.01 | 3.73 | 0 | 0 | 0 | 0 | 0 | 0 | 0 | 0 | 0 | 0 | 0 | 0 | 1.97 | 15.6 | 25.79 | 26.57 | 26.04 | 25.39 | 25.58 | 26.04 | 25.94 | 21.83 | 7.26 | 0.15 | 0 | 0 | 0 | 0 | 0 | 0 | 0 | 0 | 0 | 0 | 0 | 0 | 0.07 | 6.08 | 18.3 | 21.56 | 21.16 | 20.48 | 21.08 | 21.7 | 20.39 | 12.77 | 1.51 | 0 | 0 | 0 | 0 | 0 | 0 | 0 | 0 | 0 | 0 | 0 | 0 | 0 | 0 | 1.19 | 8.19 | 13.44 | 16.33 | 17.15 | 16.7 | 16.17 | 14.95 | 8.36 | 0.9 | 0 | 0 | 0 | 0 | 0 | 0 | 0
MSTANG_2_SOLAR4 |  | Paired_Solar_1Axis | Solar Tracking | CISO | North | Norcal | FC | 30 | 0 | 0 | 0 | 0 | 0 | 0 | 0 | 0.64 | 4.91 | 9.37 | 11.59 | 12.76 | 12.76 | 12.04 | 11.27 | 7.7 | 1.68 | 0 | 0 | 0 | 0 | 0 | 0 | 0 | 0 | 0 | 0 | 0 | 0 | 0 | 0.01 | 3.7 | 15.41 | 19.2 | 19.61 | 18.59 | 18.32 | 18.2 | 18.59 | 15.86 | 8.32 | 0.46 | 0 | 0 | 0 | 0 | 0 | 0 | 0 | 0 | 0 | 0 | 0 | 0 | 0.78 | 9.58 | 17.98 | 19.26 | 18.08 | 18.57 | 18.3 | 16.84 | 15.55 | 14.48 | 10.2 | 2.36 | 0 | 0 | 0 | 0 | 0 | 0 | 0 | 0 | 0 | 0 | 0 | 0.42 | 8.95 | 19.75 | 21.73 | 21.6 | 21.22 | 21.74 | 21.78 | 21.46 | 21.81 | 20.91 | 19.07 | 8.85 | 0.41 | 0 | 0 | 0 | 0 | 0 | 0 | 0 | 0 | 0 | 0 | 3.3 | 15.57 | 21.95 | 22.96 | 22.99 | 22.78 | 23.26 | 23.26 | 23.8 | 23.79 | 23.27 | 21.93 | 13.57 | 2.11 | 0 | 0 | 0 | 0 | 0 | 0 | 0 | 0 | 0 | 0.02 | 4.74 | 17.2 | 23.31 | 24.96 | 25.27 | 25.46 | 25.61 | 25.53 | 25.31 | 25.3 | 24.75 | 22.96 | 17.01 | 4.8 | 0.06 | 0 | 0 | 0 | 0 | 0 | 0 | 0 | 0 | 0 | 2.15 | 13.8 | 22.26 | 24.57 | 24.9 | 25.08 | 24.98 | 24.93 | 24.66 | 24.61 | 23.61 | 21.89 | 15.35 | 3.61 | 0.02 | 0 | 0 | 0 | 0 | 0 | 0 | 0 | 0 | 0 | 0.3 | 8.09 | 18.69 | 22.6 | 23.65 | 23.76 | 23.94 | 23.76 | 23.56 | 23.4 | 22.02 | 18.06 | 8.02 | 0.44 | 0 | 0 | 0 | 0 | 0 | 0 | 0 | 0 | 0 | 0 | 0.03 | 4.94 | 17.62 | 22.2 | 22.94 | 22.78 | 22.52 | 22.56 | 22.88 | 22.98 | 21.66 | 14.25 | 2.8 | 0 | 0 | 0 | 0 | 0 | 0 | 0 | 0 | 0 | 0 | 0 | 0 | 1.47 | 11.7 | 19.34 | 19.93 | 19.53 | 19.04 | 19.18 | 19.53 | 19.46 | 16.38 | 5.44 | 0.11 | 0 | 0 | 0 | 0 | 0 | 0 | 0 | 0 | 0 | 0 | 0 | 0 | 0.05 | 4.56 | 13.73 | 16.17 | 15.87 | 15.36 | 15.81 | 16.28 | 15.29 | 9.58 | 1.14 | 0 | 0 | 0 | 0 | 0 | 0 | 0 | 0 | 0 | 0 | 0 | 0 | 0 | 0 | 0.9 | 6.14 | 10.08 | 12.25 | 12.86 | 12.52 | 12.13 | 11.22 | 6.27 | 0.67 | 0 | 0 | 0 | 0 | 0 | 0 | 0
MTWIND_1_MVPWD1 |  | Wind | Wind | CISO | South | Socal | FC | 66.6 | 6.18 | 6.43 | 7.34 | 6.91 | 6.84 | 6.37 | 5.21 | 4.5 | 4.74 | 4.75 | 4.7 | 4.92 | 5.45 | 6.24 | 6.22 | 6.8 | 5.97 | 5.97 | 5.6 | 5.68 | 5.46 | 5.35 | 5.56 | 5.31 | 8.24 | 9.12 | 9.44 | 8.92 | 7.88 | 7.43 | 7.76 | 7.85 | 7.58 | 8.48 | 8.8 | 8.98 | 10.45 | 9.74 | 11.19 | 9.89 | 11.84 | 11.71 | 13.51 | 12.98 | 13.13 | 11.88 | 10.7 | 9.02 | 13.47 | 14.03 | 13.09 | 12.32 | 11.34 | 9.72 | 9.33 | 8.91 | 9.71 | 8.55 | 8.72 | 9.75 | 10.87 | 12.7 | 13.34 | 14.89 | 15.26 | 15.58 | 15.13 | 14.94 | 14.68 | 14.84 | 15.78 | 14.2 | 24.09 | 21.57 | 18.8 | 16.01 | 13.78 | 11.88 | 8.29 | 6.24 | 5.84 | 5.48 | 5.08 | 5.48 | 6 | 9.1 | 13.62 | 18.04 | 21.7 | 23.7 | 24.37 | 25.06 | 26.47 | 25.02 | 24.15 | 24.41 | 26.95 | 25.37 | 24.82 | 22.39 | 18.45 | 15.21 | 11.37 | 8.76 | 6.11 | 4.92 | 4.33 | 4.07 | 5.65 | 9.33 | 15.22 | 21.97 | 25.51 | 28.14 | 27.48 | 27.47 | 28.03 | 28.48 | 29.2 | 27.38 | 26.86 | 25.22 | 23.18 | 19.62 | 17.06 | 13.39 | 9.47 | 6.33 | 4.99 | 3.36 | 3.96 | 4.13 | 5.09 | 7.88 | 12.73 | 17.59 | 21.48 | 25.03 | 27.81 | 30.51 | 29.84 | 29.7 | 29.46 | 28.3 | 30.11 | 27.79 | 24.55 | 22.12 | 19.38 | 15.09 | 11.04 | 6.78 | 4.27 | 3.11 | 3.78 | 5.18 | 7.39 | 11.01 | 15.11 | 20.46 | 24.94 | 28.36 | 30.76 | 31.49 | 32.76 | 32.57 | 32 | 30.9 | 24.73 | 22.24 | 19.19 | 15.56 | 13.69 | 11 | 7.62 | 4.81 | 3.47 | 2.85 | 3.23 | 4.1 | 5.95 | 8.33 | 11.86 | 15.71 | 19.98 | 23.03 | 26.09 | 27.88 | 27.99 | 27.11 | 26.51 | 25.47 | 16.8 | 16.27 | 15.05 | 11.57 | 9.96 | 8.46 | 6.37 | 4.56 | 3.48 | 3.8 | 4.66 | 5.45 | 6.69 | 8.29 | 10.87 | 12.7 | 14.14 | 16.7 | 19.3 | 20.32 | 20.05 | 18.87 | 17.63 | 16.71 | 7.5 | 7.27 | 6.94 | 6.17 | 5.68 | 5.45 | 3.88 | 2.85 | 2.39 | 2.62 | 3.36 | 3.63 | 3.35 | 3.79 | 4.01 | 4.97 | 6.71 | 7.57 | 8.63 | 9.9 | 8.92 | 8.11 | 7.43 | 7.32 | 3.87 | 4.28 | 4.13 | 4.32 | 3.99 | 3.92 | 3.7 | 3.23 | 3.37 | 3.81 | 4.16 | 4.81 | 4.61 | 4.72 | 5 | 5.13 | 4.51 | 4.4 | 5.32 | 5.47 | 5.44 | 4.86 | 4.44 | 4.09 | 4.37 | 4.47 | 4.73 | 4.5 | 4.72 | 4.48 | 3.96 | 4.75 | 4.42 | 3.99 | 3.93 | 4.18 | 4.74 | 5.28 | 4.88 | 4.14 | 4.24 | 4.31 | 4.48 | 4.36 | 4.71 | 5.06 | 5.18 | 4.82
MTWIND_1_UNIT 3 |  | Wind | Wind | CISO | South | Socal | FC | 22.44 | 2.08 | 2.16 | 2.47 | 2.33 | 2.31 | 2.15 | 1.76 | 1.52 | 1.6 | 1.6 | 1.58 | 1.66 | 1.84 | 2.1 | 2.09 | 2.29 | 2.01 | 2.01 | 1.89 | 1.91 | 1.84 | 1.8 | 1.87 | 1.79 | 2.78 | 3.07 | 3.18 | 3 | 2.65 | 2.5 | 2.62 | 2.65 | 2.55 | 2.86 | 2.97 | 3.03 | 3.52 | 3.28 | 3.77 | 3.33 | 3.99 | 3.94 | 4.55 | 4.37 | 4.42 | 4 | 3.6 | 3.04 | 4.54 | 4.73 | 4.41 | 4.15 | 3.82 | 3.28 | 3.15 | 3 | 3.27 | 2.88 | 2.94 | 3.28 | 3.66 | 4.28 | 4.5 | 5.02 | 5.14 | 5.25 | 5.1 | 5.04 | 4.95 | 5 | 5.32 | 4.79 | 8.12 | 7.27 | 6.33 | 5.4 | 4.64 | 4 | 2.79 | 2.1 | 1.97 | 1.85 | 1.71 | 1.85 | 2.02 | 3.07 | 4.59 | 6.08 | 7.31 | 7.99 | 8.21 | 8.44 | 8.92 | 8.43 | 8.14 | 8.22 | 9.08 | 8.55 | 8.36 | 7.54 | 6.22 | 5.13 | 3.83 | 2.95 | 2.06 | 1.66 | 1.46 | 1.37 | 1.91 | 3.14 | 5.13 | 7.4 | 8.6 | 9.48 | 9.26 | 9.26 | 9.45 | 9.59 | 9.84 | 9.22 | 9.05 | 8.5 | 7.81 | 6.61 | 5.75 | 4.51 | 3.19 | 2.13 | 1.68 | 1.13 | 1.33 | 1.39 | 1.72 | 2.65 | 4.29 | 5.93 | 7.24 | 8.43 | 9.37 | 10.28 | 10.05 | 10.01 | 9.93 | 9.54 | 10.15 | 9.36 | 8.27 | 7.45 | 6.53 | 5.08 | 3.72 | 2.29 | 1.44 | 1.05 | 1.27 | 1.75 | 2.49 | 3.71 | 5.09 | 6.9 | 8.4 | 9.56 | 10.36 | 10.61 | 11.04 | 10.98 | 10.78 | 10.41 | 8.33 | 7.49 | 6.47 | 5.24 | 4.61 | 3.71 | 2.57 | 1.62 | 1.17 | 0.96 | 1.09 | 1.38 | 2.01 | 2.81 | 4 | 5.29 | 6.73 | 7.76 | 8.79 | 9.39 | 9.43 | 9.13 | 8.93 | 8.58 | 5.66 | 5.48 | 5.07 | 3.9 | 3.36 | 2.85 | 2.14 | 1.54 | 1.17 | 1.28 | 1.57 | 1.84 | 2.25 | 2.79 | 3.66 | 4.28 | 4.76 | 5.63 | 6.5 | 6.85 | 6.76 | 6.36 | 5.94 | 5.63 | 2.53 | 2.45 | 2.34 | 2.08 | 1.91 | 1.84 | 1.31 | 0.96 | 0.81 | 0.88 | 1.13 | 1.22 | 1.13 | 1.28 | 1.35 | 1.68 | 2.26 | 2.55 | 2.91 | 3.34 | 3 | 2.73 | 2.5 | 2.47 | 1.3 | 1.44 | 1.39 | 1.46 | 1.35 | 1.32 | 1.25 | 1.09 | 1.14 | 1.28 | 1.4 | 1.62 | 1.55 | 1.59 | 1.69 | 1.73 | 1.52 | 1.48 | 1.79 | 1.84 | 1.83 | 1.64 | 1.5 | 1.38 | 1.47 | 1.51 | 1.6 | 1.51 | 1.59 | 1.51 | 1.33 | 1.6 | 1.49 | 1.34 | 1.33 | 1.41 | 1.6 | 1.78 | 1.64 | 1.39 | 1.43 | 1.45 | 1.51 | 1.47 | 1.59 | 1.71 | 1.75 | 1.62
NEENCH_6_SOLAR |  | Solar_Fixed | Solar Fixed | CISO | South | Socal | FC | 66 | 0 | 0 | 0 | 0 | 0 | 0 | 0.1 | 7.9 | 27.25 | 37.11 | 40.84 | 42.45 | 40.52 | 38.69 | 32.36 | 17.92 | 2.61 | 0 | 0 | 0 | 0 | 0 | 0 | 0 | 0 | 0 | 0 | 0 | 0 | 0 | 0.62 | 14.35 | 34.63 | 42.36 | 45.06 | 45.57 | 43.76 | 41.57 | 37.57 | 29.47 | 10.73 | 0.27 | 0 | 0 | 0 | 0 | 0 | 0 | 0 | 0 | 0 | 0 | 0 | 0.01 | 4.76 | 25.11 | 38.92 | 44.35 | 45.34 | 45.96 | 44.05 | 41.66 | 37.56 | 30.56 | 16.48 | 2.18 | 0 | 0 | 0 | 0 | 0 | 0 | 0 | 0 | 0 | 0 | 0 | 2.32 | 19.44 | 39.26 | 49.26 | 53.42 | 55.54 | 55.57 | 54.54 | 53.08 | 48.84 | 42.16 | 28.78 | 7.53 | 0.19 | 0 | 0 | 0 | 0 | 0 | 0 | 0 | 0 | 0 | 0.14 | 7.76 | 27.69 | 41.46 | 49.83 | 54.93 | 57.27 | 57.79 | 57.23 | 56.05 | 52.37 | 45.79 | 33.38 | 12.95 | 1 | 0 | 0 | 0 | 0 | 0 | 0 | 0 | 0 | 0 | 0.26 | 8.78 | 27.01 | 40.44 | 50.35 | 55.14 | 57.96 | 58.03 | 57.61 | 55.93 | 51.55 | 45.12 | 35.1 | 16.7 | 2.27 | 0 | 0 | 0 | 0 | 0 | 0 | 0 | 0 | 0 | 0.02 | 4.66 | 19.5 | 35.31 | 44.88 | 50.66 | 54.11 | 55.41 | 54.86 | 53.06 | 48.94 | 42.84 | 32.77 | 15.07 | 1.8 | 0 | 0 | 0 | 0 | 0 | 0 | 0 | 0 | 0 | 0 | 1.92 | 16.94 | 35.56 | 44.97 | 51.24 | 55.75 | 56.93 | 54.56 | 52.85 | 48.46 | 41.36 | 27.82 | 8.09 | 0.25 | 0 | 0 | 0 | 0 | 0 | 0 | 0 | 0 | 0 | 0 | 0.59 | 13.33 | 34.59 | 45.46 | 51.03 | 54.37 | 55.1 | 55.09 | 52.65 | 47.45 | 37.81 | 17.66 | 1.86 | 0.01 | 0 | 0 | 0 | 0 | 0 | 0 | 0 | 0 | 0 | 0 | 0.11 | 8.4 | 30.88 | 43.92 | 49.45 | 52.88 | 53.41 | 52.57 | 50.01 | 44.75 | 29.68 | 6.95 | 0.1 | 0 | 0 | 0 | 0 | 0 | 0 | 0 | 0 | 0 | 0 | 0 | 0.01 | 2.18 | 19.6 | 38.54 | 44.81 | 47.61 | 48.24 | 46.93 | 44.19 | 36.38 | 17.01 | 1.27 | 0 | 0 | 0 | 0 | 0 | 0 | 0 | 0 | 0 | 0 | 0 | 0 | 0 | 0.24 | 8.73 | 25.41 | 34.34 | 37.39 | 39.43 | 38.99 | 35.69 | 28.02 | 12.92 | 0.82 | 0 | 0 | 0 | 0 | 0 | 0 | 0
NZWIND_2_WDSTR5 |  | Wind | Wind | CISO | South | Socal | FC | 6.31 | 0.59 | 0.61 | 0.7 | 0.65 | 0.65 | 0.6 | 0.49 | 0.43 | 0.45 | 0.45 | 0.45 | 0.47 | 0.52 | 0.59 | 0.59 | 0.64 | 0.57 | 0.57 | 0.53 | 0.54 | 0.52 | 0.51 | 0.53 | 0.5 | 0.78 | 0.86 | 0.89 | 0.84 | 0.75 | 0.7 | 0.74 | 0.74 | 0.72 | 0.8 | 0.83 | 0.85 | 0.99 | 0.92 | 1.06 | 0.94 | 1.12 | 1.11 | 1.28 | 1.23 | 1.24 | 1.13 | 1.01 | 0.85 | 1.28 | 1.33 | 1.24 | 1.17 | 1.07 | 0.92 | 0.88 | 0.84 | 0.92 | 0.81 | 0.83 | 0.92 | 1.03 | 1.2 | 1.26 | 1.41 | 1.45 | 1.48 | 1.43 | 1.42 | 1.39 | 1.41 | 1.49 | 1.35 | 2.28 | 2.04 | 1.78 | 1.52 | 1.31 | 1.13 | 0.79 | 0.59 | 0.55 | 0.52 | 0.48 | 0.52 | 0.57 | 0.86 | 1.29 | 1.71 | 2.06 | 2.25 | 2.31 | 2.37 | 2.51 | 2.37 | 2.29 | 2.31 | 2.55 | 2.4 | 2.35 | 2.12 | 1.75 | 1.44 | 1.08 | 0.83 | 0.58 | 0.47 | 0.41 | 0.39 | 0.54 | 0.88 | 1.44 | 2.08 | 2.42 | 2.67 | 2.6 | 2.6 | 2.66 | 2.7 | 2.77 | 2.59 | 2.54 | 2.39 | 2.2 | 1.86 | 1.62 | 1.27 | 0.9 | 0.6 | 0.47 | 0.32 | 0.37 | 0.39 | 0.48 | 0.75 | 1.21 | 1.67 | 2.04 | 2.37 | 2.63 | 2.89 | 2.83 | 2.81 | 2.79 | 2.68 | 2.85 | 2.63 | 2.33 | 2.1 | 1.84 | 1.43 | 1.05 | 0.64 | 0.4 | 0.29 | 0.36 | 0.49 | 0.7 | 1.04 | 1.43 | 1.94 | 2.36 | 2.69 | 2.91 | 2.98 | 3.1 | 3.09 | 3.03 | 2.93 | 2.34 | 2.11 | 1.82 | 1.47 | 1.3 | 1.04 | 0.72 | 0.46 | 0.33 | 0.27 | 0.31 | 0.39 | 0.56 | 0.79 | 1.12 | 1.49 | 1.89 | 2.18 | 2.47 | 2.64 | 2.65 | 2.57 | 2.51 | 2.41 | 1.59 | 1.54 | 1.43 | 1.1 | 0.94 | 0.8 | 0.6 | 0.43 | 0.33 | 0.36 | 0.44 | 0.52 | 0.63 | 0.79 | 1.03 | 1.2 | 1.34 | 1.58 | 1.83 | 1.93 | 1.9 | 1.79 | 1.67 | 1.58 | 0.71 | 0.69 | 0.66 | 0.58 | 0.54 | 0.52 | 0.37 | 0.27 | 0.23 | 0.25 | 0.32 | 0.34 | 0.32 | 0.36 | 0.38 | 0.47 | 0.64 | 0.72 | 0.82 | 0.94 | 0.84 | 0.77 | 0.7 | 0.69 | 0.37 | 0.41 | 0.39 | 0.41 | 0.38 | 0.37 | 0.35 | 0.31 | 0.32 | 0.36 | 0.39 | 0.46 | 0.44 | 0.45 | 0.47 | 0.49 | 0.43 | 0.42 | 0.5 | 0.52 | 0.52 | 0.46 | 0.42 | 0.39 | 0.41 | 0.42 | 0.45 | 0.43 | 0.45 | 0.42 | 0.37 | 0.45 | 0.42 | 0.38 | 0.37 | 0.4 | 0.45 | 0.5 | 0.46 | 0.39 | 0.4 | 0.41 | 0.42 | 0.41 | 0.45 | 0.48 | 0.49 | 0.46
NZWIND_6_CALWND |  | Wind | Wind | CISO | South | Socal | FC | 9 | 0.84 | 0.87 | 0.99 | 0.93 | 0.92 | 0.86 | 0.7 | 0.61 | 0.64 | 0.64 | 0.64 | 0.67 | 0.74 | 0.84 | 0.84 | 0.92 | 0.81 | 0.81 | 0.76 | 0.77 | 0.74 | 0.72 | 0.75 | 0.72 | 1.11 | 1.23 | 1.28 | 1.2 | 1.06 | 1 | 1.05 | 1.06 | 1.02 | 1.15 | 1.19 | 1.21 | 1.41 | 1.32 | 1.51 | 1.34 | 1.6 | 1.58 | 1.83 | 1.75 | 1.77 | 1.61 | 1.45 | 1.22 | 1.82 | 1.9 | 1.77 | 1.66 | 1.53 | 1.31 | 1.26 | 1.2 | 1.31 | 1.16 | 1.18 | 1.32 | 1.47 | 1.72 | 1.8 | 2.01 | 2.06 | 2.11 | 2.04 | 2.02 | 1.98 | 2.01 | 2.13 | 1.92 | 3.26 | 2.92 | 2.54 | 2.16 | 1.86 | 1.61 | 1.12 | 0.84 | 0.79 | 0.74 | 0.69 | 0.74 | 0.81 | 1.23 | 1.84 | 2.44 | 2.93 | 3.2 | 3.29 | 3.39 | 3.58 | 3.38 | 3.26 | 3.3 | 3.64 | 3.43 | 3.35 | 3.03 | 2.49 | 2.06 | 1.54 | 1.18 | 0.83 | 0.67 | 0.58 | 0.55 | 0.76 | 1.26 | 2.06 | 2.97 | 3.45 | 3.8 | 3.71 | 3.71 | 3.79 | 3.85 | 3.95 | 3.7 | 3.63 | 3.41 | 3.13 | 2.65 | 2.31 | 1.81 | 1.28 | 0.86 | 0.67 | 0.45 | 0.53 | 0.56 | 0.69 | 1.06 | 1.72 | 2.38 | 2.9 | 3.38 | 3.76 | 4.12 | 4.03 | 4.01 | 3.98 | 3.82 | 4.07 | 3.75 | 3.32 | 2.99 | 2.62 | 2.04 | 1.49 | 0.92 | 0.58 | 0.42 | 0.51 | 0.7 | 1 | 1.49 | 2.04 | 2.77 | 3.37 | 3.83 | 4.16 | 4.26 | 4.43 | 4.4 | 4.32 | 4.18 | 3.34 | 3.01 | 2.59 | 2.1 | 1.85 | 1.49 | 1.03 | 0.65 | 0.47 | 0.39 | 0.44 | 0.55 | 0.8 | 1.13 | 1.6 | 2.12 | 2.7 | 3.11 | 3.53 | 3.77 | 3.78 | 3.66 | 3.58 | 3.44 | 2.27 | 2.2 | 2.03 | 1.56 | 1.35 | 1.14 | 0.86 | 0.62 | 0.47 | 0.51 | 0.63 | 0.74 | 0.9 | 1.12 | 1.47 | 1.72 | 1.91 | 2.26 | 2.61 | 2.75 | 2.71 | 2.55 | 2.38 | 2.26 | 1.01 | 0.98 | 0.94 | 0.83 | 0.77 | 0.74 | 0.52 | 0.38 | 0.32 | 0.35 | 0.45 | 0.49 | 0.45 | 0.51 | 0.54 | 0.67 | 0.91 | 1.02 | 1.17 | 1.34 | 1.21 | 1.1 | 1 | 0.99 | 0.52 | 0.58 | 0.56 | 0.58 | 0.54 | 0.53 | 0.5 | 0.44 | 0.46 | 0.51 | 0.56 | 0.65 | 0.62 | 0.64 | 0.68 | 0.69 | 0.61 | 0.59 | 0.72 | 0.74 | 0.74 | 0.66 | 0.6 | 0.55 | 0.59 | 0.6 | 0.64 | 0.61 | 0.64 | 0.61 | 0.53 | 0.64 | 0.6 | 0.54 | 0.53 | 0.56 | 0.64 | 0.71 | 0.66 | 0.56 | 0.57 | 0.58 | 0.61 | 0.59 | 0.64 | 0.68 | 0.7 | 0.65
NZWIND_6_WDSTR |  | Wind | Wind | CISO | South | Socal | FC | 4.8 | 0.45 | 0.46 | 0.53 | 0.5 | 0.49 | 0.46 | 0.38 | 0.32 | 0.34 | 0.34 | 0.34 | 0.35 | 0.39 | 0.45 | 0.45 | 0.49 | 0.43 | 0.43 | 0.4 | 0.41 | 0.39 | 0.39 | 0.4 | 0.38 | 0.59 | 0.66 | 0.68 | 0.64 | 0.57 | 0.54 | 0.56 | 0.57 | 0.55 | 0.61 | 0.63 | 0.65 | 0.75 | 0.7 | 0.81 | 0.71 | 0.85 | 0.84 | 0.97 | 0.94 | 0.95 | 0.86 | 0.77 | 0.65 | 0.97 | 1.01 | 0.94 | 0.89 | 0.82 | 0.7 | 0.67 | 0.64 | 0.7 | 0.62 | 0.63 | 0.7 | 0.78 | 0.92 | 0.96 | 1.07 | 1.1 | 1.12 | 1.09 | 1.08 | 1.06 | 1.07 | 1.14 | 1.02 | 1.74 | 1.55 | 1.35 | 1.15 | 0.99 | 0.86 | 0.6 | 0.45 | 0.42 | 0.39 | 0.37 | 0.4 | 0.43 | 0.66 | 0.98 | 1.3 | 1.56 | 1.71 | 1.76 | 1.81 | 1.91 | 1.8 | 1.74 | 1.76 | 1.94 | 1.83 | 1.79 | 1.61 | 1.33 | 1.1 | 0.82 | 0.63 | 0.44 | 0.35 | 0.31 | 0.29 | 0.41 | 0.67 | 1.1 | 1.58 | 1.84 | 2.03 | 1.98 | 1.98 | 2.02 | 2.05 | 2.1 | 1.97 | 1.94 | 1.82 | 1.67 | 1.41 | 1.23 | 0.96 | 0.68 | 0.46 | 0.36 | 0.24 | 0.29 | 0.3 | 0.37 | 0.57 | 0.92 | 1.27 | 1.55 | 1.8 | 2 | 2.2 | 2.15 | 2.14 | 2.12 | 2.04 | 2.17 | 2 | 1.77 | 1.59 | 1.4 | 1.09 | 0.8 | 0.49 | 0.31 | 0.22 | 0.27 | 0.37 | 0.53 | 0.79 | 1.09 | 1.47 | 1.8 | 2.04 | 2.22 | 2.27 | 2.36 | 2.35 | 2.31 | 2.23 | 1.78 | 1.6 | 1.38 | 1.12 | 0.99 | 0.79 | 0.55 | 0.35 | 0.25 | 0.21 | 0.23 | 0.3 | 0.43 | 0.6 | 0.85 | 1.13 | 1.44 | 1.66 | 1.88 | 2.01 | 2.02 | 1.95 | 1.91 | 1.84 | 1.21 | 1.17 | 1.08 | 0.83 | 0.72 | 0.61 | 0.46 | 0.33 | 0.25 | 0.27 | 0.34 | 0.39 | 0.48 | 0.6 | 0.78 | 0.92 | 1.02 | 1.2 | 1.39 | 1.46 | 1.45 | 1.36 | 1.27 | 1.2 | 0.54 | 0.52 | 0.5 | 0.44 | 0.41 | 0.39 | 0.28 | 0.21 | 0.17 | 0.19 | 0.24 | 0.26 | 0.24 | 0.27 | 0.29 | 0.36 | 0.48 | 0.55 | 0.62 | 0.71 | 0.64 | 0.58 | 0.54 | 0.53 | 0.28 | 0.31 | 0.3 | 0.31 | 0.29 | 0.28 | 0.27 | 0.23 | 0.24 | 0.27 | 0.3 | 0.35 | 0.33 | 0.34 | 0.36 | 0.37 | 0.32 | 0.32 | 0.38 | 0.39 | 0.39 | 0.35 | 0.32 | 0.3 | 0.32 | 0.32 | 0.34 | 0.32 | 0.34 | 0.32 | 0.29 | 0.34 | 0.32 | 0.29 | 0.28 | 0.3 | 0.34 | 0.38 | 0.35 | 0.3 | 0.31 | 0.31 | 0.32 | 0.31 | 0.34 | 0.37 | 0.37 | 0.35
NZWIND_6_WDSTR2 |  | Wind | Wind | CISO | South | Socal | FC | 5.72 | 0.53 | 0.55 | 0.63 | 0.59 | 0.59 | 0.55 | 0.45 | 0.39 | 0.41 | 0.41 | 0.4 | 0.42 | 0.47 | 0.54 | 0.53 | 0.58 | 0.51 | 0.51 | 0.48 | 0.49 | 0.47 | 0.46 | 0.48 | 0.46 | 0.71 | 0.78 | 0.81 | 0.77 | 0.68 | 0.64 | 0.67 | 0.67 | 0.65 | 0.73 | 0.76 | 0.77 | 0.9 | 0.84 | 0.96 | 0.85 | 1.02 | 1.01 | 1.16 | 1.11 | 1.13 | 1.02 | 0.92 | 0.78 | 1.16 | 1.21 | 1.12 | 1.06 | 0.97 | 0.84 | 0.8 | 0.77 | 0.83 | 0.73 | 0.75 | 0.84 | 0.93 | 1.09 | 1.15 | 1.28 | 1.31 | 1.34 | 1.3 | 1.28 | 1.26 | 1.27 | 1.35 | 1.22 | 2.07 | 1.85 | 1.61 | 1.38 | 1.18 | 1.02 | 0.71 | 0.54 | 0.5 | 0.47 | 0.44 | 0.47 | 0.52 | 0.78 | 1.17 | 1.55 | 1.86 | 2.04 | 2.09 | 2.15 | 2.27 | 2.15 | 2.07 | 2.1 | 2.32 | 2.18 | 2.13 | 1.92 | 1.58 | 1.31 | 0.98 | 0.75 | 0.52 | 0.42 | 0.37 | 0.35 | 0.49 | 0.8 | 1.31 | 1.89 | 2.19 | 2.42 | 2.36 | 2.36 | 2.41 | 2.45 | 2.51 | 2.35 | 2.31 | 2.17 | 1.99 | 1.69 | 1.47 | 1.15 | 0.81 | 0.54 | 0.43 | 0.29 | 0.34 | 0.35 | 0.44 | 0.68 | 1.09 | 1.51 | 1.85 | 2.15 | 2.39 | 2.62 | 2.56 | 2.55 | 2.53 | 2.43 | 2.59 | 2.39 | 2.11 | 1.9 | 1.66 | 1.3 | 0.95 | 0.58 | 0.37 | 0.27 | 0.32 | 0.44 | 0.64 | 0.95 | 1.3 | 1.76 | 2.14 | 2.44 | 2.64 | 2.7 | 2.81 | 2.8 | 2.75 | 2.65 | 2.12 | 1.91 | 1.65 | 1.34 | 1.18 | 0.94 | 0.65 | 0.41 | 0.3 | 0.24 | 0.28 | 0.35 | 0.51 | 0.72 | 1.02 | 1.35 | 1.72 | 1.98 | 2.24 | 2.39 | 2.4 | 2.33 | 2.28 | 2.19 | 1.44 | 1.4 | 1.29 | 0.99 | 0.86 | 0.73 | 0.55 | 0.39 | 0.3 | 0.33 | 0.4 | 0.47 | 0.57 | 0.71 | 0.93 | 1.09 | 1.21 | 1.43 | 1.66 | 1.75 | 1.72 | 1.62 | 1.51 | 1.44 | 0.64 | 0.62 | 0.6 | 0.53 | 0.49 | 0.47 | 0.33 | 0.24 | 0.21 | 0.22 | 0.29 | 0.31 | 0.29 | 0.33 | 0.34 | 0.43 | 0.58 | 0.65 | 0.74 | 0.85 | 0.77 | 0.7 | 0.64 | 0.63 | 0.33 | 0.37 | 0.35 | 0.37 | 0.34 | 0.34 | 0.32 | 0.28 | 0.29 | 0.33 | 0.36 | 0.41 | 0.4 | 0.41 | 0.43 | 0.44 | 0.39 | 0.38 | 0.46 | 0.47 | 0.47 | 0.42 | 0.38 | 0.35 | 0.38 | 0.38 | 0.41 | 0.39 | 0.41 | 0.38 | 0.34 | 0.41 | 0.38 | 0.34 | 0.34 | 0.36 | 0.41 | 0.45 | 0.42 | 0.36 | 0.36 | 0.37 | 0.38 | 0.37 | 0.4 | 0.44 | 0.45 | 0.41
NZWIND_6_WDSTR3 |  | Wind | Wind | CISO | South | Socal | FC | 6 | 0.56 | 0.58 | 0.66 | 0.62 | 0.62 | 0.57 | 0.47 | 0.41 | 0.43 | 0.43 | 0.42 | 0.44 | 0.49 | 0.56 | 0.56 | 0.61 | 0.54 | 0.54 | 0.5 | 0.51 | 0.49 | 0.48 | 0.5 | 0.48 | 0.74 | 0.82 | 0.85 | 0.8 | 0.71 | 0.67 | 0.7 | 0.71 | 0.68 | 0.76 | 0.79 | 0.81 | 0.94 | 0.88 | 1.01 | 0.89 | 1.07 | 1.05 | 1.22 | 1.17 | 1.18 | 1.07 | 0.96 | 0.81 | 1.21 | 1.26 | 1.18 | 1.11 | 1.02 | 0.88 | 0.84 | 0.8 | 0.88 | 0.77 | 0.79 | 0.88 | 0.98 | 1.14 | 1.2 | 1.34 | 1.37 | 1.4 | 1.36 | 1.35 | 1.32 | 1.34 | 1.42 | 1.28 | 2.17 | 1.94 | 1.69 | 1.44 | 1.24 | 1.07 | 0.75 | 0.56 | 0.53 | 0.49 | 0.46 | 0.49 | 0.54 | 0.82 | 1.23 | 1.63 | 1.95 | 2.14 | 2.2 | 2.26 | 2.38 | 2.25 | 2.18 | 2.2 | 2.43 | 2.29 | 2.24 | 2.02 | 1.66 | 1.37 | 1.02 | 0.79 | 0.55 | 0.44 | 0.39 | 0.37 | 0.51 | 0.84 | 1.37 | 1.98 | 2.3 | 2.54 | 2.48 | 2.47 | 2.53 | 2.57 | 2.63 | 2.47 | 2.42 | 2.27 | 2.09 | 1.77 | 1.54 | 1.21 | 0.85 | 0.57 | 0.45 | 0.3 | 0.36 | 0.37 | 0.46 | 0.71 | 1.15 | 1.58 | 1.94 | 2.25 | 2.51 | 2.75 | 2.69 | 2.68 | 2.65 | 2.55 | 2.71 | 2.5 | 2.21 | 1.99 | 1.75 | 1.36 | 1 | 0.61 | 0.38 | 0.28 | 0.34 | 0.47 | 0.67 | 0.99 | 1.36 | 1.84 | 2.25 | 2.56 | 2.77 | 2.84 | 2.95 | 2.93 | 2.88 | 2.78 | 2.23 | 2 | 1.73 | 1.4 | 1.23 | 0.99 | 0.69 | 0.43 | 0.31 | 0.26 | 0.29 | 0.37 | 0.54 | 0.75 | 1.07 | 1.42 | 1.8 | 2.07 | 2.35 | 2.51 | 2.52 | 2.44 | 2.39 | 2.29 | 1.51 | 1.47 | 1.36 | 1.04 | 0.9 | 0.76 | 0.57 | 0.41 | 0.31 | 0.34 | 0.42 | 0.49 | 0.6 | 0.75 | 0.98 | 1.14 | 1.27 | 1.5 | 1.74 | 1.83 | 1.81 | 1.7 | 1.59 | 1.51 | 0.68 | 0.65 | 0.62 | 0.56 | 0.51 | 0.49 | 0.35 | 0.26 | 0.22 | 0.24 | 0.3 | 0.33 | 0.3 | 0.34 | 0.36 | 0.45 | 0.6 | 0.68 | 0.78 | 0.89 | 0.8 | 0.73 | 0.67 | 0.66 | 0.35 | 0.39 | 0.37 | 0.39 | 0.36 | 0.35 | 0.33 | 0.29 | 0.3 | 0.34 | 0.38 | 0.43 | 0.41 | 0.43 | 0.45 | 0.46 | 0.41 | 0.4 | 0.48 | 0.49 | 0.49 | 0.44 | 0.4 | 0.37 | 0.39 | 0.4 | 0.43 | 0.41 | 0.43 | 0.4 | 0.36 | 0.43 | 0.4 | 0.36 | 0.35 | 0.38 | 0.43 | 0.48 | 0.44 | 0.37 | 0.38 | 0.39 | 0.4 | 0.39 | 0.42 | 0.46 | 0.47 | 0.43
NZWIND_6_WDSTR4 |  | Wind | Wind | CISO | South | Socal | FC | 5.91 | 0.55 | 0.57 | 0.65 | 0.61 | 0.61 | 0.57 | 0.46 | 0.4 | 0.42 | 0.42 | 0.42 | 0.44 | 0.48 | 0.55 | 0.55 | 0.6 | 0.53 | 0.53 | 0.5 | 0.5 | 0.48 | 0.47 | 0.49 | 0.47 | 0.73 | 0.81 | 0.84 | 0.79 | 0.7 | 0.66 | 0.69 | 0.7 | 0.67 | 0.75 | 0.78 | 0.8 | 0.93 | 0.86 | 0.99 | 0.88 | 1.05 | 1.04 | 1.2 | 1.15 | 1.16 | 1.05 | 0.95 | 0.8 | 1.19 | 1.25 | 1.16 | 1.09 | 1.01 | 0.86 | 0.83 | 0.79 | 0.86 | 0.76 | 0.77 | 0.87 | 0.96 | 1.13 | 1.18 | 1.32 | 1.35 | 1.38 | 1.34 | 1.33 | 1.3 | 1.32 | 1.4 | 1.26 | 2.14 | 1.91 | 1.67 | 1.42 | 1.22 | 1.05 | 0.74 | 0.55 | 0.52 | 0.49 | 0.45 | 0.49 | 0.53 | 0.81 | 1.21 | 1.6 | 1.93 | 2.1 | 2.16 | 2.22 | 2.35 | 2.22 | 2.14 | 2.17 | 2.39 | 2.25 | 2.2 | 1.99 | 1.64 | 1.35 | 1.01 | 0.78 | 0.54 | 0.44 | 0.38 | 0.36 | 0.5 | 0.83 | 1.35 | 1.95 | 2.26 | 2.5 | 2.44 | 2.44 | 2.49 | 2.53 | 2.59 | 2.43 | 2.38 | 2.24 | 2.06 | 1.74 | 1.51 | 1.19 | 0.84 | 0.56 | 0.44 | 0.3 | 0.35 | 0.37 | 0.45 | 0.7 | 1.13 | 1.56 | 1.91 | 2.22 | 2.47 | 2.71 | 2.65 | 2.64 | 2.61 | 2.51 | 2.67 | 2.47 | 2.18 | 1.96 | 1.72 | 1.34 | 0.98 | 0.6 | 0.38 | 0.28 | 0.34 | 0.46 | 0.66 | 0.98 | 1.34 | 1.82 | 2.21 | 2.52 | 2.73 | 2.79 | 2.91 | 2.89 | 2.84 | 2.74 | 2.19 | 1.97 | 1.7 | 1.38 | 1.21 | 0.98 | 0.68 | 0.43 | 0.31 | 0.25 | 0.29 | 0.36 | 0.53 | 0.74 | 1.05 | 1.39 | 1.77 | 2.04 | 2.32 | 2.47 | 2.48 | 2.41 | 2.35 | 2.26 | 1.49 | 1.44 | 1.34 | 1.03 | 0.88 | 0.75 | 0.56 | 0.41 | 0.31 | 0.34 | 0.41 | 0.48 | 0.59 | 0.74 | 0.96 | 1.13 | 1.25 | 1.48 | 1.71 | 1.8 | 1.78 | 1.67 | 1.56 | 1.48 | 0.67 | 0.65 | 0.62 | 0.55 | 0.5 | 0.48 | 0.34 | 0.25 | 0.21 | 0.23 | 0.3 | 0.32 | 0.3 | 0.34 | 0.36 | 0.44 | 0.6 | 0.67 | 0.77 | 0.88 | 0.79 | 0.72 | 0.66 | 0.65 | 0.34 | 0.38 | 0.37 | 0.38 | 0.35 | 0.35 | 0.33 | 0.29 | 0.3 | 0.34 | 0.37 | 0.43 | 0.41 | 0.42 | 0.44 | 0.45 | 0.4 | 0.39 | 0.47 | 0.49 | 0.48 | 0.43 | 0.39 | 0.36 | 0.39 | 0.4 | 0.42 | 0.4 | 0.42 | 0.4 | 0.35 | 0.42 | 0.39 | 0.35 | 0.35 | 0.37 | 0.42 | 0.47 | 0.43 | 0.37 | 0.38 | 0.38 | 0.4 | 0.39 | 0.42 | 0.45 | 0.46 | 0.43
OAKWD_6_QF |  | Wind | Wind | CISO | South | Socal | FC | 27.87 | 2.59 | 2.69 | 3.07 | 2.89 | 2.86 | 2.67 | 2.18 | 1.88 | 1.99 | 1.99 | 1.97 | 2.06 | 2.28 | 2.61 | 2.6 | 2.84 | 2.5 | 2.5 | 2.34 | 2.38 | 2.28 | 2.24 | 2.33 | 2.22 | 3.45 | 3.82 | 3.95 | 3.73 | 3.3 | 3.11 | 3.25 | 3.29 | 3.17 | 3.55 | 3.68 | 3.76 | 4.37 | 4.08 | 4.68 | 4.14 | 4.95 | 4.9 | 5.65 | 5.43 | 5.49 | 4.97 | 4.48 | 3.78 | 5.63 | 5.87 | 5.48 | 5.16 | 4.74 | 4.07 | 3.91 | 3.73 | 4.07 | 3.58 | 3.65 | 4.08 | 4.55 | 5.31 | 5.58 | 6.23 | 6.39 | 6.52 | 6.33 | 6.25 | 6.14 | 6.21 | 6.6 | 5.94 | 10.08 | 9.03 | 7.87 | 6.7 | 5.77 | 4.97 | 3.47 | 2.61 | 2.44 | 2.29 | 2.13 | 2.29 | 2.51 | 3.81 | 5.7 | 7.55 | 9.08 | 9.92 | 10.2 | 10.49 | 11.08 | 10.47 | 10.11 | 10.21 | 11.28 | 10.62 | 10.39 | 9.37 | 7.72 | 6.37 | 4.76 | 3.67 | 2.56 | 2.06 | 1.81 | 1.7 | 2.37 | 3.91 | 6.37 | 9.2 | 10.68 | 11.78 | 11.5 | 11.5 | 11.73 | 11.92 | 12.22 | 11.46 | 11.24 | 10.55 | 9.7 | 8.21 | 7.14 | 5.6 | 3.96 | 2.65 | 2.09 | 1.4 | 1.66 | 1.73 | 2.13 | 3.3 | 5.33 | 7.36 | 8.99 | 10.47 | 11.64 | 12.77 | 12.49 | 12.43 | 12.33 | 11.84 | 12.6 | 11.63 | 10.27 | 9.26 | 8.11 | 6.31 | 4.62 | 2.84 | 1.79 | 1.3 | 1.58 | 2.17 | 3.09 | 4.61 | 6.32 | 8.56 | 10.43 | 11.87 | 12.87 | 13.18 | 13.71 | 13.63 | 13.39 | 12.93 | 10.35 | 9.31 | 8.03 | 6.51 | 5.73 | 4.6 | 3.19 | 2.01 | 1.45 | 1.19 | 1.35 | 1.71 | 2.49 | 3.48 | 4.96 | 6.58 | 8.36 | 9.64 | 10.92 | 11.67 | 11.71 | 11.34 | 11.09 | 10.66 | 7.03 | 6.81 | 6.3 | 4.84 | 4.17 | 3.54 | 2.66 | 1.91 | 1.46 | 1.59 | 1.95 | 2.28 | 2.8 | 3.47 | 4.55 | 5.32 | 5.92 | 6.99 | 8.08 | 8.5 | 8.39 | 7.9 | 7.38 | 6.99 | 3.14 | 3.04 | 2.9 | 2.58 | 2.38 | 2.28 | 1.62 | 1.19 | 1 | 1.1 | 1.41 | 1.52 | 1.4 | 1.58 | 1.68 | 2.08 | 2.81 | 3.17 | 3.61 | 4.14 | 3.73 | 3.39 | 3.11 | 3.06 | 1.62 | 1.79 | 1.73 | 1.81 | 1.67 | 1.64 | 1.55 | 1.35 | 1.41 | 1.59 | 1.74 | 2.01 | 1.93 | 1.97 | 2.09 | 2.14 | 1.89 | 1.84 | 2.23 | 2.29 | 2.28 | 2.03 | 1.86 | 1.71 | 1.83 | 1.87 | 1.98 | 1.88 | 1.98 | 1.87 | 1.66 | 1.99 | 1.85 | 1.67 | 1.65 | 1.75 | 1.98 | 2.21 | 2.04 | 1.73 | 1.78 | 1.8 | 1.87 | 1.82 | 1.97 | 2.12 | 2.17 | 2.02
OAKWD_6_ZEPHWD |  | Wind | Wind | CISO | South | Socal | FC | 3.5 | 0.32 | 0.34 | 0.39 | 0.36 | 0.36 | 0.33 | 0.27 | 0.24 | 0.25 | 0.25 | 0.25 | 0.26 | 0.29 | 0.33 | 0.33 | 0.36 | 0.31 | 0.31 | 0.29 | 0.3 | 0.29 | 0.28 | 0.29 | 0.28 | 0.43 | 0.48 | 0.5 | 0.47 | 0.41 | 0.39 | 0.41 | 0.41 | 0.4 | 0.45 | 0.46 | 0.47 | 0.55 | 0.51 | 0.59 | 0.52 | 0.62 | 0.62 | 0.71 | 0.68 | 0.69 | 0.62 | 0.56 | 0.47 | 0.71 | 0.74 | 0.69 | 0.65 | 0.6 | 0.51 | 0.49 | 0.47 | 0.51 | 0.45 | 0.46 | 0.51 | 0.57 | 0.67 | 0.7 | 0.78 | 0.8 | 0.82 | 0.8 | 0.79 | 0.77 | 0.78 | 0.83 | 0.75 | 1.27 | 1.13 | 0.99 | 0.84 | 0.72 | 0.62 | 0.44 | 0.33 | 0.31 | 0.29 | 0.27 | 0.29 | 0.32 | 0.48 | 0.72 | 0.95 | 1.14 | 1.25 | 1.28 | 1.32 | 1.39 | 1.31 | 1.27 | 1.28 | 1.42 | 1.33 | 1.3 | 1.18 | 0.97 | 0.8 | 0.6 | 0.46 | 0.32 | 0.26 | 0.23 | 0.21 | 0.3 | 0.49 | 0.8 | 1.15 | 1.34 | 1.48 | 1.44 | 1.44 | 1.47 | 1.5 | 1.53 | 1.44 | 1.41 | 1.33 | 1.22 | 1.03 | 0.9 | 0.7 | 0.5 | 0.33 | 0.26 | 0.18 | 0.21 | 0.22 | 0.27 | 0.41 | 0.67 | 0.92 | 1.13 | 1.32 | 1.46 | 1.6 | 1.57 | 1.56 | 1.55 | 1.49 | 1.58 | 1.46 | 1.29 | 1.16 | 1.02 | 0.79 | 0.58 | 0.36 | 0.22 | 0.16 | 0.2 | 0.27 | 0.39 | 0.58 | 0.79 | 1.08 | 1.31 | 1.49 | 1.62 | 1.65 | 1.72 | 1.71 | 1.68 | 1.62 | 1.3 | 1.17 | 1.01 | 0.82 | 0.72 | 0.58 | 0.4 | 0.25 | 0.18 | 0.15 | 0.17 | 0.22 | 0.31 | 0.44 | 0.62 | 0.83 | 1.05 | 1.21 | 1.37 | 1.47 | 1.47 | 1.42 | 1.39 | 1.34 | 0.88 | 0.85 | 0.79 | 0.61 | 0.52 | 0.44 | 0.33 | 0.24 | 0.18 | 0.2 | 0.24 | 0.29 | 0.35 | 0.44 | 0.57 | 0.67 | 0.74 | 0.88 | 1.01 | 1.07 | 1.05 | 0.99 | 0.93 | 0.88 | 0.39 | 0.38 | 0.36 | 0.32 | 0.3 | 0.29 | 0.2 | 0.15 | 0.13 | 0.14 | 0.18 | 0.19 | 0.18 | 0.2 | 0.21 | 0.26 | 0.35 | 0.4 | 0.45 | 0.52 | 0.47 | 0.43 | 0.39 | 0.38 | 0.2 | 0.22 | 0.22 | 0.23 | 0.21 | 0.21 | 0.19 | 0.17 | 0.18 | 0.2 | 0.22 | 0.25 | 0.24 | 0.25 | 0.26 | 0.27 | 0.24 | 0.23 | 0.28 | 0.29 | 0.29 | 0.26 | 0.23 | 0.22 | 0.23 | 0.23 | 0.25 | 0.24 | 0.25 | 0.24 | 0.21 | 0.25 | 0.23 | 0.21 | 0.21 | 0.22 | 0.25 | 0.28 | 0.26 | 0.22 | 0.22 | 0.23 | 0.24 | 0.23 | 0.25 | 0.27 | 0.27 | 0.25
OASIS_6_CREST |  | Solar_1Axis | Solar Tracking | CISO | South | Socal | EO | #N/A | #N/A | #N/A | #N/A | #N/A | #N/A | #N/A | #N/A | #N/A | #N/A | #N/A | #N/A | #N/A | #N/A | #N/A | #N/A | #N/A | #N/A | #N/A | #N/A | #N/A | #N/A | #N/A | #N/A | #N/A | #N/A | #N/A | #N/A | #N/A | #N/A | #N/A | #N/A | #N/A | #N/A | #N/A | #N/A | #N/A | #N/A | #N/A | #N/A | #N/A | #N/A | #N/A | #N/A | #N/A | #N/A | #N/A | #N/A | #N/A | #N/A | #N/A | #N/A | #N/A | #N/A | #N/A | #N/A | #N/A | #N/A | #N/A | #N/A | #N/A | #N/A | #N/A | #N/A | #N/A | #N/A | #N/A | #N/A | #N/A | #N/A | #N/A | #N/A | #N/A | #N/A | #N/A | #N/A | #N/A | #N/A | #N/A | #N/A | #N/A | #N/A | #N/A | #N/A | #N/A | #N/A | #N/A | #N/A | #N/A | #N/A | #N/A | #N/A | #N/A | #N/A | #N/A | #N/A | #N/A | #N/A | #N/A | #N/A | #N/A | #N/A | #N/A | #N/A | #N/A | #N/A | #N/A | #N/A | #N/A | #N/A | #N/A | #N/A | #N/A | #N/A | #N/A | #N/A | #N/A | #N/A | #N/A | #N/A | #N/A | #N/A | #N/A | #N/A | #N/A | #N/A | #N/A | #N/A | #N/A | #N/A | #N/A | #N/A | #N/A | #N/A | #N/A | #N/A | #N/A | #N/A | #N/A | #N/A | #N/A | #N/A | #N/A | #N/A | #N/A | #N/A | #N/A | #N/A | #N/A | #N/A | #N/A | #N/A | #N/A | #N/A | #N/A | #N/A | #N/A | #N/A | #N/A | #N/A | #N/A | #N/A | #N/A | #N/A | #N/A | #N/A | #N/A | #N/A | #N/A | #N/A | #N/A | #N/A | #N/A | #N/A | #N/A | #N/A | #N/A | #N/A | #N/A | #N/A | #N/A | #N/A | #N/A | #N/A | #N/A | #N/A | #N/A | #N/A | #N/A | #N/A | #N/A | #N/A | #N/A | #N/A | #N/A | #N/A | #N/A | #N/A | #N/A | #N/A | #N/A | #N/A | #N/A | #N/A | #N/A | #N/A | #N/A | #N/A | #N/A | #N/A | #N/A | #N/A | #N/A | #N/A | #N/A | #N/A | #N/A | #N/A | #N/A | #N/A | #N/A | #N/A | #N/A | #N/A | #N/A | #N/A | #N/A | #N/A | #N/A | #N/A | #N/A | #N/A | #N/A | #N/A | #N/A | #N/A | #N/A | #N/A | #N/A | #N/A | #N/A | #N/A | #N/A | #N/A | #N/A | #N/A | #N/A | #N/A | #N/A | #N/A | #N/A | #N/A | #N/A | #N/A | #N/A | #N/A | #N/A | #N/A | #N/A | #N/A | #N/A | #N/A | #N/A | #N/A | #N/A | #N/A | #N/A | #N/A | #N/A | #N/A | #N/A | #N/A | #N/A | #N/A | #N/A | #N/A | #N/A | #N/A | #N/A | #N/A | #N/A | #N/A | #N/A | #N/A | #N/A | #N/A | #N/A | #N/A | #N/A
OASIS_6_GBDSR4 |  | Solar_1Axis | Solar Tracking | CISO | South | Socal | FC | 3 | 0 | 0 | 0 | 0 | 0 | 0 | 0 | 0.33 | 1.23 | 1.58 | 1.65 | 1.68 | 1.66 | 1.56 | 1.44 | 0.91 | 0.18 | 0 | 0 | 0 | 0 | 0 | 0 | 0 | 0 | 0 | 0 | 0 | 0 | 0 | 0.02 | 0.77 | 1.88 | 2 | 1.99 | 1.92 | 1.86 | 1.81 | 1.78 | 1.6 | 0.7 | 0.03 | 0 | 0 | 0 | 0 | 0 | 0 | 0 | 0 | 0 | 0 | 0 | 0 | 0.23 | 1.38 | 1.9 | 1.97 | 1.93 | 1.88 | 1.87 | 1.7 | 1.54 | 1.39 | 0.99 | 0.15 | 0 | 0 | 0 | 0 | 0 | 0 | 0 | 0 | 0 | 0 | 0 | 0.13 | 1.28 | 2.27 | 2.39 | 2.45 | 2.43 | 2.44 | 2.42 | 2.41 | 2.34 | 2.21 | 1.83 | 0.61 | 0.01 | 0 | 0 | 0 | 0 | 0 | 0 | 0 | 0 | 0 | 0 | 0.49 | 1.72 | 2.35 | 2.5 | 2.56 | 2.57 | 2.59 | 2.58 | 2.55 | 2.48 | 2.38 | 2.08 | 1.02 | 0.1 | 0 | 0 | 0 | 0 | 0 | 0 | 0 | 0 | 0 | 0.01 | 0.59 | 1.72 | 2.25 | 2.43 | 2.53 | 2.55 | 2.56 | 2.56 | 2.53 | 2.47 | 2.38 | 2.11 | 1.28 | 0.22 | 0 | 0 | 0 | 0 | 0 | 0 | 0 | 0 | 0 | 0 | 0.27 | 1.34 | 2.1 | 2.38 | 2.5 | 2.52 | 2.51 | 2.49 | 2.46 | 2.4 | 2.29 | 2.02 | 1.17 | 0.19 | 0 | 0 | 0 | 0 | 0 | 0 | 0 | 0 | 0 | 0 | 0.09 | 1 | 1.88 | 2.24 | 2.4 | 2.45 | 2.45 | 2.4 | 2.34 | 2.24 | 2.07 | 1.64 | 0.61 | 0.02 | 0 | 0 | 0 | 0 | 0 | 0 | 0 | 0 | 0 | 0 | 0.02 | 0.74 | 1.94 | 2.25 | 2.37 | 2.39 | 2.39 | 2.38 | 2.35 | 2.31 | 2.09 | 1.17 | 0.14 | 0 | 0 | 0 | 0 | 0 | 0 | 0 | 0 | 0 | 0 | 0 | 0 | 0.42 | 1.68 | 2.14 | 2.2 | 2.18 | 2.19 | 2.2 | 2.21 | 2.16 | 1.69 | 0.48 | 0.01 | 0 | 0 | 0 | 0 | 0 | 0 | 0 | 0 | 0 | 0 | 0 | 0 | 0.08 | 0.99 | 1.84 | 1.99 | 1.94 | 1.89 | 1.91 | 1.92 | 1.82 | 1.05 | 0.1 | 0 | 0 | 0 | 0 | 0 | 0 | 0 | 0 | 0 | 0 | 0 | 0 | 0 | 0 | 0.37 | 1.16 | 1.4 | 1.47 | 1.45 | 1.49 | 1.41 | 1.29 | 0.73 | 0.06 | 0 | 0 | 0 | 0 | 0 | 0 | 0
OASIS_6_SOLAR1 |  | Solar_2Axis | Solar Tracking | CISO | South | Socal | EO | 1.5 | 0 | 0 | 0 | 0 | 0 | 0 | 0 | 0.17 | 0.61 | 0.79 | 0.82 | 0.84 | 0.83 | 0.78 | 0.72 | 0.45 | 0.09 | 0 | 0 | 0 | 0 | 0 | 0 | 0 | 0 | 0 | 0 | 0 | 0 | 0 | 0.01 | 0.38 | 0.94 | 1 | 0.99 | 0.96 | 0.93 | 0.91 | 0.89 | 0.8 | 0.35 | 0.01 | 0 | 0 | 0 | 0 | 0 | 0 | 0 | 0 | 0 | 0 | 0 | 0 | 0.12 | 0.69 | 0.95 | 0.98 | 0.97 | 0.94 | 0.94 | 0.85 | 0.77 | 0.7 | 0.5 | 0.07 | 0 | 0 | 0 | 0 | 0 | 0 | 0 | 0 | 0 | 0 | 0 | 0.07 | 0.64 | 1.13 | 1.19 | 1.22 | 1.21 | 1.22 | 1.21 | 1.21 | 1.17 | 1.11 | 0.91 | 0.3 | 0.01 | 0 | 0 | 0 | 0 | 0 | 0 | 0 | 0 | 0 | 0 | 0.25 | 0.86 | 1.17 | 1.25 | 1.28 | 1.28 | 1.29 | 1.29 | 1.27 | 1.24 | 1.19 | 1.04 | 0.51 | 0.05 | 0 | 0 | 0 | 0 | 0 | 0 | 0 | 0 | 0 | 0 | 0.29 | 0.86 | 1.13 | 1.22 | 1.26 | 1.27 | 1.28 | 1.28 | 1.26 | 1.23 | 1.19 | 1.06 | 0.64 | 0.11 | 0 | 0 | 0 | 0 | 0 | 0 | 0 | 0 | 0 | 0 | 0.14 | 0.67 | 1.05 | 1.19 | 1.25 | 1.26 | 1.26 | 1.25 | 1.23 | 1.2 | 1.15 | 1.01 | 0.58 | 0.09 | 0 | 0 | 0 | 0 | 0 | 0 | 0 | 0 | 0 | 0 | 0.05 | 0.5 | 0.94 | 1.12 | 1.2 | 1.23 | 1.22 | 1.2 | 1.17 | 1.12 | 1.03 | 0.82 | 0.3 | 0.01 | 0 | 0 | 0 | 0 | 0 | 0 | 0 | 0 | 0 | 0 | 0.01 | 0.37 | 0.97 | 1.13 | 1.19 | 1.19 | 1.19 | 1.19 | 1.17 | 1.16 | 1.04 | 0.58 | 0.07 | 0 | 0 | 0 | 0 | 0 | 0 | 0 | 0 | 0 | 0 | 0 | 0 | 0.21 | 0.84 | 1.07 | 1.1 | 1.09 | 1.09 | 1.1 | 1.11 | 1.08 | 0.85 | 0.24 | 0 | 0 | 0 | 0 | 0 | 0 | 0 | 0 | 0 | 0 | 0 | 0 | 0 | 0.04 | 0.49 | 0.92 | 1 | 0.97 | 0.94 | 0.96 | 0.96 | 0.91 | 0.53 | 0.05 | 0 | 0 | 0 | 0 | 0 | 0 | 0 | 0 | 0 | 0 | 0 | 0 | 0 | 0 | 0.18 | 0.58 | 0.7 | 0.74 | 0.72 | 0.75 | 0.71 | 0.64 | 0.37 | 0.03 | 0 | 0 | 0 | 0 | 0 | 0 | 0
OASIS_6_SOLAR2 |  | Solar_1Axis | Solar Tracking | CISO | South | Socal | FC | 20 | 0 | 0 | 0 | 0 | 0 | 0 | 0.01 | 2.23 | 8.17 | 10.55 | 10.97 | 11.2 | 11.07 | 10.39 | 9.62 | 6.06 | 1.19 | 0 | 0 | 0 | 0 | 0 | 0 | 0 | 0 | 0 | 0 | 0 | 0 | 0 | 0.14 | 5.11 | 12.5 | 13.36 | 13.24 | 12.8 | 12.38 | 12.09 | 11.87 | 10.68 | 4.66 | 0.17 | 0 | 0 | 0 | 0 | 0 | 0 | 0 | 0 | 0 | 0 | 0 | 0 | 1.54 | 9.18 | 12.65 | 13.11 | 12.87 | 12.55 | 12.47 | 11.32 | 10.3 | 9.29 | 6.6 | 1 | 0 | 0 | 0 | 0 | 0 | 0 | 0 | 0 | 0 | 0 | 0 | 0.88 | 8.53 | 15.11 | 15.92 | 16.31 | 16.19 | 16.3 | 16.12 | 16.08 | 15.58 | 14.76 | 12.17 | 4.04 | 0.1 | 0 | 0 | 0 | 0 | 0 | 0 | 0 | 0 | 0 | 0.03 | 3.29 | 11.45 | 15.64 | 16.7 | 17.07 | 17.11 | 17.25 | 17.22 | 16.99 | 16.57 | 15.9 | 13.89 | 6.83 | 0.64 | 0 | 0 | 0 | 0 | 0 | 0 | 0 | 0 | 0 | 0.06 | 3.9 | 11.46 | 15.03 | 16.2 | 16.85 | 16.99 | 17.08 | 17.05 | 16.86 | 16.44 | 15.87 | 14.08 | 8.5 | 1.46 | 0 | 0 | 0 | 0 | 0 | 0 | 0 | 0 | 0 | 0.01 | 1.83 | 8.92 | 13.98 | 15.85 | 16.65 | 16.81 | 16.76 | 16.62 | 16.42 | 15.97 | 15.29 | 13.46 | 7.79 | 1.24 | 0 | 0 | 0 | 0 | 0 | 0 | 0 | 0 | 0 | 0 | 0.62 | 6.68 | 12.56 | 14.94 | 16.02 | 16.37 | 16.33 | 16.01 | 15.57 | 14.94 | 13.78 | 10.96 | 4.06 | 0.12 | 0 | 0 | 0 | 0 | 0 | 0 | 0 | 0 | 0 | 0 | 0.14 | 4.94 | 12.9 | 15.03 | 15.81 | 15.93 | 15.93 | 15.84 | 15.66 | 15.43 | 13.93 | 7.79 | 0.93 | 0 | 0 | 0 | 0 | 0 | 0 | 0 | 0 | 0 | 0 | 0 | 0.01 | 2.82 | 11.22 | 14.25 | 14.69 | 14.56 | 14.6 | 14.67 | 14.74 | 14.42 | 11.28 | 3.18 | 0.04 | 0 | 0 | 0 | 0 | 0 | 0 | 0 | 0 | 0 | 0 | 0 | 0 | 0.52 | 6.58 | 12.29 | 13.29 | 12.93 | 12.58 | 12.74 | 12.77 | 12.16 | 7.01 | 0.7 | 0 | 0 | 0 | 0 | 0 | 0 | 0 | 0 | 0 | 0 | 0 | 0 | 0 | 0.02 | 2.44 | 7.76 | 9.33 | 9.83 | 9.63 | 9.95 | 9.4 | 8.58 | 4.88 | 0.42 | 0 | 0 | 0 | 0 | 0 | 0 | 0
OASIS_6_SOLAR3 |  | Solar_1Axis | Solar Tracking | CISO | South | Socal | EO | 3 | 0 | 0 | 0 | 0 | 0 | 0 | 0 | 0.33 | 1.23 | 1.58 | 1.65 | 1.68 | 1.66 | 1.56 | 1.44 | 0.91 | 0.18 | 0 | 0 | 0 | 0 | 0 | 0 | 0 | 0 | 0 | 0 | 0 | 0 | 0 | 0.02 | 0.77 | 1.88 | 2 | 1.99 | 1.92 | 1.86 | 1.81 | 1.78 | 1.6 | 0.7 | 0.03 | 0 | 0 | 0 | 0 | 0 | 0 | 0 | 0 | 0 | 0 | 0 | 0 | 0.23 | 1.38 | 1.9 | 1.97 | 1.93 | 1.88 | 1.87 | 1.7 | 1.54 | 1.39 | 0.99 | 0.15 | 0 | 0 | 0 | 0 | 0 | 0 | 0 | 0 | 0 | 0 | 0 | 0.13 | 1.28 | 2.27 | 2.39 | 2.45 | 2.43 | 2.44 | 2.42 | 2.41 | 2.34 | 2.21 | 1.83 | 0.61 | 0.01 | 0 | 0 | 0 | 0 | 0 | 0 | 0 | 0 | 0 | 0 | 0.49 | 1.72 | 2.35 | 2.5 | 2.56 | 2.57 | 2.59 | 2.58 | 2.55 | 2.48 | 2.38 | 2.08 | 1.02 | 0.1 | 0 | 0 | 0 | 0 | 0 | 0 | 0 | 0 | 0 | 0.01 | 0.59 | 1.72 | 2.25 | 2.43 | 2.53 | 2.55 | 2.56 | 2.56 | 2.53 | 2.47 | 2.38 | 2.11 | 1.28 | 0.22 | 0 | 0 | 0 | 0 | 0 | 0 | 0 | 0 | 0 | 0 | 0.27 | 1.34 | 2.1 | 2.38 | 2.5 | 2.52 | 2.51 | 2.49 | 2.46 | 2.4 | 2.29 | 2.02 | 1.17 | 0.19 | 0 | 0 | 0 | 0 | 0 | 0 | 0 | 0 | 0 | 0 | 0.09 | 1 | 1.88 | 2.24 | 2.4 | 2.45 | 2.45 | 2.4 | 2.34 | 2.24 | 2.07 | 1.64 | 0.61 | 0.02 | 0 | 0 | 0 | 0 | 0 | 0 | 0 | 0 | 0 | 0 | 0.02 | 0.74 | 1.94 | 2.25 | 2.37 | 2.39 | 2.39 | 2.38 | 2.35 | 2.31 | 2.09 | 1.17 | 0.14 | 0 | 0 | 0 | 0 | 0 | 0 | 0 | 0 | 0 | 0 | 0 | 0 | 0.42 | 1.68 | 2.14 | 2.2 | 2.18 | 2.19 | 2.2 | 2.21 | 2.16 | 1.69 | 0.48 | 0.01 | 0 | 0 | 0 | 0 | 0 | 0 | 0 | 0 | 0 | 0 | 0 | 0 | 0.08 | 0.99 | 1.84 | 1.99 | 1.94 | 1.89 | 1.91 | 1.92 | 1.82 | 1.05 | 0.1 | 0 | 0 | 0 | 0 | 0 | 0 | 0 | 0 | 0 | 0 | 0 | 0 | 0 | 0 | 0.37 | 1.16 | 1.4 | 1.47 | 1.45 | 1.49 | 1.41 | 1.29 | 0.73 | 0.06 | 0 | 0 | 0 | 0 | 0 | 0 | 0
OBERON_5_O1SSR3 |  | Paired_Solar_1Axis | Solar Tracking | CISO | South | Socal | ID | 100 | 0 | 0 | 0 | 0 | 0 | 0 | 0.05 | 11.15 | 40.86 | 52.77 | 54.85 | 56.02 | 55.33 | 51.96 | 48.09 | 30.31 | 5.97 | 0 | 0 | 0 | 0 | 0 | 0 | 0 | 0 | 0 | 0 | 0 | 0 | 0 | 0.69 | 25.55 | 62.5 | 66.78 | 66.22 | 63.98 | 61.88 | 60.45 | 59.37 | 53.39 | 23.3 | 0.86 | 0 | 0 | 0 | 0 | 0 | 0 | 0 | 0 | 0 | 0 | 0 | 0 | 7.72 | 45.9 | 63.23 | 65.54 | 64.35 | 62.73 | 62.36 | 56.62 | 51.49 | 46.46 | 33.01 | 4.98 | 0 | 0 | 0 | 0 | 0 | 0 | 0 | 0 | 0 | 0 | 0 | 4.42 | 42.67 | 75.53 | 79.61 | 81.54 | 80.94 | 81.48 | 80.59 | 80.42 | 77.9 | 73.79 | 60.86 | 20.21 | 0.48 | 0 | 0 | 0 | 0 | 0 | 0 | 0 | 0 | 0 | 0.13 | 16.46 | 57.26 | 78.18 | 83.49 | 85.35 | 85.54 | 86.23 | 86.1 | 84.95 | 82.83 | 79.49 | 69.44 | 34.16 | 3.22 | 0 | 0 | 0 | 0 | 0 | 0 | 0 | 0 | 0 | 0.3 | 19.51 | 57.3 | 75.13 | 81.02 | 84.26 | 84.93 | 85.39 | 85.25 | 84.29 | 82.21 | 79.35 | 70.38 | 42.52 | 7.28 | 0 | 0 | 0 | 0 | 0 | 0 | 0 | 0 | 0 | 0.03 | 9.15 | 44.6 | 69.89 | 79.26 | 83.24 | 84.05 | 83.81 | 83.08 | 82.09 | 79.83 | 76.43 | 67.29 | 38.93 | 6.2 | 0 | 0 | 0 | 0 | 0 | 0 | 0 | 0 | 0 | 0 | 3.08 | 33.4 | 62.81 | 74.72 | 80.11 | 81.83 | 81.64 | 80.04 | 77.87 | 74.72 | 68.89 | 54.8 | 20.3 | 0.62 | 0 | 0 | 0 | 0 | 0 | 0 | 0 | 0 | 0 | 0 | 0.68 | 24.69 | 64.51 | 75.13 | 79.03 | 79.66 | 79.64 | 79.2 | 78.28 | 77.14 | 69.65 | 38.96 | 4.67 | 0 | 0 | 0 | 0 | 0 | 0 | 0 | 0 | 0 | 0 | 0 | 0.05 | 14.09 | 56.11 | 71.27 | 73.43 | 72.79 | 73 | 73.37 | 73.71 | 72.11 | 56.42 | 15.91 | 0.18 | 0 | 0 | 0 | 0 | 0 | 0 | 0 | 0 | 0 | 0 | 0 | 0 | 2.6 | 32.9 | 61.44 | 66.46 | 64.67 | 62.92 | 63.69 | 63.84 | 60.79 | 35.07 | 3.49 | 0 | 0 | 0 | 0 | 0 | 0 | 0 | 0 | 0 | 0 | 0 | 0 | 0 | 0.12 | 12.2 | 38.79 | 46.64 | 49.14 | 48.17 | 49.74 | 47.01 | 42.92 | 24.39 | 2.09 | 0 | 0 | 0 | 0 | 0 | 0 | 0
OBERON_5_O1SSX2 |  | Paired_Solar_1Axis | Solar Tracking | CISO | South | Socal | ID | 150 | 0 | 0 | 0 | 0 | 0 | 0 | 0.07 | 16.73 | 61.29 | 79.16 | 82.27 | 84.03 | 82.99 | 77.94 | 72.13 | 45.46 | 8.95 | 0 | 0 | 0 | 0 | 0 | 0 | 0 | 0 | 0 | 0 | 0 | 0 | 0 | 1.03 | 38.32 | 93.75 | 100.17 | 99.33 | 95.97 | 92.82 | 90.67 | 89.06 | 80.09 | 34.94 | 1.29 | 0 | 0 | 0 | 0 | 0 | 0 | 0 | 0 | 0 | 0 | 0 | 0 | 11.59 | 68.85 | 94.84 | 98.31 | 96.53 | 94.1 | 93.54 | 84.92 | 77.24 | 69.69 | 49.51 | 7.47 | 0 | 0 | 0 | 0 | 0 | 0 | 0 | 0 | 0 | 0 | 0 | 6.63 | 64.01 | 113.3 | 119.41 | 122.31 | 121.41 | 122.22 | 120.89 | 120.63 | 116.85 | 110.69 | 91.29 | 30.31 | 0.71 | 0 | 0 | 0 | 0 | 0 | 0 | 0 | 0 | 0 | 0.2 | 24.69 | 85.88 | 117.26 | 125.24 | 128.03 | 128.31 | 129.35 | 129.15 | 127.42 | 124.24 | 119.24 | 104.16 | 51.25 | 4.83 | 0 | 0 | 0 | 0 | 0 | 0 | 0 | 0 | 0 | 0.45 | 29.27 | 85.95 | 112.7 | 121.53 | 126.39 | 127.39 | 128.08 | 127.88 | 126.43 | 123.32 | 119.02 | 105.56 | 63.79 | 10.92 | 0.01 | 0 | 0 | 0 | 0 | 0 | 0 | 0 | 0 | 0.04 | 13.72 | 66.9 | 104.83 | 118.89 | 124.86 | 126.08 | 125.71 | 124.63 | 123.13 | 119.75 | 114.65 | 100.94 | 58.39 | 9.3 | 0 | 0 | 0 | 0 | 0 | 0 | 0 | 0 | 0 | 0 | 4.62 | 50.1 | 94.21 | 112.08 | 120.17 | 122.75 | 122.46 | 120.05 | 116.81 | 112.09 | 103.34 | 82.19 | 30.45 | 0.93 | 0 | 0 | 0 | 0 | 0 | 0 | 0 | 0 | 0 | 0 | 1.03 | 37.03 | 96.77 | 112.69 | 118.55 | 119.5 | 119.46 | 118.81 | 117.41 | 115.7 | 104.48 | 58.43 | 7.01 | 0 | 0 | 0 | 0 | 0 | 0 | 0 | 0 | 0 | 0 | 0 | 0.07 | 21.14 | 84.16 | 106.9 | 110.15 | 109.19 | 109.49 | 110.06 | 110.56 | 108.16 | 84.63 | 23.87 | 0.26 | 0 | 0 | 0 | 0 | 0 | 0 | 0 | 0 | 0 | 0 | 0 | 0 | 3.91 | 49.35 | 92.16 | 99.68 | 97 | 94.37 | 95.53 | 95.76 | 91.18 | 52.6 | 5.23 | 0 | 0 | 0 | 0 | 0 | 0 | 0 | 0 | 0 | 0 | 0 | 0 | 0 | 0.18 | 18.3 | 58.18 | 69.96 | 73.71 | 72.26 | 74.61 | 70.52 | 64.38 | 36.58 | 3.14 | 0 | 0 | 0 | 0 | 0 | 0 | 0
OBERON_5_O2SSR4 |  | Paired_Solar_1Axis | Solar Tracking | CISO | South | Socal | ID | 125 | 0 | 0 | 0 | 0 | 0 | 0 | 0.06 | 13.94 | 51.08 | 65.97 | 68.56 | 70.02 | 69.16 | 64.95 | 60.11 | 37.89 | 7.46 | 0 | 0 | 0 | 0 | 0 | 0 | 0 | 0 | 0 | 0 | 0 | 0 | 0 | 0.86 | 31.93 | 78.13 | 83.48 | 82.78 | 79.98 | 77.35 | 75.56 | 74.22 | 66.74 | 29.12 | 1.07 | 0 | 0 | 0 | 0 | 0 | 0 | 0 | 0 | 0 | 0 | 0 | 0 | 9.66 | 57.37 | 79.04 | 81.92 | 80.44 | 78.41 | 77.95 | 70.77 | 64.37 | 58.07 | 41.26 | 6.23 | 0 | 0 | 0 | 0 | 0 | 0 | 0 | 0 | 0 | 0 | 0 | 5.53 | 53.34 | 94.42 | 99.51 | 101.93 | 101.18 | 101.85 | 100.74 | 100.52 | 97.38 | 92.24 | 76.07 | 25.26 | 0.6 | 0 | 0 | 0 | 0 | 0 | 0 | 0 | 0 | 0 | 0.17 | 20.58 | 71.57 | 97.72 | 104.36 | 106.69 | 106.93 | 107.79 | 107.63 | 106.19 | 103.54 | 99.36 | 86.8 | 42.71 | 4.02 | 0 | 0 | 0 | 0 | 0 | 0 | 0 | 0 | 0 | 0.37 | 24.39 | 71.63 | 93.92 | 101.27 | 105.32 | 106.16 | 106.74 | 106.56 | 105.36 | 102.76 | 99.19 | 87.97 | 53.15 | 9.1 | 0.01 | 0 | 0 | 0 | 0 | 0 | 0 | 0 | 0 | 0.03 | 11.43 | 55.75 | 87.36 | 99.07 | 104.05 | 105.06 | 104.76 | 103.85 | 102.61 | 99.79 | 95.54 | 84.12 | 48.66 | 7.75 | 0 | 0 | 0 | 0 | 0 | 0 | 0 | 0 | 0 | 0 | 3.85 | 41.75 | 78.51 | 93.4 | 100.14 | 102.29 | 102.05 | 100.05 | 97.34 | 93.41 | 86.12 | 68.49 | 25.37 | 0.78 | 0 | 0 | 0 | 0 | 0 | 0 | 0 | 0 | 0 | 0 | 0.85 | 30.86 | 80.64 | 93.91 | 98.79 | 99.58 | 99.55 | 99.01 | 97.84 | 96.42 | 87.07 | 48.69 | 5.84 | 0 | 0 | 0 | 0 | 0 | 0 | 0 | 0 | 0 | 0 | 0 | 0.06 | 17.61 | 70.13 | 89.08 | 91.79 | 90.99 | 91.24 | 91.72 | 92.13 | 90.14 | 70.52 | 19.89 | 0.22 | 0 | 0 | 0 | 0 | 0 | 0 | 0 | 0 | 0 | 0 | 0 | 0 | 3.26 | 41.13 | 76.8 | 83.07 | 80.84 | 78.64 | 79.61 | 79.8 | 75.99 | 43.83 | 4.36 | 0 | 0 | 0 | 0 | 0 | 0 | 0 | 0 | 0 | 0 | 0 | 0 | 0 | 0.15 | 15.25 | 48.48 | 58.3 | 61.42 | 60.21 | 62.17 | 58.77 | 53.65 | 30.49 | 2.62 | 0 | 0 | 0 | 0 | 0 | 0 | 0
OBERON_5_O2SSR5 |  | Paired_Solar_1Axis | Solar Tracking | CISO | South | Socal | ID | 125 | 0 | 0 | 0 | 0 | 0 | 0 | 0.06 | 13.94 | 51.08 | 65.97 | 68.56 | 70.02 | 69.16 | 64.95 | 60.11 | 37.89 | 7.46 | 0 | 0 | 0 | 0 | 0 | 0 | 0 | 0 | 0 | 0 | 0 | 0 | 0 | 0.86 | 31.93 | 78.13 | 83.48 | 82.78 | 79.98 | 77.35 | 75.56 | 74.22 | 66.74 | 29.12 | 1.07 | 0 | 0 | 0 | 0 | 0 | 0 | 0 | 0 | 0 | 0 | 0 | 0 | 9.66 | 57.37 | 79.04 | 81.92 | 80.44 | 78.41 | 77.95 | 70.77 | 64.37 | 58.07 | 41.26 | 6.23 | 0 | 0 | 0 | 0 | 0 | 0 | 0 | 0 | 0 | 0 | 0 | 5.53 | 53.34 | 94.42 | 99.51 | 101.93 | 101.18 | 101.85 | 100.74 | 100.52 | 97.38 | 92.24 | 76.07 | 25.26 | 0.6 | 0 | 0 | 0 | 0 | 0 | 0 | 0 | 0 | 0 | 0.17 | 20.58 | 71.57 | 97.72 | 104.36 | 106.69 | 106.93 | 107.79 | 107.63 | 106.19 | 103.54 | 99.36 | 86.8 | 42.71 | 4.02 | 0 | 0 | 0 | 0 | 0 | 0 | 0 | 0 | 0 | 0.37 | 24.39 | 71.63 | 93.92 | 101.27 | 105.32 | 106.16 | 106.74 | 106.56 | 105.36 | 102.76 | 99.19 | 87.97 | 53.15 | 9.1 | 0.01 | 0 | 0 | 0 | 0 | 0 | 0 | 0 | 0 | 0.03 | 11.43 | 55.75 | 87.36 | 99.07 | 104.05 | 105.06 | 104.76 | 103.85 | 102.61 | 99.79 | 95.54 | 84.12 | 48.66 | 7.75 | 0 | 0 | 0 | 0 | 0 | 0 | 0 | 0 | 0 | 0 | 3.85 | 41.75 | 78.51 | 93.4 | 100.14 | 102.29 | 102.05 | 100.05 | 97.34 | 93.41 | 86.12 | 68.49 | 25.37 | 0.78 | 0 | 0 | 0 | 0 | 0 | 0 | 0 | 0 | 0 | 0 | 0.85 | 30.86 | 80.64 | 93.91 | 98.79 | 99.58 | 99.55 | 99.01 | 97.84 | 96.42 | 87.07 | 48.69 | 5.84 | 0 | 0 | 0 | 0 | 0 | 0 | 0 | 0 | 0 | 0 | 0 | 0.06 | 17.61 | 70.13 | 89.08 | 91.79 | 90.99 | 91.24 | 91.72 | 92.13 | 90.14 | 70.52 | 19.89 | 0.22 | 0 | 0 | 0 | 0 | 0 | 0 | 0 | 0 | 0 | 0 | 0 | 0 | 3.26 | 41.13 | 76.8 | 83.07 | 80.84 | 78.64 | 79.61 | 79.8 | 75.99 | 43.83 | 4.36 | 0 | 0 | 0 | 0 | 0 | 0 | 0 | 0 | 0 | 0 | 0 | 0 | 0 | 0.15 | 15.25 | 48.48 | 58.3 | 61.42 | 60.21 | 62.17 | 58.77 | 53.65 | 30.49 | 2.62 | 0 | 0 | 0 | 0 | 0 | 0 | 0
OCTILO_5_WIND |  | Wind | Wind | CISO | South | Socal | FC | 265 | 24.6 | 25.57 | 29.21 | 27.49 | 27.22 | 25.35 | 20.73 | 17.91 | 18.88 | 18.9 | 18.72 | 19.59 | 21.67 | 24.84 | 24.73 | 27.05 | 23.76 | 23.74 | 22.26 | 22.59 | 21.71 | 21.28 | 22.12 | 21.11 | 32.78 | 36.28 | 37.56 | 35.48 | 31.34 | 29.57 | 30.89 | 31.24 | 30.17 | 33.74 | 35.02 | 35.73 | 41.59 | 38.76 | 44.52 | 39.36 | 47.1 | 46.58 | 53.74 | 51.65 | 52.23 | 47.26 | 42.56 | 35.91 | 53.58 | 55.83 | 52.08 | 49.02 | 45.1 | 38.69 | 37.14 | 35.47 | 38.66 | 34.03 | 34.68 | 38.79 | 43.26 | 50.53 | 53.09 | 59.24 | 60.73 | 61.99 | 60.2 | 59.46 | 58.4 | 59.04 | 62.77 | 56.51 | 95.87 | 85.84 | 74.8 | 63.71 | 54.82 | 47.27 | 32.98 | 24.84 | 23.24 | 21.81 | 20.23 | 21.82 | 23.89 | 36.2 | 54.2 | 71.78 | 86.34 | 94.31 | 96.95 | 99.71 | 105.32 | 99.54 | 96.09 | 97.12 | 107.25 | 100.96 | 98.76 | 89.08 | 73.4 | 60.54 | 45.23 | 34.86 | 24.3 | 19.59 | 17.22 | 16.18 | 22.5 | 37.13 | 60.55 | 87.44 | 101.51 | 111.98 | 109.32 | 109.3 | 111.54 | 113.31 | 116.17 | 108.93 | 106.87 | 100.35 | 92.24 | 78.07 | 67.9 | 53.27 | 37.67 | 25.19 | 19.87 | 13.36 | 15.75 | 16.43 | 20.27 | 31.35 | 50.66 | 70 | 85.48 | 99.57 | 110.65 | 121.4 | 118.71 | 118.19 | 117.21 | 112.62 | 119.81 | 110.56 | 97.68 | 88.02 | 77.12 | 60.03 | 43.95 | 26.99 | 16.98 | 12.38 | 15.04 | 20.61 | 29.42 | 43.8 | 60.12 | 81.43 | 99.22 | 112.85 | 122.37 | 125.29 | 130.34 | 129.61 | 127.34 | 122.96 | 98.39 | 88.51 | 76.37 | 61.92 | 54.46 | 43.77 | 30.32 | 19.12 | 13.83 | 11.34 | 12.86 | 16.3 | 23.68 | 33.14 | 47.18 | 62.52 | 79.51 | 91.63 | 103.83 | 110.92 | 111.36 | 107.87 | 105.49 | 101.33 | 66.84 | 64.73 | 59.89 | 46.02 | 39.64 | 33.68 | 25.33 | 18.16 | 13.85 | 15.14 | 18.53 | 21.67 | 26.61 | 33 | 43.27 | 50.55 | 56.27 | 66.46 | 76.79 | 80.87 | 79.79 | 75.08 | 70.15 | 66.51 | 29.84 | 28.93 | 27.6 | 24.56 | 22.6 | 21.69 | 15.44 | 11.33 | 9.52 | 10.42 | 13.37 | 14.46 | 13.32 | 15.06 | 15.96 | 19.78 | 26.7 | 30.14 | 34.32 | 39.39 | 35.48 | 32.25 | 29.56 | 29.13 | 15.4 | 17.02 | 16.43 | 17.2 | 15.89 | 15.58 | 14.72 | 12.83 | 13.41 | 15.14 | 16.57 | 19.14 | 18.33 | 18.78 | 19.9 | 20.39 | 17.93 | 17.49 | 21.18 | 21.78 | 21.66 | 19.33 | 17.66 | 16.29 | 17.4 | 17.78 | 18.84 | 17.89 | 18.8 | 17.82 | 15.75 | 18.92 | 17.61 | 15.86 | 15.65 | 16.61 | 18.86 | 21 | 19.42 | 16.45 | 16.88 | 17.14 | 17.83 | 17.33 | 18.75 | 20.15 | 20.63 | 19.16
OLDRV1_6_SOLAR |  | Solar_Fixed | Solar Fixed | CISO | North | Norcal | FC | 20 | 0 | 0 | 0 | 0 | 0 | 0 | 0 | 0.47 | 3.5 | 7.26 | 9.03 | 9.71 | 9.58 | 8.84 | 7.62 | 5.18 | 1.2 | 0 | 0 | 0 | 0 | 0 | 0 | 0 | 0 | 0 | 0 | 0 | 0 | 0 | 0 | 2.02 | 8.41 | 11.7 | 12.89 | 13.01 | 13.1 | 12.76 | 11.98 | 9.43 | 4.45 | 0.33 | 0 | 0 | 0 | 0 | 0 | 0 | 0 | 0 | 0 | 0 | 0 | 0 | 0.48 | 5.2 | 9.94 | 11.63 | 11.95 | 11.7 | 12.02 | 11.7 | 10.61 | 8.78 | 6.01 | 1.47 | 0 | 0 | 0 | 0 | 0 | 0 | 0 | 0 | 0 | 0 | 0 | 0.2 | 4.03 | 10.43 | 13.51 | 15.01 | 15.55 | 16.2 | 15.9 | 15.72 | 15.24 | 13.5 | 10.37 | 4.28 | 0.27 | 0 | 0 | 0 | 0 | 0 | 0 | 0 | 0 | 0 | 0 | 1.28 | 7.04 | 11.9 | 14.4 | 15.86 | 16.26 | 16.4 | 16.47 | 16.43 | 15.84 | 14.2 | 11.71 | 6.32 | 1.05 | 0 | 0 | 0 | 0 | 0 | 0 | 0 | 0 | 0 | 0.01 | 1.78 | 7.39 | 12.09 | 14.6 | 15.82 | 16.63 | 16.86 | 17.13 | 16.86 | 16.09 | 14.69 | 12.18 | 7.66 | 2.08 | 0.03 | 0 | 0 | 0 | 0 | 0 | 0 | 0 | 0 | 0 | 0.85 | 6.15 | 11.5 | 14.49 | 15.97 | 16.97 | 17.19 | 17.08 | 16.81 | 16.03 | 14.64 | 11.98 | 7.41 | 1.64 | 0.01 | 0 | 0 | 0 | 0 | 0 | 0 | 0 | 0 | 0 | 0.13 | 3.71 | 9.79 | 13.17 | 14.77 | 15.86 | 16.36 | 16.29 | 16.2 | 15.36 | 13.46 | 10.02 | 4.02 | 0.24 | 0 | 0 | 0 | 0 | 0 | 0 | 0 | 0 | 0 | 0 | 0.01 | 2.49 | 9.52 | 13.68 | 15.33 | 16.18 | 16.43 | 16.31 | 16.05 | 15.23 | 13.14 | 8.01 | 1.73 | 0 | 0 | 0 | 0 | 0 | 0 | 0 | 0 | 0 | 0 | 0 | 0 | 0.89 | 6.74 | 11.92 | 13.83 | 14.19 | 14.3 | 14.23 | 14.09 | 12.97 | 9.78 | 3.47 | 0.13 | 0 | 0 | 0 | 0 | 0 | 0 | 0 | 0 | 0 | 0 | 0 | 0 | 0.04 | 2.86 | 9.17 | 11.86 | 12.58 | 12.47 | 12.43 | 12.02 | 10.55 | 6.07 | 0.83 | 0 | 0 | 0 | 0 | 0 | 0 | 0 | 0 | 0 | 0 | 0 | 0 | 0 | 0 | 0.68 | 3.52 | 6.84 | 8.66 | 9.49 | 9.25 | 8.54 | 7.37 | 4.16 | 0.53 | 0 | 0 | 0 | 0 | 0 | 0 | 0
OLIVEP_1_SOLAR |  | Solar_Fixed | Solar Fixed | CISO | North | Norcal | FC | 20 | 0 | 0 | 0 | 0 | 0 | 0 | 0 | 0.47 | 3.5 | 7.26 | 9.03 | 9.71 | 9.58 | 8.84 | 7.62 | 5.18 | 1.2 | 0 | 0 | 0 | 0 | 0 | 0 | 0 | 0 | 0 | 0 | 0 | 0 | 0 | 0 | 2.02 | 8.41 | 11.7 | 12.89 | 13.01 | 13.1 | 12.76 | 11.98 | 9.43 | 4.45 | 0.33 | 0 | 0 | 0 | 0 | 0 | 0 | 0 | 0 | 0 | 0 | 0 | 0 | 0.48 | 5.2 | 9.94 | 11.63 | 11.95 | 11.7 | 12.02 | 11.7 | 10.61 | 8.78 | 6.01 | 1.47 | 0 | 0 | 0 | 0 | 0 | 0 | 0 | 0 | 0 | 0 | 0 | 0.2 | 4.03 | 10.43 | 13.51 | 15.01 | 15.55 | 16.2 | 15.9 | 15.72 | 15.24 | 13.5 | 10.37 | 4.28 | 0.27 | 0 | 0 | 0 | 0 | 0 | 0 | 0 | 0 | 0 | 0 | 1.28 | 7.04 | 11.9 | 14.4 | 15.86 | 16.26 | 16.4 | 16.47 | 16.43 | 15.84 | 14.2 | 11.71 | 6.32 | 1.05 | 0 | 0 | 0 | 0 | 0 | 0 | 0 | 0 | 0 | 0.01 | 1.78 | 7.39 | 12.09 | 14.6 | 15.82 | 16.63 | 16.86 | 17.13 | 16.86 | 16.09 | 14.69 | 12.18 | 7.66 | 2.08 | 0.03 | 0 | 0 | 0 | 0 | 0 | 0 | 0 | 0 | 0 | 0.85 | 6.15 | 11.5 | 14.49 | 15.97 | 16.97 | 17.19 | 17.08 | 16.81 | 16.03 | 14.64 | 11.98 | 7.41 | 1.64 | 0.01 | 0 | 0 | 0 | 0 | 0 | 0 | 0 | 0 | 0 | 0.13 | 3.71 | 9.79 | 13.17 | 14.77 | 15.86 | 16.36 | 16.29 | 16.2 | 15.36 | 13.46 | 10.02 | 4.02 | 0.24 | 0 | 0 | 0 | 0 | 0 | 0 | 0 | 0 | 0 | 0 | 0.01 | 2.49 | 9.52 | 13.68 | 15.33 | 16.18 | 16.43 | 16.31 | 16.05 | 15.23 | 13.14 | 8.01 | 1.73 | 0 | 0 | 0 | 0 | 0 | 0 | 0 | 0 | 0 | 0 | 0 | 0 | 0.89 | 6.74 | 11.92 | 13.83 | 14.19 | 14.3 | 14.23 | 14.09 | 12.97 | 9.78 | 3.47 | 0.13 | 0 | 0 | 0 | 0 | 0 | 0 | 0 | 0 | 0 | 0 | 0 | 0 | 0.04 | 2.86 | 9.17 | 11.86 | 12.58 | 12.47 | 12.43 | 12.02 | 10.55 | 6.07 | 0.83 | 0 | 0 | 0 | 0 | 0 | 0 | 0 | 0 | 0 | 0 | 0 | 0 | 0 | 0 | 0.68 | 3.52 | 6.84 | 8.66 | 9.49 | 9.25 | 8.54 | 7.37 | 4.16 | 0.53 | 0 | 0 | 0 | 0 | 0 | 0 | 0
OLIVEP_1_SOLAR2 |  | Solar_Fixed | Solar Fixed | CISO | North | Norcal | FC | 19.75 | 0 | 0 | 0 | 0 | 0 | 0 | 0 | 0.46 | 3.46 | 7.17 | 8.92 | 9.58 | 9.46 | 8.73 | 7.52 | 5.11 | 1.19 | 0 | 0 | 0 | 0 | 0 | 0 | 0 | 0 | 0 | 0 | 0 | 0 | 0 | 0 | 1.99 | 8.31 | 11.55 | 12.73 | 12.85 | 12.94 | 12.6 | 11.83 | 9.32 | 4.39 | 0.33 | 0 | 0 | 0 | 0 | 0 | 0 | 0 | 0 | 0 | 0 | 0 | 0 | 0.47 | 5.14 | 9.81 | 11.48 | 11.8 | 11.55 | 11.87 | 11.55 | 10.47 | 8.67 | 5.93 | 1.46 | 0 | 0 | 0 | 0 | 0 | 0 | 0 | 0 | 0 | 0 | 0 | 0.2 | 3.98 | 10.3 | 13.34 | 14.82 | 15.35 | 16 | 15.7 | 15.53 | 15.05 | 13.33 | 10.24 | 4.23 | 0.26 | 0 | 0 | 0 | 0 | 0 | 0 | 0 | 0 | 0 | 0 | 1.26 | 6.95 | 11.75 | 14.22 | 15.66 | 16.06 | 16.2 | 16.26 | 16.23 | 15.64 | 14.02 | 11.56 | 6.25 | 1.04 | 0 | 0 | 0 | 0 | 0 | 0 | 0 | 0 | 0 | 0.01 | 1.76 | 7.3 | 11.94 | 14.42 | 15.62 | 16.42 | 16.65 | 16.92 | 16.64 | 15.89 | 14.51 | 12.02 | 7.57 | 2.05 | 0.03 | 0 | 0 | 0 | 0 | 0 | 0 | 0 | 0 | 0 | 0.84 | 6.07 | 11.36 | 14.31 | 15.77 | 16.76 | 16.98 | 16.87 | 16.6 | 15.83 | 14.46 | 11.83 | 7.31 | 1.62 | 0.01 | 0 | 0 | 0 | 0 | 0 | 0 | 0 | 0 | 0 | 0.13 | 3.67 | 9.67 | 13.01 | 14.58 | 15.66 | 16.15 | 16.08 | 16 | 15.17 | 13.3 | 9.9 | 3.97 | 0.24 | 0 | 0 | 0 | 0 | 0 | 0 | 0 | 0 | 0 | 0 | 0.01 | 2.46 | 9.4 | 13.51 | 15.14 | 15.98 | 16.22 | 16.11 | 15.84 | 15.04 | 12.98 | 7.91 | 1.71 | 0 | 0 | 0 | 0 | 0 | 0 | 0 | 0 | 0 | 0 | 0 | 0 | 0.88 | 6.66 | 11.77 | 13.66 | 14.02 | 14.12 | 14.05 | 13.91 | 12.81 | 9.66 | 3.43 | 0.13 | 0 | 0 | 0 | 0 | 0 | 0 | 0 | 0 | 0 | 0 | 0 | 0 | 0.04 | 2.82 | 9.06 | 11.71 | 12.43 | 12.32 | 12.28 | 11.87 | 10.42 | 5.99 | 0.82 | 0 | 0 | 0 | 0 | 0 | 0 | 0 | 0 | 0 | 0 | 0 | 0 | 0 | 0 | 0.67 | 3.48 | 6.75 | 8.55 | 9.37 | 9.14 | 8.44 | 7.28 | 4.11 | 0.52 | 0 | 0 | 0 | 0 | 0 | 0 | 0
ORLND_6_SOLAR1 |  | Solar_1Axis | Solar Tracking | CISO | North | Norcal | FC | 1.5 | 0 | 0 | 0 | 0 | 0 | 0 | 0 | 0.03 | 0.25 | 0.47 | 0.58 | 0.64 | 0.64 | 0.6 | 0.56 | 0.39 | 0.08 | 0 | 0 | 0 | 0 | 0 | 0 | 0 | 0 | 0 | 0 | 0 | 0 | 0 | 0 | 0.19 | 0.77 | 0.96 | 0.98 | 0.93 | 0.92 | 0.91 | 0.93 | 0.79 | 0.42 | 0.02 | 0 | 0 | 0 | 0 | 0 | 0 | 0 | 0 | 0 | 0 | 0 | 0 | 0.04 | 0.48 | 0.9 | 0.96 | 0.9 | 0.93 | 0.91 | 0.84 | 0.78 | 0.72 | 0.51 | 0.12 | 0 | 0 | 0 | 0 | 0 | 0 | 0 | 0 | 0 | 0 | 0 | 0.02 | 0.45 | 0.99 | 1.09 | 1.08 | 1.06 | 1.09 | 1.09 | 1.07 | 1.09 | 1.05 | 0.95 | 0.44 | 0.02 | 0 | 0 | 0 | 0 | 0 | 0 | 0 | 0 | 0 | 0 | 0.16 | 0.78 | 1.1 | 1.15 | 1.15 | 1.14 | 1.16 | 1.16 | 1.19 | 1.19 | 1.16 | 1.1 | 0.68 | 0.11 | 0 | 0 | 0 | 0 | 0 | 0 | 0 | 0 | 0 | 0 | 0.24 | 0.86 | 1.17 | 1.25 | 1.26 | 1.27 | 1.28 | 1.28 | 1.27 | 1.27 | 1.24 | 1.15 | 0.85 | 0.24 | 0 | 0 | 0 | 0 | 0 | 0 | 0 | 0 | 0 | 0 | 0.11 | 0.69 | 1.11 | 1.23 | 1.25 | 1.25 | 1.25 | 1.25 | 1.23 | 1.23 | 1.18 | 1.09 | 0.77 | 0.18 | 0 | 0 | 0 | 0 | 0 | 0 | 0 | 0 | 0 | 0 | 0.02 | 0.4 | 0.93 | 1.13 | 1.18 | 1.19 | 1.2 | 1.19 | 1.18 | 1.17 | 1.1 | 0.9 | 0.4 | 0.02 | 0 | 0 | 0 | 0 | 0 | 0 | 0 | 0 | 0 | 0 | 0 | 0.25 | 0.88 | 1.11 | 1.15 | 1.14 | 1.13 | 1.13 | 1.14 | 1.15 | 1.08 | 0.71 | 0.14 | 0 | 0 | 0 | 0 | 0 | 0 | 0 | 0 | 0 | 0 | 0 | 0 | 0.07 | 0.58 | 0.97 | 1 | 0.98 | 0.95 | 0.96 | 0.98 | 0.97 | 0.82 | 0.27 | 0.01 | 0 | 0 | 0 | 0 | 0 | 0 | 0 | 0 | 0 | 0 | 0 | 0 | 0 | 0.23 | 0.69 | 0.81 | 0.79 | 0.77 | 0.79 | 0.81 | 0.76 | 0.48 | 0.06 | 0 | 0 | 0 | 0 | 0 | 0 | 0 | 0 | 0 | 0 | 0 | 0 | 0 | 0 | 0.04 | 0.31 | 0.5 | 0.61 | 0.64 | 0.63 | 0.61 | 0.56 | 0.31 | 0.03 | 0 | 0 | 0 | 0 | 0 | 0 | 0
OROLOM_1_SOLAR1 |  | Solar_1Axis | Solar Tracking | CISO | North | Norcal | EO | 10 | 0 | 0 | 0 | 0 | 0 | 0 | 0 | 0.21 | 1.64 | 3.12 | 3.86 | 4.25 | 4.25 | 4.01 | 3.76 | 2.57 | 0.56 | 0 | 0 | 0 | 0 | 0 | 0 | 0 | 0 | 0 | 0 | 0 | 0 | 0 | 0 | 1.23 | 5.14 | 6.4 | 6.54 | 6.2 | 6.11 | 6.07 | 6.2 | 5.29 | 2.77 | 0.15 | 0 | 0 | 0 | 0 | 0 | 0 | 0 | 0 | 0 | 0 | 0 | 0 | 0.26 | 3.19 | 5.99 | 6.42 | 6.03 | 6.19 | 6.1 | 5.61 | 5.18 | 4.83 | 3.4 | 0.79 | 0 | 0 | 0 | 0 | 0 | 0 | 0 | 0 | 0 | 0 | 0 | 0.14 | 2.98 | 6.58 | 7.24 | 7.2 | 7.07 | 7.25 | 7.26 | 7.15 | 7.27 | 6.97 | 6.36 | 2.95 | 0.14 | 0 | 0 | 0 | 0 | 0 | 0 | 0 | 0 | 0 | 0 | 1.1 | 5.19 | 7.32 | 7.65 | 7.66 | 7.59 | 7.75 | 7.75 | 7.93 | 7.93 | 7.76 | 7.31 | 4.52 | 0.7 | 0 | 0 | 0 | 0 | 0 | 0 | 0 | 0 | 0 | 0.01 | 1.58 | 5.73 | 7.77 | 8.32 | 8.42 | 8.49 | 8.54 | 8.51 | 8.44 | 8.43 | 8.25 | 7.65 | 5.67 | 1.6 | 0.02 | 0 | 0 | 0 | 0 | 0 | 0 | 0 | 0 | 0 | 0.72 | 4.6 | 7.42 | 8.19 | 8.3 | 8.36 | 8.33 | 8.31 | 8.22 | 8.2 | 7.87 | 7.3 | 5.12 | 1.2 | 0.01 | 0 | 0 | 0 | 0 | 0 | 0 | 0 | 0 | 0 | 0.1 | 2.7 | 6.23 | 7.53 | 7.88 | 7.92 | 7.98 | 7.92 | 7.85 | 7.8 | 7.34 | 6.02 | 2.67 | 0.15 | 0 | 0 | 0 | 0 | 0 | 0 | 0 | 0 | 0 | 0 | 0.01 | 1.65 | 5.87 | 7.4 | 7.65 | 7.59 | 7.51 | 7.52 | 7.63 | 7.66 | 7.22 | 4.75 | 0.93 | 0 | 0 | 0 | 0 | 0 | 0 | 0 | 0 | 0 | 0 | 0 | 0 | 0.49 | 3.9 | 6.45 | 6.64 | 6.51 | 6.35 | 6.39 | 6.51 | 6.49 | 5.46 | 1.81 | 0.04 | 0 | 0 | 0 | 0 | 0 | 0 | 0 | 0 | 0 | 0 | 0 | 0 | 0.02 | 1.52 | 4.58 | 5.39 | 5.29 | 5.12 | 5.27 | 5.43 | 5.1 | 3.19 | 0.38 | 0 | 0 | 0 | 0 | 0 | 0 | 0 | 0 | 0 | 0 | 0 | 0 | 0 | 0 | 0.3 | 2.05 | 3.36 | 4.08 | 4.29 | 4.17 | 4.04 | 3.74 | 2.09 | 0.22 | 0 | 0 | 0 | 0 | 0 | 0 | 0
OROLOM_1_SOLAR2 |  | Solar_1Axis | Solar Tracking | CISO | North | Norcal | EO | 10 | 0 | 0 | 0 | 0 | 0 | 0 | 0 | 0.21 | 1.64 | 3.12 | 3.86 | 4.25 | 4.25 | 4.01 | 3.76 | 2.57 | 0.56 | 0 | 0 | 0 | 0 | 0 | 0 | 0 | 0 | 0 | 0 | 0 | 0 | 0 | 0 | 1.23 | 5.14 | 6.4 | 6.54 | 6.2 | 6.11 | 6.07 | 6.2 | 5.29 | 2.77 | 0.15 | 0 | 0 | 0 | 0 | 0 | 0 | 0 | 0 | 0 | 0 | 0 | 0 | 0.26 | 3.19 | 5.99 | 6.42 | 6.03 | 6.19 | 6.1 | 5.61 | 5.18 | 4.83 | 3.4 | 0.79 | 0 | 0 | 0 | 0 | 0 | 0 | 0 | 0 | 0 | 0 | 0 | 0.14 | 2.98 | 6.58 | 7.24 | 7.2 | 7.07 | 7.25 | 7.26 | 7.15 | 7.27 | 6.97 | 6.36 | 2.95 | 0.14 | 0 | 0 | 0 | 0 | 0 | 0 | 0 | 0 | 0 | 0 | 1.1 | 5.19 | 7.32 | 7.65 | 7.66 | 7.59 | 7.75 | 7.75 | 7.93 | 7.93 | 7.76 | 7.31 | 4.52 | 0.7 | 0 | 0 | 0 | 0 | 0 | 0 | 0 | 0 | 0 | 0.01 | 1.58 | 5.73 | 7.77 | 8.32 | 8.42 | 8.49 | 8.54 | 8.51 | 8.44 | 8.43 | 8.25 | 7.65 | 5.67 | 1.6 | 0.02 | 0 | 0 | 0 | 0 | 0 | 0 | 0 | 0 | 0 | 0.72 | 4.6 | 7.42 | 8.19 | 8.3 | 8.36 | 8.33 | 8.31 | 8.22 | 8.2 | 7.87 | 7.3 | 5.12 | 1.2 | 0.01 | 0 | 0 | 0 | 0 | 0 | 0 | 0 | 0 | 0 | 0.1 | 2.7 | 6.23 | 7.53 | 7.88 | 7.92 | 7.98 | 7.92 | 7.85 | 7.8 | 7.34 | 6.02 | 2.67 | 0.15 | 0 | 0 | 0 | 0 | 0 | 0 | 0 | 0 | 0 | 0 | 0.01 | 1.65 | 5.87 | 7.4 | 7.65 | 7.59 | 7.51 | 7.52 | 7.63 | 7.66 | 7.22 | 4.75 | 0.93 | 0 | 0 | 0 | 0 | 0 | 0 | 0 | 0 | 0 | 0 | 0 | 0 | 0.49 | 3.9 | 6.45 | 6.64 | 6.51 | 6.35 | 6.39 | 6.51 | 6.49 | 5.46 | 1.81 | 0.04 | 0 | 0 | 0 | 0 | 0 | 0 | 0 | 0 | 0 | 0 | 0 | 0 | 0.02 | 1.52 | 4.58 | 5.39 | 5.29 | 5.12 | 5.27 | 5.43 | 5.1 | 3.19 | 0.38 | 0 | 0 | 0 | 0 | 0 | 0 | 0 | 0 | 0 | 0 | 0 | 0 | 0 | 0 | 0.3 | 2.05 | 3.36 | 4.08 | 4.29 | 4.17 | 4.04 | 3.74 | 2.09 | 0.22 | 0 | 0 | 0 | 0 | 0 | 0 | 0
ORTGA_6_ME1SL1 |  | Solar_1Axis | Solar Tracking | CISO | North | Norcal | FC | 3 | 0 | 0 | 0 | 0 | 0 | 0 | 0 | 0.06 | 0.49 | 0.94 | 1.16 | 1.28 | 1.28 | 1.2 | 1.13 | 0.77 | 0.17 | 0 | 0 | 0 | 0 | 0 | 0 | 0 | 0 | 0 | 0 | 0 | 0 | 0 | 0 | 0.37 | 1.54 | 1.92 | 1.96 | 1.86 | 1.83 | 1.82 | 1.86 | 1.59 | 0.83 | 0.05 | 0 | 0 | 0 | 0 | 0 | 0 | 0 | 0 | 0 | 0 | 0 | 0 | 0.08 | 0.96 | 1.8 | 1.93 | 1.81 | 1.86 | 1.83 | 1.68 | 1.56 | 1.45 | 1.02 | 0.24 | 0 | 0 | 0 | 0 | 0 | 0 | 0 | 0 | 0 | 0 | 0 | 0.04 | 0.89 | 1.98 | 2.17 | 2.16 | 2.12 | 2.17 | 2.18 | 2.15 | 2.18 | 2.09 | 1.91 | 0.89 | 0.04 | 0 | 0 | 0 | 0 | 0 | 0 | 0 | 0 | 0 | 0 | 0.33 | 1.56 | 2.2 | 2.3 | 2.3 | 2.28 | 2.33 | 2.33 | 2.38 | 2.38 | 2.33 | 2.19 | 1.36 | 0.21 | 0 | 0 | 0 | 0 | 0 | 0 | 0 | 0 | 0 | 0 | 0.47 | 1.72 | 2.33 | 2.5 | 2.53 | 2.55 | 2.56 | 2.55 | 2.53 | 2.53 | 2.47 | 2.3 | 1.7 | 0.48 | 0.01 | 0 | 0 | 0 | 0 | 0 | 0 | 0 | 0 | 0 | 0.22 | 1.38 | 2.23 | 2.46 | 2.49 | 2.51 | 2.5 | 2.49 | 2.47 | 2.46 | 2.36 | 2.19 | 1.54 | 0.36 | 0 | 0 | 0 | 0 | 0 | 0 | 0 | 0 | 0 | 0 | 0.03 | 0.81 | 1.87 | 2.26 | 2.36 | 2.38 | 2.39 | 2.38 | 2.36 | 2.34 | 2.2 | 1.81 | 0.8 | 0.04 | 0 | 0 | 0 | 0 | 0 | 0 | 0 | 0 | 0 | 0 | 0 | 0.49 | 1.76 | 2.22 | 2.29 | 2.28 | 2.25 | 2.26 | 2.29 | 2.3 | 2.17 | 1.43 | 0.28 | 0 | 0 | 0 | 0 | 0 | 0 | 0 | 0 | 0 | 0 | 0 | 0 | 0.15 | 1.17 | 1.93 | 1.99 | 1.95 | 1.9 | 1.92 | 1.95 | 1.95 | 1.64 | 0.54 | 0.01 | 0 | 0 | 0 | 0 | 0 | 0 | 0 | 0 | 0 | 0 | 0 | 0 | 0.01 | 0.46 | 1.37 | 1.62 | 1.59 | 1.54 | 1.58 | 1.63 | 1.53 | 0.96 | 0.11 | 0 | 0 | 0 | 0 | 0 | 0 | 0 | 0 | 0 | 0 | 0 | 0 | 0 | 0 | 0.09 | 0.61 | 1.01 | 1.22 | 1.29 | 1.25 | 1.21 | 1.12 | 0.63 | 0.07 | 0 | 0 | 0 | 0 | 0 | 0 | 0
PADUA_2_SOLAR1 |  | Solar_1Axis | Solar Tracking | CISO | South | Socal | EO | 1.75 | 0 | 0 | 0 | 0 | 0 | 0 | 0 | 0.2 | 0.72 | 0.92 | 0.96 | 0.98 | 0.97 | 0.91 | 0.84 | 0.53 | 0.1 | 0 | 0 | 0 | 0 | 0 | 0 | 0 | 0 | 0 | 0 | 0 | 0 | 0 | 0.01 | 0.45 | 1.09 | 1.17 | 1.16 | 1.12 | 1.08 | 1.06 | 1.04 | 0.93 | 0.41 | 0.02 | 0 | 0 | 0 | 0 | 0 | 0 | 0 | 0 | 0 | 0 | 0 | 0 | 0.14 | 0.8 | 1.11 | 1.15 | 1.13 | 1.1 | 1.09 | 0.99 | 0.9 | 0.81 | 0.58 | 0.09 | 0 | 0 | 0 | 0 | 0 | 0 | 0 | 0 | 0 | 0 | 0 | 0.08 | 0.75 | 1.32 | 1.39 | 1.43 | 1.42 | 1.43 | 1.41 | 1.41 | 1.36 | 1.29 | 1.07 | 0.35 | 0.01 | 0 | 0 | 0 | 0 | 0 | 0 | 0 | 0 | 0 | 0 | 0.29 | 1 | 1.37 | 1.46 | 1.49 | 1.5 | 1.51 | 1.51 | 1.49 | 1.45 | 1.39 | 1.22 | 0.6 | 0.06 | 0 | 0 | 0 | 0 | 0 | 0 | 0 | 0 | 0 | 0.01 | 0.34 | 1 | 1.31 | 1.42 | 1.47 | 1.49 | 1.49 | 1.49 | 1.48 | 1.44 | 1.39 | 1.23 | 0.74 | 0.13 | 0 | 0 | 0 | 0 | 0 | 0 | 0 | 0 | 0 | 0 | 0.16 | 0.78 | 1.22 | 1.39 | 1.46 | 1.47 | 1.47 | 1.45 | 1.44 | 1.4 | 1.34 | 1.18 | 0.68 | 0.11 | 0 | 0 | 0 | 0 | 0 | 0 | 0 | 0 | 0 | 0 | 0.05 | 0.58 | 1.1 | 1.31 | 1.4 | 1.43 | 1.43 | 1.4 | 1.36 | 1.31 | 1.21 | 0.96 | 0.36 | 0.01 | 0 | 0 | 0 | 0 | 0 | 0 | 0 | 0 | 0 | 0 | 0.01 | 0.43 | 1.13 | 1.31 | 1.38 | 1.39 | 1.39 | 1.39 | 1.37 | 1.35 | 1.22 | 0.68 | 0.08 | 0 | 0 | 0 | 0 | 0 | 0 | 0 | 0 | 0 | 0 | 0 | 0 | 0.25 | 0.98 | 1.25 | 1.29 | 1.27 | 1.28 | 1.28 | 1.29 | 1.26 | 0.99 | 0.28 | 0 | 0 | 0 | 0 | 0 | 0 | 0 | 0 | 0 | 0 | 0 | 0 | 0 | 0.05 | 0.58 | 1.08 | 1.16 | 1.13 | 1.1 | 1.11 | 1.12 | 1.06 | 0.61 | 0.06 | 0 | 0 | 0 | 0 | 0 | 0 | 0 | 0 | 0 | 0 | 0 | 0 | 0 | 0 | 0.21 | 0.68 | 0.82 | 0.86 | 0.84 | 0.87 | 0.82 | 0.75 | 0.43 | 0.04 | 0 | 0 | 0 | 0 | 0 | 0 | 0
PAIGES_6_SOLAR |  | Solar_1Axis | Solar Tracking | CISO | North | Norcal | EO | 20 | 0 | 0 | 0 | 0 | 0 | 0 | 0 | 0.42 | 3.28 | 6.25 | 7.72 | 8.5 | 8.51 | 8.03 | 7.52 | 5.13 | 1.12 | 0 | 0 | 0 | 0 | 0 | 0 | 0 | 0 | 0 | 0 | 0 | 0 | 0 | 0 | 2.47 | 10.27 | 12.8 | 13.08 | 12.39 | 12.21 | 12.13 | 12.4 | 10.57 | 5.55 | 0.31 | 0 | 0 | 0 | 0 | 0 | 0 | 0 | 0 | 0 | 0 | 0 | 0 | 0.52 | 6.39 | 11.99 | 12.84 | 12.05 | 12.38 | 12.2 | 11.23 | 10.37 | 9.66 | 6.8 | 1.57 | 0 | 0 | 0 | 0 | 0 | 0 | 0 | 0 | 0 | 0 | 0 | 0.28 | 5.97 | 13.17 | 14.48 | 14.4 | 14.15 | 14.49 | 14.52 | 14.31 | 14.54 | 13.94 | 12.71 | 5.9 | 0.27 | 0 | 0 | 0 | 0 | 0 | 0 | 0 | 0 | 0 | 0 | 2.2 | 10.38 | 14.64 | 15.3 | 15.32 | 15.19 | 15.51 | 15.51 | 15.86 | 15.86 | 15.51 | 14.62 | 9.05 | 1.41 | 0 | 0 | 0 | 0 | 0 | 0 | 0 | 0 | 0 | 0.01 | 3.16 | 11.47 | 15.54 | 16.64 | 16.85 | 16.97 | 17.07 | 17.02 | 16.87 | 16.87 | 16.5 | 15.31 | 11.34 | 3.2 | 0.04 | 0 | 0 | 0 | 0 | 0 | 0 | 0 | 0 | 0 | 1.43 | 9.2 | 14.84 | 16.38 | 16.6 | 16.72 | 16.65 | 16.62 | 16.44 | 16.41 | 15.74 | 14.59 | 10.24 | 2.41 | 0.01 | 0 | 0 | 0 | 0 | 0 | 0 | 0 | 0 | 0 | 0.2 | 5.39 | 12.46 | 15.07 | 15.77 | 15.84 | 15.96 | 15.84 | 15.71 | 15.6 | 14.68 | 12.04 | 5.34 | 0.3 | 0 | 0 | 0 | 0 | 0 | 0 | 0 | 0 | 0 | 0 | 0.02 | 3.29 | 11.75 | 14.8 | 15.3 | 15.19 | 15.01 | 15.04 | 15.25 | 15.32 | 14.44 | 9.5 | 1.87 | 0 | 0 | 0 | 0 | 0 | 0 | 0 | 0 | 0 | 0 | 0 | 0 | 0.98 | 7.8 | 12.9 | 13.29 | 13.02 | 12.69 | 12.79 | 13.02 | 12.97 | 10.92 | 3.63 | 0.08 | 0 | 0 | 0 | 0 | 0 | 0 | 0 | 0 | 0 | 0 | 0 | 0 | 0.04 | 3.04 | 9.15 | 10.78 | 10.58 | 10.24 | 10.54 | 10.85 | 10.19 | 6.39 | 0.76 | 0 | 0 | 0 | 0 | 0 | 0 | 0 | 0 | 0 | 0 | 0 | 0 | 0 | 0 | 0.6 | 4.09 | 6.72 | 8.16 | 8.58 | 8.35 | 8.09 | 7.48 | 4.18 | 0.45 | 0 | 0 | 0 | 0 | 0 | 0 | 0
PBLOSM_2_SOLAR |  | Solar_1Axis | Solar Tracking | CISO | South | Socal | FC | 9.5 | 0 | 0 | 0 | 0 | 0 | 0 | 0 | 1.06 | 3.88 | 5.01 | 5.21 | 5.32 | 5.26 | 4.94 | 4.57 | 2.88 | 0.57 | 0 | 0 | 0 | 0 | 0 | 0 | 0 | 0 | 0 | 0 | 0 | 0 | 0 | 0.07 | 2.43 | 5.94 | 6.34 | 6.29 | 6.08 | 5.88 | 5.74 | 5.64 | 5.07 | 2.21 | 0.08 | 0 | 0 | 0 | 0 | 0 | 0 | 0 | 0 | 0 | 0 | 0 | 0 | 0.73 | 4.36 | 6.01 | 6.23 | 6.11 | 5.96 | 5.92 | 5.38 | 4.89 | 4.41 | 3.14 | 0.47 | 0 | 0 | 0 | 0 | 0 | 0 | 0 | 0 | 0 | 0 | 0 | 0.42 | 4.05 | 7.18 | 7.56 | 7.75 | 7.69 | 7.74 | 7.66 | 7.64 | 7.4 | 7.01 | 5.78 | 1.92 | 0.05 | 0 | 0 | 0 | 0 | 0 | 0 | 0 | 0 | 0 | 0.01 | 1.56 | 5.44 | 7.43 | 7.93 | 8.11 | 8.13 | 8.19 | 8.18 | 8.07 | 7.87 | 7.55 | 6.6 | 3.25 | 0.31 | 0 | 0 | 0 | 0 | 0 | 0 | 0 | 0 | 0 | 0.03 | 1.85 | 5.44 | 7.14 | 7.7 | 8 | 8.07 | 8.11 | 8.1 | 8.01 | 7.81 | 7.54 | 6.69 | 4.04 | 0.69 | 0 | 0 | 0 | 0 | 0 | 0 | 0 | 0 | 0 | 0 | 0.87 | 4.24 | 6.64 | 7.53 | 7.91 | 7.98 | 7.96 | 7.89 | 7.8 | 7.58 | 7.26 | 6.39 | 3.7 | 0.59 | 0 | 0 | 0 | 0 | 0 | 0 | 0 | 0 | 0 | 0 | 0.29 | 3.17 | 5.97 | 7.1 | 7.61 | 7.77 | 7.76 | 7.6 | 7.4 | 7.1 | 6.54 | 5.21 | 1.93 | 0.06 | 0 | 0 | 0 | 0 | 0 | 0 | 0 | 0 | 0 | 0 | 0.06 | 2.35 | 6.13 | 7.14 | 7.51 | 7.57 | 7.57 | 7.52 | 7.44 | 7.33 | 6.62 | 3.7 | 0.44 | 0 | 0 | 0 | 0 | 0 | 0 | 0 | 0 | 0 | 0 | 0 | 0 | 1.34 | 5.33 | 6.77 | 6.98 | 6.92 | 6.93 | 6.97 | 7 | 6.85 | 5.36 | 1.51 | 0.02 | 0 | 0 | 0 | 0 | 0 | 0 | 0 | 0 | 0 | 0 | 0 | 0 | 0.25 | 3.13 | 5.84 | 6.31 | 6.14 | 5.98 | 6.05 | 6.06 | 5.77 | 3.33 | 0.33 | 0 | 0 | 0 | 0 | 0 | 0 | 0 | 0 | 0 | 0 | 0 | 0 | 0 | 0.01 | 1.16 | 3.68 | 4.43 | 4.67 | 4.58 | 4.73 | 4.47 | 4.08 | 2.32 | 0.2 | 0 | 0 | 0 | 0 | 0 | 0 | 0
PEORIA_1_SOLAR |  | Solar_Fixed | Solar Fixed | CISO | North | Norcal | FC | 1.5 | 0 | 0 | 0 | 0 | 0 | 0 | 0 | 0.03 | 0.26 | 0.54 | 0.68 | 0.73 | 0.72 | 0.66 | 0.57 | 0.39 | 0.09 | 0 | 0 | 0 | 0 | 0 | 0 | 0 | 0 | 0 | 0 | 0 | 0 | 0 | 0 | 0.15 | 0.63 | 0.88 | 0.97 | 0.98 | 0.98 | 0.96 | 0.9 | 0.71 | 0.33 | 0.02 | 0 | 0 | 0 | 0 | 0 | 0 | 0 | 0 | 0 | 0 | 0 | 0 | 0.04 | 0.39 | 0.75 | 0.87 | 0.9 | 0.88 | 0.9 | 0.88 | 0.8 | 0.66 | 0.45 | 0.11 | 0 | 0 | 0 | 0 | 0 | 0 | 0 | 0 | 0 | 0 | 0 | 0.02 | 0.3 | 0.78 | 1.01 | 1.13 | 1.17 | 1.22 | 1.19 | 1.18 | 1.14 | 1.01 | 0.78 | 0.32 | 0.02 | 0 | 0 | 0 | 0 | 0 | 0 | 0 | 0 | 0 | 0 | 0.1 | 0.53 | 0.89 | 1.08 | 1.19 | 1.22 | 1.23 | 1.24 | 1.23 | 1.19 | 1.06 | 0.88 | 0.47 | 0.08 | 0 | 0 | 0 | 0 | 0 | 0 | 0 | 0 | 0 | 0 | 0.13 | 0.55 | 0.91 | 1.1 | 1.19 | 1.25 | 1.26 | 1.28 | 1.26 | 1.21 | 1.1 | 0.91 | 0.57 | 0.16 | 0 | 0 | 0 | 0 | 0 | 0 | 0 | 0 | 0 | 0 | 0.06 | 0.46 | 0.86 | 1.09 | 1.2 | 1.27 | 1.29 | 1.28 | 1.26 | 1.2 | 1.1 | 0.9 | 0.56 | 0.12 | 0 | 0 | 0 | 0 | 0 | 0 | 0 | 0 | 0 | 0 | 0.01 | 0.28 | 0.73 | 0.99 | 1.11 | 1.19 | 1.23 | 1.22 | 1.21 | 1.15 | 1.01 | 0.75 | 0.3 | 0.02 | 0 | 0 | 0 | 0 | 0 | 0 | 0 | 0 | 0 | 0 | 0 | 0.19 | 0.71 | 1.03 | 1.15 | 1.21 | 1.23 | 1.22 | 1.2 | 1.14 | 0.99 | 0.6 | 0.13 | 0 | 0 | 0 | 0 | 0 | 0 | 0 | 0 | 0 | 0 | 0 | 0 | 0.07 | 0.51 | 0.89 | 1.04 | 1.06 | 1.07 | 1.07 | 1.06 | 0.97 | 0.73 | 0.26 | 0.01 | 0 | 0 | 0 | 0 | 0 | 0 | 0 | 0 | 0 | 0 | 0 | 0 | 0 | 0.21 | 0.69 | 0.89 | 0.94 | 0.94 | 0.93 | 0.9 | 0.79 | 0.46 | 0.06 | 0 | 0 | 0 | 0 | 0 | 0 | 0 | 0 | 0 | 0 | 0 | 0 | 0 | 0 | 0.05 | 0.26 | 0.51 | 0.65 | 0.71 | 0.69 | 0.64 | 0.55 | 0.31 | 0.04 | 0 | 0 | 0 | 0 | 0 | 0 | 0
PIT1_6_FRIVRA |  | Solar_Fixed | Solar Fixed | CISO | North | Norcal | ID | 1.5 | 0 | 0 | 0 | 0 | 0 | 0 | 0 | 0.03 | 0.26 | 0.54 | 0.68 | 0.73 | 0.72 | 0.66 | 0.57 | 0.39 | 0.09 | 0 | 0 | 0 | 0 | 0 | 0 | 0 | 0 | 0 | 0 | 0 | 0 | 0 | 0 | 0.15 | 0.63 | 0.88 | 0.97 | 0.98 | 0.98 | 0.96 | 0.9 | 0.71 | 0.33 | 0.02 | 0 | 0 | 0 | 0 | 0 | 0 | 0 | 0 | 0 | 0 | 0 | 0 | 0.04 | 0.39 | 0.75 | 0.87 | 0.9 | 0.88 | 0.9 | 0.88 | 0.8 | 0.66 | 0.45 | 0.11 | 0 | 0 | 0 | 0 | 0 | 0 | 0 | 0 | 0 | 0 | 0 | 0.02 | 0.3 | 0.78 | 1.01 | 1.13 | 1.17 | 1.22 | 1.19 | 1.18 | 1.14 | 1.01 | 0.78 | 0.32 | 0.02 | 0 | 0 | 0 | 0 | 0 | 0 | 0 | 0 | 0 | 0 | 0.1 | 0.53 | 0.89 | 1.08 | 1.19 | 1.22 | 1.23 | 1.24 | 1.23 | 1.19 | 1.06 | 0.88 | 0.47 | 0.08 | 0 | 0 | 0 | 0 | 0 | 0 | 0 | 0 | 0 | 0 | 0.13 | 0.55 | 0.91 | 1.1 | 1.19 | 1.25 | 1.26 | 1.28 | 1.26 | 1.21 | 1.1 | 0.91 | 0.57 | 0.16 | 0 | 0 | 0 | 0 | 0 | 0 | 0 | 0 | 0 | 0 | 0.06 | 0.46 | 0.86 | 1.09 | 1.2 | 1.27 | 1.29 | 1.28 | 1.26 | 1.2 | 1.1 | 0.9 | 0.56 | 0.12 | 0 | 0 | 0 | 0 | 0 | 0 | 0 | 0 | 0 | 0 | 0.01 | 0.28 | 0.73 | 0.99 | 1.11 | 1.19 | 1.23 | 1.22 | 1.21 | 1.15 | 1.01 | 0.75 | 0.3 | 0.02 | 0 | 0 | 0 | 0 | 0 | 0 | 0 | 0 | 0 | 0 | 0 | 0.19 | 0.71 | 1.03 | 1.15 | 1.21 | 1.23 | 1.22 | 1.2 | 1.14 | 0.99 | 0.6 | 0.13 | 0 | 0 | 0 | 0 | 0 | 0 | 0 | 0 | 0 | 0 | 0 | 0 | 0.07 | 0.51 | 0.89 | 1.04 | 1.06 | 1.07 | 1.07 | 1.06 | 0.97 | 0.73 | 0.26 | 0.01 | 0 | 0 | 0 | 0 | 0 | 0 | 0 | 0 | 0 | 0 | 0 | 0 | 0 | 0.21 | 0.69 | 0.89 | 0.94 | 0.94 | 0.93 | 0.9 | 0.79 | 0.46 | 0.06 | 0 | 0 | 0 | 0 | 0 | 0 | 0 | 0 | 0 | 0 | 0 | 0 | 0 | 0 | 0.05 | 0.26 | 0.51 | 0.65 | 0.71 | 0.69 | 0.64 | 0.55 | 0.31 | 0.04 | 0 | 0 | 0 | 0 | 0 | 0 | 0
PIUTE_6_GNBSR1 |  | Solar_1Axis | Solar Tracking | CISO | South | Socal | FC | 3 | 0 | 0 | 0 | 0 | 0 | 0 | 0 | 0.33 | 1.23 | 1.58 | 1.65 | 1.68 | 1.66 | 1.56 | 1.44 | 0.91 | 0.18 | 0 | 0 | 0 | 0 | 0 | 0 | 0 | 0 | 0 | 0 | 0 | 0 | 0 | 0.02 | 0.77 | 1.88 | 2 | 1.99 | 1.92 | 1.86 | 1.81 | 1.78 | 1.6 | 0.7 | 0.03 | 0 | 0 | 0 | 0 | 0 | 0 | 0 | 0 | 0 | 0 | 0 | 0 | 0.23 | 1.38 | 1.9 | 1.97 | 1.93 | 1.88 | 1.87 | 1.7 | 1.54 | 1.39 | 0.99 | 0.15 | 0 | 0 | 0 | 0 | 0 | 0 | 0 | 0 | 0 | 0 | 0 | 0.13 | 1.28 | 2.27 | 2.39 | 2.45 | 2.43 | 2.44 | 2.42 | 2.41 | 2.34 | 2.21 | 1.83 | 0.61 | 0.01 | 0 | 0 | 0 | 0 | 0 | 0 | 0 | 0 | 0 | 0 | 0.49 | 1.72 | 2.35 | 2.5 | 2.56 | 2.57 | 2.59 | 2.58 | 2.55 | 2.48 | 2.38 | 2.08 | 1.02 | 0.1 | 0 | 0 | 0 | 0 | 0 | 0 | 0 | 0 | 0 | 0.01 | 0.59 | 1.72 | 2.25 | 2.43 | 2.53 | 2.55 | 2.56 | 2.56 | 2.53 | 2.47 | 2.38 | 2.11 | 1.28 | 0.22 | 0 | 0 | 0 | 0 | 0 | 0 | 0 | 0 | 0 | 0 | 0.27 | 1.34 | 2.1 | 2.38 | 2.5 | 2.52 | 2.51 | 2.49 | 2.46 | 2.4 | 2.29 | 2.02 | 1.17 | 0.19 | 0 | 0 | 0 | 0 | 0 | 0 | 0 | 0 | 0 | 0 | 0.09 | 1 | 1.88 | 2.24 | 2.4 | 2.45 | 2.45 | 2.4 | 2.34 | 2.24 | 2.07 | 1.64 | 0.61 | 0.02 | 0 | 0 | 0 | 0 | 0 | 0 | 0 | 0 | 0 | 0 | 0.02 | 0.74 | 1.94 | 2.25 | 2.37 | 2.39 | 2.39 | 2.38 | 2.35 | 2.31 | 2.09 | 1.17 | 0.14 | 0 | 0 | 0 | 0 | 0 | 0 | 0 | 0 | 0 | 0 | 0 | 0 | 0.42 | 1.68 | 2.14 | 2.2 | 2.18 | 2.19 | 2.2 | 2.21 | 2.16 | 1.69 | 0.48 | 0.01 | 0 | 0 | 0 | 0 | 0 | 0 | 0 | 0 | 0 | 0 | 0 | 0 | 0.08 | 0.99 | 1.84 | 1.99 | 1.94 | 1.89 | 1.91 | 1.92 | 1.82 | 1.05 | 0.1 | 0 | 0 | 0 | 0 | 0 | 0 | 0 | 0 | 0 | 0 | 0 | 0 | 0 | 0 | 0.37 | 1.16 | 1.4 | 1.47 | 1.45 | 1.49 | 1.41 | 1.29 | 0.73 | 0.06 | 0 | 0 | 0 | 0 | 0 | 0 | 0
PLAINV_6_BSOLAR |  | Solar_Fixed | Solar Fixed | CISO | South | Socal | EO | 20 | 0 | 0 | 0 | 0 | 0 | 0 | 0.03 | 2.39 | 8.26 | 11.24 | 12.38 | 12.86 | 12.28 | 11.72 | 9.81 | 5.43 | 0.79 | 0 | 0 | 0 | 0 | 0 | 0 | 0 | 0 | 0 | 0 | 0 | 0 | 0 | 0.19 | 4.35 | 10.49 | 12.84 | 13.65 | 13.81 | 13.26 | 12.6 | 11.38 | 8.93 | 3.25 | 0.08 | 0 | 0 | 0 | 0 | 0 | 0 | 0 | 0 | 0 | 0 | 0 | 0 | 1.44 | 7.61 | 11.79 | 13.44 | 13.74 | 13.93 | 13.35 | 12.62 | 11.38 | 9.26 | 4.99 | 0.66 | 0 | 0 | 0 | 0 | 0 | 0 | 0 | 0 | 0 | 0 | 0 | 0.7 | 5.89 | 11.9 | 14.93 | 16.19 | 16.83 | 16.84 | 16.53 | 16.09 | 14.8 | 12.78 | 8.72 | 2.28 | 0.06 | 0 | 0 | 0 | 0 | 0 | 0 | 0 | 0 | 0 | 0.04 | 2.35 | 8.39 | 12.56 | 15.1 | 16.65 | 17.35 | 17.51 | 17.34 | 16.98 | 15.87 | 13.88 | 10.11 | 3.92 | 0.3 | 0 | 0 | 0 | 0 | 0 | 0 | 0 | 0 | 0 | 0.08 | 2.66 | 8.19 | 12.25 | 15.26 | 16.71 | 17.56 | 17.58 | 17.46 | 16.95 | 15.62 | 13.67 | 10.64 | 5.06 | 0.69 | 0 | 0 | 0 | 0 | 0 | 0 | 0 | 0 | 0 | 0 | 1.41 | 5.91 | 10.7 | 13.6 | 15.35 | 16.4 | 16.79 | 16.62 | 16.08 | 14.83 | 12.98 | 9.93 | 4.57 | 0.54 | 0 | 0 | 0 | 0 | 0 | 0 | 0 | 0 | 0 | 0 | 0.58 | 5.13 | 10.78 | 13.63 | 15.53 | 16.89 | 17.25 | 16.53 | 16.02 | 14.68 | 12.53 | 8.43 | 2.45 | 0.08 | 0 | 0 | 0 | 0 | 0 | 0 | 0 | 0 | 0 | 0 | 0.18 | 4.04 | 10.48 | 13.78 | 15.46 | 16.48 | 16.7 | 16.69 | 15.95 | 14.38 | 11.46 | 5.35 | 0.56 | 0 | 0 | 0 | 0 | 0 | 0 | 0 | 0 | 0 | 0 | 0 | 0.03 | 2.55 | 9.36 | 13.31 | 14.98 | 16.02 | 16.19 | 15.93 | 15.16 | 13.56 | 8.99 | 2.1 | 0.03 | 0 | 0 | 0 | 0 | 0 | 0 | 0 | 0 | 0 | 0 | 0 | 0 | 0.66 | 5.94 | 11.68 | 13.58 | 14.43 | 14.62 | 14.22 | 13.39 | 11.02 | 5.16 | 0.39 | 0 | 0 | 0 | 0 | 0 | 0 | 0 | 0 | 0 | 0 | 0 | 0 | 0 | 0.07 | 2.64 | 7.7 | 10.41 | 11.33 | 11.95 | 11.81 | 10.81 | 8.49 | 3.92 | 0.25 | 0 | 0 | 0 | 0 | 0 | 0 | 0
PLAINV_6_DSOLAR |  | Solar_1Axis | Solar Tracking | CISO | South | Socal | FC | 10 | 0 | 0 | 0 | 0 | 0 | 0 | 0 | 1.12 | 4.09 | 5.28 | 5.48 | 5.6 | 5.53 | 5.2 | 4.81 | 3.03 | 0.6 | 0 | 0 | 0 | 0 | 0 | 0 | 0 | 0 | 0 | 0 | 0 | 0 | 0 | 0.07 | 2.55 | 6.25 | 6.68 | 6.62 | 6.4 | 6.19 | 6.04 | 5.94 | 5.34 | 2.33 | 0.09 | 0 | 0 | 0 | 0 | 0 | 0 | 0 | 0 | 0 | 0 | 0 | 0 | 0.77 | 4.59 | 6.32 | 6.55 | 6.44 | 6.27 | 6.24 | 5.66 | 5.15 | 4.65 | 3.3 | 0.5 | 0 | 0 | 0 | 0 | 0 | 0 | 0 | 0 | 0 | 0 | 0 | 0.44 | 4.27 | 7.55 | 7.96 | 8.15 | 8.09 | 8.15 | 8.06 | 8.04 | 7.79 | 7.38 | 6.09 | 2.02 | 0.05 | 0 | 0 | 0 | 0 | 0 | 0 | 0 | 0 | 0 | 0.01 | 1.65 | 5.73 | 7.82 | 8.35 | 8.54 | 8.55 | 8.62 | 8.61 | 8.49 | 8.28 | 7.95 | 6.94 | 3.42 | 0.32 | 0 | 0 | 0 | 0 | 0 | 0 | 0 | 0 | 0 | 0.03 | 1.95 | 5.73 | 7.51 | 8.1 | 8.43 | 8.49 | 8.54 | 8.53 | 8.43 | 8.22 | 7.93 | 7.04 | 4.25 | 0.73 | 0 | 0 | 0 | 0 | 0 | 0 | 0 | 0 | 0 | 0 | 0.91 | 4.46 | 6.99 | 7.93 | 8.32 | 8.41 | 8.38 | 8.31 | 8.21 | 7.98 | 7.64 | 6.73 | 3.89 | 0.62 | 0 | 0 | 0 | 0 | 0 | 0 | 0 | 0 | 0 | 0 | 0.31 | 3.34 | 6.28 | 7.47 | 8.01 | 8.18 | 8.16 | 8 | 7.79 | 7.47 | 6.89 | 5.48 | 2.03 | 0.06 | 0 | 0 | 0 | 0 | 0 | 0 | 0 | 0 | 0 | 0 | 0.07 | 2.47 | 6.45 | 7.51 | 7.9 | 7.97 | 7.96 | 7.92 | 7.83 | 7.71 | 6.97 | 3.9 | 0.47 | 0 | 0 | 0 | 0 | 0 | 0 | 0 | 0 | 0 | 0 | 0 | 0 | 1.41 | 5.61 | 7.13 | 7.34 | 7.28 | 7.3 | 7.34 | 7.37 | 7.21 | 5.64 | 1.59 | 0.02 | 0 | 0 | 0 | 0 | 0 | 0 | 0 | 0 | 0 | 0 | 0 | 0 | 0.26 | 3.29 | 6.14 | 6.65 | 6.47 | 6.29 | 6.37 | 6.38 | 6.08 | 3.51 | 0.35 | 0 | 0 | 0 | 0 | 0 | 0 | 0 | 0 | 0 | 0 | 0 | 0 | 0 | 0.01 | 1.22 | 3.88 | 4.66 | 4.91 | 4.82 | 4.97 | 4.7 | 4.29 | 2.44 | 0.21 | 0 | 0 | 0 | 0 | 0 | 0 | 0
PLAINV_6_NLRSR1 |  | Solar_1Axis | Solar Tracking | CISO | South | Socal | EO | 20 | 0 | 0 | 0 | 0 | 0 | 0 | 0.01 | 2.23 | 8.17 | 10.55 | 10.97 | 11.2 | 11.07 | 10.39 | 9.62 | 6.06 | 1.19 | 0 | 0 | 0 | 0 | 0 | 0 | 0 | 0 | 0 | 0 | 0 | 0 | 0 | 0.14 | 5.11 | 12.5 | 13.36 | 13.24 | 12.8 | 12.38 | 12.09 | 11.87 | 10.68 | 4.66 | 0.17 | 0 | 0 | 0 | 0 | 0 | 0 | 0 | 0 | 0 | 0 | 0 | 0 | 1.54 | 9.18 | 12.65 | 13.11 | 12.87 | 12.55 | 12.47 | 11.32 | 10.3 | 9.29 | 6.6 | 1 | 0 | 0 | 0 | 0 | 0 | 0 | 0 | 0 | 0 | 0 | 0 | 0.88 | 8.53 | 15.11 | 15.92 | 16.31 | 16.19 | 16.3 | 16.12 | 16.08 | 15.58 | 14.76 | 12.17 | 4.04 | 0.1 | 0 | 0 | 0 | 0 | 0 | 0 | 0 | 0 | 0 | 0.03 | 3.29 | 11.45 | 15.64 | 16.7 | 17.07 | 17.11 | 17.25 | 17.22 | 16.99 | 16.57 | 15.9 | 13.89 | 6.83 | 0.64 | 0 | 0 | 0 | 0 | 0 | 0 | 0 | 0 | 0 | 0.06 | 3.9 | 11.46 | 15.03 | 16.2 | 16.85 | 16.99 | 17.08 | 17.05 | 16.86 | 16.44 | 15.87 | 14.08 | 8.5 | 1.46 | 0 | 0 | 0 | 0 | 0 | 0 | 0 | 0 | 0 | 0.01 | 1.83 | 8.92 | 13.98 | 15.85 | 16.65 | 16.81 | 16.76 | 16.62 | 16.42 | 15.97 | 15.29 | 13.46 | 7.79 | 1.24 | 0 | 0 | 0 | 0 | 0 | 0 | 0 | 0 | 0 | 0 | 0.62 | 6.68 | 12.56 | 14.94 | 16.02 | 16.37 | 16.33 | 16.01 | 15.57 | 14.94 | 13.78 | 10.96 | 4.06 | 0.12 | 0 | 0 | 0 | 0 | 0 | 0 | 0 | 0 | 0 | 0 | 0.14 | 4.94 | 12.9 | 15.03 | 15.81 | 15.93 | 15.93 | 15.84 | 15.66 | 15.43 | 13.93 | 7.79 | 0.93 | 0 | 0 | 0 | 0 | 0 | 0 | 0 | 0 | 0 | 0 | 0 | 0.01 | 2.82 | 11.22 | 14.25 | 14.69 | 14.56 | 14.6 | 14.67 | 14.74 | 14.42 | 11.28 | 3.18 | 0.04 | 0 | 0 | 0 | 0 | 0 | 0 | 0 | 0 | 0 | 0 | 0 | 0 | 0.52 | 6.58 | 12.29 | 13.29 | 12.93 | 12.58 | 12.74 | 12.77 | 12.16 | 7.01 | 0.7 | 0 | 0 | 0 | 0 | 0 | 0 | 0 | 0 | 0 | 0 | 0 | 0 | 0 | 0.02 | 2.44 | 7.76 | 9.33 | 9.83 | 9.63 | 9.95 | 9.4 | 8.58 | 4.88 | 0.42 | 0 | 0 | 0 | 0 | 0 | 0 | 0
PLAINV_6_SOLAR3 |  | Solar_1Axis | Solar Tracking | CISO | South | Socal | EO | 20 | 0 | 0 | 0 | 0 | 0 | 0 | 0.01 | 2.23 | 8.17 | 10.55 | 10.97 | 11.2 | 11.07 | 10.39 | 9.62 | 6.06 | 1.19 | 0 | 0 | 0 | 0 | 0 | 0 | 0 | 0 | 0 | 0 | 0 | 0 | 0 | 0.14 | 5.11 | 12.5 | 13.36 | 13.24 | 12.8 | 12.38 | 12.09 | 11.87 | 10.68 | 4.66 | 0.17 | 0 | 0 | 0 | 0 | 0 | 0 | 0 | 0 | 0 | 0 | 0 | 0 | 1.54 | 9.18 | 12.65 | 13.11 | 12.87 | 12.55 | 12.47 | 11.32 | 10.3 | 9.29 | 6.6 | 1 | 0 | 0 | 0 | 0 | 0 | 0 | 0 | 0 | 0 | 0 | 0 | 0.88 | 8.53 | 15.11 | 15.92 | 16.31 | 16.19 | 16.3 | 16.12 | 16.08 | 15.58 | 14.76 | 12.17 | 4.04 | 0.1 | 0 | 0 | 0 | 0 | 0 | 0 | 0 | 0 | 0 | 0.03 | 3.29 | 11.45 | 15.64 | 16.7 | 17.07 | 17.11 | 17.25 | 17.22 | 16.99 | 16.57 | 15.9 | 13.89 | 6.83 | 0.64 | 0 | 0 | 0 | 0 | 0 | 0 | 0 | 0 | 0 | 0.06 | 3.9 | 11.46 | 15.03 | 16.2 | 16.85 | 16.99 | 17.08 | 17.05 | 16.86 | 16.44 | 15.87 | 14.08 | 8.5 | 1.46 | 0 | 0 | 0 | 0 | 0 | 0 | 0 | 0 | 0 | 0.01 | 1.83 | 8.92 | 13.98 | 15.85 | 16.65 | 16.81 | 16.76 | 16.62 | 16.42 | 15.97 | 15.29 | 13.46 | 7.79 | 1.24 | 0 | 0 | 0 | 0 | 0 | 0 | 0 | 0 | 0 | 0 | 0.62 | 6.68 | 12.56 | 14.94 | 16.02 | 16.37 | 16.33 | 16.01 | 15.57 | 14.94 | 13.78 | 10.96 | 4.06 | 0.12 | 0 | 0 | 0 | 0 | 0 | 0 | 0 | 0 | 0 | 0 | 0.14 | 4.94 | 12.9 | 15.03 | 15.81 | 15.93 | 15.93 | 15.84 | 15.66 | 15.43 | 13.93 | 7.79 | 0.93 | 0 | 0 | 0 | 0 | 0 | 0 | 0 | 0 | 0 | 0 | 0 | 0.01 | 2.82 | 11.22 | 14.25 | 14.69 | 14.56 | 14.6 | 14.67 | 14.74 | 14.42 | 11.28 | 3.18 | 0.04 | 0 | 0 | 0 | 0 | 0 | 0 | 0 | 0 | 0 | 0 | 0 | 0 | 0.52 | 6.58 | 12.29 | 13.29 | 12.93 | 12.58 | 12.74 | 12.77 | 12.16 | 7.01 | 0.7 | 0 | 0 | 0 | 0 | 0 | 0 | 0 | 0 | 0 | 0 | 0 | 0 | 0 | 0.02 | 2.44 | 7.76 | 9.33 | 9.83 | 9.63 | 9.95 | 9.4 | 8.58 | 4.88 | 0.42 | 0 | 0 | 0 | 0 | 0 | 0 | 0
PLAINV_6_SOLARC |  | Solar_1Axis | Solar Tracking | CISO | South | Socal | EO | 20 | 0 | 0 | 0 | 0 | 0 | 0 | 0.01 | 2.23 | 8.17 | 10.55 | 10.97 | 11.2 | 11.07 | 10.39 | 9.62 | 6.06 | 1.19 | 0 | 0 | 0 | 0 | 0 | 0 | 0 | 0 | 0 | 0 | 0 | 0 | 0 | 0.14 | 5.11 | 12.5 | 13.36 | 13.24 | 12.8 | 12.38 | 12.09 | 11.87 | 10.68 | 4.66 | 0.17 | 0 | 0 | 0 | 0 | 0 | 0 | 0 | 0 | 0 | 0 | 0 | 0 | 1.54 | 9.18 | 12.65 | 13.11 | 12.87 | 12.55 | 12.47 | 11.32 | 10.3 | 9.29 | 6.6 | 1 | 0 | 0 | 0 | 0 | 0 | 0 | 0 | 0 | 0 | 0 | 0 | 0.88 | 8.53 | 15.11 | 15.92 | 16.31 | 16.19 | 16.3 | 16.12 | 16.08 | 15.58 | 14.76 | 12.17 | 4.04 | 0.1 | 0 | 0 | 0 | 0 | 0 | 0 | 0 | 0 | 0 | 0.03 | 3.29 | 11.45 | 15.64 | 16.7 | 17.07 | 17.11 | 17.25 | 17.22 | 16.99 | 16.57 | 15.9 | 13.89 | 6.83 | 0.64 | 0 | 0 | 0 | 0 | 0 | 0 | 0 | 0 | 0 | 0.06 | 3.9 | 11.46 | 15.03 | 16.2 | 16.85 | 16.99 | 17.08 | 17.05 | 16.86 | 16.44 | 15.87 | 14.08 | 8.5 | 1.46 | 0 | 0 | 0 | 0 | 0 | 0 | 0 | 0 | 0 | 0.01 | 1.83 | 8.92 | 13.98 | 15.85 | 16.65 | 16.81 | 16.76 | 16.62 | 16.42 | 15.97 | 15.29 | 13.46 | 7.79 | 1.24 | 0 | 0 | 0 | 0 | 0 | 0 | 0 | 0 | 0 | 0 | 0.62 | 6.68 | 12.56 | 14.94 | 16.02 | 16.37 | 16.33 | 16.01 | 15.57 | 14.94 | 13.78 | 10.96 | 4.06 | 0.12 | 0 | 0 | 0 | 0 | 0 | 0 | 0 | 0 | 0 | 0 | 0.14 | 4.94 | 12.9 | 15.03 | 15.81 | 15.93 | 15.93 | 15.84 | 15.66 | 15.43 | 13.93 | 7.79 | 0.93 | 0 | 0 | 0 | 0 | 0 | 0 | 0 | 0 | 0 | 0 | 0 | 0.01 | 2.82 | 11.22 | 14.25 | 14.69 | 14.56 | 14.6 | 14.67 | 14.74 | 14.42 | 11.28 | 3.18 | 0.04 | 0 | 0 | 0 | 0 | 0 | 0 | 0 | 0 | 0 | 0 | 0 | 0 | 0.52 | 6.58 | 12.29 | 13.29 | 12.93 | 12.58 | 12.74 | 12.77 | 12.16 | 7.01 | 0.7 | 0 | 0 | 0 | 0 | 0 | 0 | 0 | 0 | 0 | 0 | 0 | 0 | 0 | 0.02 | 2.44 | 7.76 | 9.33 | 9.83 | 9.63 | 9.95 | 9.4 | 8.58 | 4.88 | 0.42 | 0 | 0 | 0 | 0 | 0 | 0 | 0
PMDLET_6_SOLAR1 |  | Solar_1Axis | Solar Tracking | CISO | South | Socal | FC | 10 | 0 | 0 | 0 | 0 | 0 | 0 | 0 | 1.12 | 4.09 | 5.28 | 5.48 | 5.6 | 5.53 | 5.2 | 4.81 | 3.03 | 0.6 | 0 | 0 | 0 | 0 | 0 | 0 | 0 | 0 | 0 | 0 | 0 | 0 | 0 | 0.07 | 2.55 | 6.25 | 6.68 | 6.62 | 6.4 | 6.19 | 6.04 | 5.94 | 5.34 | 2.33 | 0.09 | 0 | 0 | 0 | 0 | 0 | 0 | 0 | 0 | 0 | 0 | 0 | 0 | 0.77 | 4.59 | 6.32 | 6.55 | 6.44 | 6.27 | 6.24 | 5.66 | 5.15 | 4.65 | 3.3 | 0.5 | 0 | 0 | 0 | 0 | 0 | 0 | 0 | 0 | 0 | 0 | 0 | 0.44 | 4.27 | 7.55 | 7.96 | 8.15 | 8.09 | 8.15 | 8.06 | 8.04 | 7.79 | 7.38 | 6.09 | 2.02 | 0.05 | 0 | 0 | 0 | 0 | 0 | 0 | 0 | 0 | 0 | 0.01 | 1.65 | 5.73 | 7.82 | 8.35 | 8.54 | 8.55 | 8.62 | 8.61 | 8.49 | 8.28 | 7.95 | 6.94 | 3.42 | 0.32 | 0 | 0 | 0 | 0 | 0 | 0 | 0 | 0 | 0 | 0.03 | 1.95 | 5.73 | 7.51 | 8.1 | 8.43 | 8.49 | 8.54 | 8.53 | 8.43 | 8.22 | 7.93 | 7.04 | 4.25 | 0.73 | 0 | 0 | 0 | 0 | 0 | 0 | 0 | 0 | 0 | 0 | 0.91 | 4.46 | 6.99 | 7.93 | 8.32 | 8.41 | 8.38 | 8.31 | 8.21 | 7.98 | 7.64 | 6.73 | 3.89 | 0.62 | 0 | 0 | 0 | 0 | 0 | 0 | 0 | 0 | 0 | 0 | 0.31 | 3.34 | 6.28 | 7.47 | 8.01 | 8.18 | 8.16 | 8 | 7.79 | 7.47 | 6.89 | 5.48 | 2.03 | 0.06 | 0 | 0 | 0 | 0 | 0 | 0 | 0 | 0 | 0 | 0 | 0.07 | 2.47 | 6.45 | 7.51 | 7.9 | 7.97 | 7.96 | 7.92 | 7.83 | 7.71 | 6.97 | 3.9 | 0.47 | 0 | 0 | 0 | 0 | 0 | 0 | 0 | 0 | 0 | 0 | 0 | 0 | 1.41 | 5.61 | 7.13 | 7.34 | 7.28 | 7.3 | 7.34 | 7.37 | 7.21 | 5.64 | 1.59 | 0.02 | 0 | 0 | 0 | 0 | 0 | 0 | 0 | 0 | 0 | 0 | 0 | 0 | 0.26 | 3.29 | 6.14 | 6.65 | 6.47 | 6.29 | 6.37 | 6.38 | 6.08 | 3.51 | 0.35 | 0 | 0 | 0 | 0 | 0 | 0 | 0 | 0 | 0 | 0 | 0 | 0 | 0 | 0.01 | 1.22 | 3.88 | 4.66 | 4.91 | 4.82 | 4.97 | 4.7 | 4.29 | 2.44 | 0.21 | 0 | 0 | 0 | 0 | 0 | 0 | 0
PMPJCK_1_RB2SLR |  | Solar_1Axis | Solar Tracking | CISO | North | Norcal | FC | 20 | 0 | 0 | 0 | 0 | 0 | 0 | 0 | 0.42 | 3.28 | 6.25 | 7.72 | 8.5 | 8.51 | 8.03 | 7.52 | 5.13 | 1.12 | 0 | 0 | 0 | 0 | 0 | 0 | 0 | 0 | 0 | 0 | 0 | 0 | 0 | 0 | 2.47 | 10.27 | 12.8 | 13.08 | 12.39 | 12.21 | 12.13 | 12.4 | 10.57 | 5.55 | 0.31 | 0 | 0 | 0 | 0 | 0 | 0 | 0 | 0 | 0 | 0 | 0 | 0 | 0.52 | 6.39 | 11.99 | 12.84 | 12.05 | 12.38 | 12.2 | 11.23 | 10.37 | 9.66 | 6.8 | 1.57 | 0 | 0 | 0 | 0 | 0 | 0 | 0 | 0 | 0 | 0 | 0 | 0.28 | 5.97 | 13.17 | 14.48 | 14.4 | 14.15 | 14.49 | 14.52 | 14.31 | 14.54 | 13.94 | 12.71 | 5.9 | 0.27 | 0 | 0 | 0 | 0 | 0 | 0 | 0 | 0 | 0 | 0 | 2.2 | 10.38 | 14.64 | 15.3 | 15.32 | 15.19 | 15.51 | 15.51 | 15.86 | 15.86 | 15.51 | 14.62 | 9.05 | 1.41 | 0 | 0 | 0 | 0 | 0 | 0 | 0 | 0 | 0 | 0.01 | 3.16 | 11.47 | 15.54 | 16.64 | 16.85 | 16.97 | 17.07 | 17.02 | 16.87 | 16.87 | 16.5 | 15.31 | 11.34 | 3.2 | 0.04 | 0 | 0 | 0 | 0 | 0 | 0 | 0 | 0 | 0 | 1.43 | 9.2 | 14.84 | 16.38 | 16.6 | 16.72 | 16.65 | 16.62 | 16.44 | 16.41 | 15.74 | 14.59 | 10.24 | 2.41 | 0.01 | 0 | 0 | 0 | 0 | 0 | 0 | 0 | 0 | 0 | 0.2 | 5.39 | 12.46 | 15.07 | 15.77 | 15.84 | 15.96 | 15.84 | 15.71 | 15.6 | 14.68 | 12.04 | 5.34 | 0.3 | 0 | 0 | 0 | 0 | 0 | 0 | 0 | 0 | 0 | 0 | 0.02 | 3.29 | 11.75 | 14.8 | 15.3 | 15.19 | 15.01 | 15.04 | 15.25 | 15.32 | 14.44 | 9.5 | 1.87 | 0 | 0 | 0 | 0 | 0 | 0 | 0 | 0 | 0 | 0 | 0 | 0 | 0.98 | 7.8 | 12.9 | 13.29 | 13.02 | 12.69 | 12.79 | 13.02 | 12.97 | 10.92 | 3.63 | 0.08 | 0 | 0 | 0 | 0 | 0 | 0 | 0 | 0 | 0 | 0 | 0 | 0 | 0.04 | 3.04 | 9.15 | 10.78 | 10.58 | 10.24 | 10.54 | 10.85 | 10.19 | 6.39 | 0.76 | 0 | 0 | 0 | 0 | 0 | 0 | 0 | 0 | 0 | 0 | 0 | 0 | 0 | 0 | 0.6 | 4.09 | 6.72 | 8.16 | 8.58 | 8.35 | 8.09 | 7.48 | 4.18 | 0.45 | 0 | 0 | 0 | 0 | 0 | 0 | 0
PMPJCK_1_SOLAR1 |  | Solar_1Axis | Solar Tracking | CISO | North | Norcal | FC | 20 | 0 | 0 | 0 | 0 | 0 | 0 | 0 | 0.42 | 3.28 | 6.25 | 7.72 | 8.5 | 8.51 | 8.03 | 7.52 | 5.13 | 1.12 | 0 | 0 | 0 | 0 | 0 | 0 | 0 | 0 | 0 | 0 | 0 | 0 | 0 | 0 | 2.47 | 10.27 | 12.8 | 13.08 | 12.39 | 12.21 | 12.13 | 12.4 | 10.57 | 5.55 | 0.31 | 0 | 0 | 0 | 0 | 0 | 0 | 0 | 0 | 0 | 0 | 0 | 0 | 0.52 | 6.39 | 11.99 | 12.84 | 12.05 | 12.38 | 12.2 | 11.23 | 10.37 | 9.66 | 6.8 | 1.57 | 0 | 0 | 0 | 0 | 0 | 0 | 0 | 0 | 0 | 0 | 0 | 0.28 | 5.97 | 13.17 | 14.48 | 14.4 | 14.15 | 14.49 | 14.52 | 14.31 | 14.54 | 13.94 | 12.71 | 5.9 | 0.27 | 0 | 0 | 0 | 0 | 0 | 0 | 0 | 0 | 0 | 0 | 2.2 | 10.38 | 14.64 | 15.3 | 15.32 | 15.19 | 15.51 | 15.51 | 15.86 | 15.86 | 15.51 | 14.62 | 9.05 | 1.41 | 0 | 0 | 0 | 0 | 0 | 0 | 0 | 0 | 0 | 0.01 | 3.16 | 11.47 | 15.54 | 16.64 | 16.85 | 16.97 | 17.07 | 17.02 | 16.87 | 16.87 | 16.5 | 15.31 | 11.34 | 3.2 | 0.04 | 0 | 0 | 0 | 0 | 0 | 0 | 0 | 0 | 0 | 1.43 | 9.2 | 14.84 | 16.38 | 16.6 | 16.72 | 16.65 | 16.62 | 16.44 | 16.41 | 15.74 | 14.59 | 10.24 | 2.41 | 0.01 | 0 | 0 | 0 | 0 | 0 | 0 | 0 | 0 | 0 | 0.2 | 5.39 | 12.46 | 15.07 | 15.77 | 15.84 | 15.96 | 15.84 | 15.71 | 15.6 | 14.68 | 12.04 | 5.34 | 0.3 | 0 | 0 | 0 | 0 | 0 | 0 | 0 | 0 | 0 | 0 | 0.02 | 3.29 | 11.75 | 14.8 | 15.3 | 15.19 | 15.01 | 15.04 | 15.25 | 15.32 | 14.44 | 9.5 | 1.87 | 0 | 0 | 0 | 0 | 0 | 0 | 0 | 0 | 0 | 0 | 0 | 0 | 0.98 | 7.8 | 12.9 | 13.29 | 13.02 | 12.69 | 12.79 | 13.02 | 12.97 | 10.92 | 3.63 | 0.08 | 0 | 0 | 0 | 0 | 0 | 0 | 0 | 0 | 0 | 0 | 0 | 0 | 0.04 | 3.04 | 9.15 | 10.78 | 10.58 | 10.24 | 10.54 | 10.85 | 10.19 | 6.39 | 0.76 | 0 | 0 | 0 | 0 | 0 | 0 | 0 | 0 | 0 | 0 | 0 | 0 | 0 | 0 | 0.6 | 4.09 | 6.72 | 8.16 | 8.58 | 8.35 | 8.09 | 7.48 | 4.18 | 0.45 | 0 | 0 | 0 | 0 | 0 | 0 | 0
PMPJCK_1_SOLAR2 |  | Solar_1Axis | Solar Tracking | CISO | North | Norcal | FC | 20 | 0 | 0 | 0 | 0 | 0 | 0 | 0 | 0.42 | 3.28 | 6.25 | 7.72 | 8.5 | 8.51 | 8.03 | 7.52 | 5.13 | 1.12 | 0 | 0 | 0 | 0 | 0 | 0 | 0 | 0 | 0 | 0 | 0 | 0 | 0 | 0 | 2.47 | 10.27 | 12.8 | 13.08 | 12.39 | 12.21 | 12.13 | 12.4 | 10.57 | 5.55 | 0.31 | 0 | 0 | 0 | 0 | 0 | 0 | 0 | 0 | 0 | 0 | 0 | 0 | 0.52 | 6.39 | 11.99 | 12.84 | 12.05 | 12.38 | 12.2 | 11.23 | 10.37 | 9.66 | 6.8 | 1.57 | 0 | 0 | 0 | 0 | 0 | 0 | 0 | 0 | 0 | 0 | 0 | 0.28 | 5.97 | 13.17 | 14.48 | 14.4 | 14.15 | 14.49 | 14.52 | 14.31 | 14.54 | 13.94 | 12.71 | 5.9 | 0.27 | 0 | 0 | 0 | 0 | 0 | 0 | 0 | 0 | 0 | 0 | 2.2 | 10.38 | 14.64 | 15.3 | 15.32 | 15.19 | 15.51 | 15.51 | 15.86 | 15.86 | 15.51 | 14.62 | 9.05 | 1.41 | 0 | 0 | 0 | 0 | 0 | 0 | 0 | 0 | 0 | 0.01 | 3.16 | 11.47 | 15.54 | 16.64 | 16.85 | 16.97 | 17.07 | 17.02 | 16.87 | 16.87 | 16.5 | 15.31 | 11.34 | 3.2 | 0.04 | 0 | 0 | 0 | 0 | 0 | 0 | 0 | 0 | 0 | 1.43 | 9.2 | 14.84 | 16.38 | 16.6 | 16.72 | 16.65 | 16.62 | 16.44 | 16.41 | 15.74 | 14.59 | 10.24 | 2.41 | 0.01 | 0 | 0 | 0 | 0 | 0 | 0 | 0 | 0 | 0 | 0.2 | 5.39 | 12.46 | 15.07 | 15.77 | 15.84 | 15.96 | 15.84 | 15.71 | 15.6 | 14.68 | 12.04 | 5.34 | 0.3 | 0 | 0 | 0 | 0 | 0 | 0 | 0 | 0 | 0 | 0 | 0.02 | 3.29 | 11.75 | 14.8 | 15.3 | 15.19 | 15.01 | 15.04 | 15.25 | 15.32 | 14.44 | 9.5 | 1.87 | 0 | 0 | 0 | 0 | 0 | 0 | 0 | 0 | 0 | 0 | 0 | 0 | 0.98 | 7.8 | 12.9 | 13.29 | 13.02 | 12.69 | 12.79 | 13.02 | 12.97 | 10.92 | 3.63 | 0.08 | 0 | 0 | 0 | 0 | 0 | 0 | 0 | 0 | 0 | 0 | 0 | 0 | 0.04 | 3.04 | 9.15 | 10.78 | 10.58 | 10.24 | 10.54 | 10.85 | 10.19 | 6.39 | 0.76 | 0 | 0 | 0 | 0 | 0 | 0 | 0 | 0 | 0 | 0 | 0 | 0 | 0 | 0 | 0.6 | 4.09 | 6.72 | 8.16 | 8.58 | 8.35 | 8.09 | 7.48 | 4.18 | 0.45 | 0 | 0 | 0 | 0 | 0 | 0 | 0
PNCHVS_2_SOLAR |  | Solar_1Axis | Solar Tracking | CISO | North | Norcal | FC | 140 | 0 | 0 | 0 | 0 | 0 | 0 | 0 | 2.97 | 22.94 | 43.72 | 54.07 | 59.53 | 59.55 | 56.21 | 52.61 | 35.94 | 7.83 | 0 | 0 | 0 | 0 | 0 | 0 | 0 | 0 | 0 | 0 | 0 | 0 | 0 | 0.03 | 17.28 | 71.89 | 89.61 | 91.53 | 86.75 | 85.49 | 84.93 | 86.77 | 74.02 | 38.84 | 2.14 | 0 | 0 | 0 | 0 | 0 | 0 | 0 | 0 | 0 | 0 | 0 | 0 | 3.62 | 44.72 | 83.9 | 89.89 | 84.38 | 86.67 | 85.38 | 78.58 | 72.58 | 67.59 | 47.58 | 11 | 0.01 | 0 | 0 | 0 | 0 | 0 | 0 | 0 | 0 | 0 | 0 | 1.94 | 41.76 | 92.18 | 101.39 | 100.82 | 99.04 | 101.44 | 101.66 | 100.14 | 101.77 | 97.57 | 89 | 41.31 | 1.91 | 0 | 0 | 0 | 0 | 0 | 0 | 0 | 0 | 0 | 0.01 | 15.39 | 72.65 | 102.45 | 107.13 | 107.27 | 106.3 | 108.56 | 108.54 | 111.05 | 111.02 | 108.58 | 102.33 | 63.33 | 9.84 | 0 | 0 | 0 | 0 | 0 | 0 | 0 | 0 | 0 | 0.1 | 22.1 | 80.28 | 108.79 | 116.48 | 117.93 | 118.82 | 119.49 | 119.15 | 118.1 | 118.07 | 115.49 | 107.14 | 79.39 | 22.38 | 0.26 | 0 | 0 | 0 | 0 | 0 | 0 | 0 | 0 | 0 | 10.04 | 64.41 | 103.89 | 114.64 | 116.22 | 117.05 | 116.58 | 116.35 | 115.08 | 114.86 | 110.19 | 102.15 | 71.65 | 16.85 | 0.1 | 0 | 0 | 0 | 0 | 0 | 0 | 0 | 0 | 0 | 1.42 | 37.74 | 87.22 | 105.46 | 110.37 | 110.86 | 111.73 | 110.87 | 109.97 | 109.2 | 102.77 | 84.27 | 37.41 | 2.07 | 0 | 0 | 0 | 0 | 0 | 0 | 0 | 0 | 0 | 0 | 0.15 | 23.06 | 82.22 | 103.58 | 107.07 | 106.3 | 105.1 | 105.29 | 106.77 | 107.24 | 101.06 | 66.52 | 13.07 | 0.01 | 0 | 0 | 0 | 0 | 0 | 0 | 0 | 0 | 0 | 0 | 0 | 6.88 | 54.58 | 90.27 | 93 | 91.15 | 88.86 | 89.52 | 91.14 | 90.79 | 76.42 | 25.41 | 0.53 | 0 | 0 | 0 | 0 | 0 | 0 | 0 | 0 | 0 | 0 | 0 | 0 | 0.25 | 21.28 | 64.07 | 75.47 | 74.05 | 71.67 | 73.77 | 75.96 | 71.35 | 44.7 | 5.3 | 0 | 0 | 0 | 0 | 0 | 0 | 0 | 0 | 0 | 0 | 0 | 0 | 0 | 0 | 4.18 | 28.65 | 47.02 | 57.15 | 60.03 | 58.45 | 56.6 | 52.34 | 29.27 | 3.15 | 0 | 0 | 0 | 0 | 0 | 0 | 0
PRIMM_2_SOLAR1 |  | Solar_Fixed | Solar Fixed | CISO | South | Socal | FC | 250 | 0 | 0 | 0 | 0 | 0 | 0 | 0.38 | 29.91 | 103.23 | 140.56 | 154.72 | 160.8 | 153.48 | 146.56 | 122.57 | 67.89 | 9.9 | 0 | 0 | 0 | 0 | 0 | 0 | 0 | 0 | 0 | 0 | 0 | 0 | 0 | 2.36 | 54.37 | 131.18 | 160.46 | 170.68 | 172.61 | 165.76 | 157.47 | 142.3 | 111.63 | 40.63 | 1.04 | 0 | 0 | 0 | 0 | 0 | 0 | 0 | 0 | 0 | 0 | 0 | 0.03 | 18.02 | 95.1 | 147.41 | 167.99 | 171.73 | 174.08 | 166.85 | 157.8 | 142.29 | 115.76 | 62.42 | 8.27 | 0 | 0 | 0 | 0 | 0 | 0 | 0 | 0 | 0 | 0 | 0 | 8.8 | 73.63 | 148.72 | 186.59 | 202.35 | 210.36 | 210.49 | 206.58 | 201.07 | 185.02 | 159.7 | 109.03 | 28.51 | 0.73 | 0 | 0 | 0 | 0 | 0 | 0 | 0 | 0 | 0 | 0.52 | 29.38 | 104.9 | 157.05 | 188.77 | 208.07 | 216.92 | 218.9 | 216.79 | 212.3 | 198.39 | 173.45 | 126.43 | 49.04 | 3.8 | 0.01 | 0 | 0 | 0 | 0 | 0 | 0 | 0 | 0 | 0.99 | 33.26 | 102.33 | 153.17 | 190.7 | 208.86 | 219.55 | 219.8 | 218.22 | 211.87 | 195.26 | 170.9 | 132.95 | 63.26 | 8.59 | 0.02 | 0 | 0 | 0 | 0 | 0 | 0 | 0 | 0 | 0.06 | 17.67 | 73.86 | 133.76 | 169.99 | 191.88 | 204.95 | 209.87 | 207.81 | 201 | 185.38 | 162.27 | 124.14 | 57.09 | 6.81 | 0.01 | 0 | 0 | 0 | 0 | 0 | 0 | 0 | 0 | 0 | 7.25 | 64.16 | 134.71 | 170.33 | 194.09 | 211.18 | 215.65 | 206.68 | 200.19 | 183.55 | 156.67 | 105.37 | 30.66 | 0.96 | 0.01 | 0 | 0 | 0 | 0 | 0 | 0 | 0 | 0 | 0 | 2.24 | 50.49 | 131.01 | 172.21 | 193.31 | 205.96 | 208.72 | 208.66 | 199.43 | 179.73 | 143.24 | 66.88 | 7.06 | 0.04 | 0 | 0 | 0 | 0 | 0 | 0 | 0 | 0 | 0 | 0 | 0.41 | 31.81 | 116.97 | 166.35 | 187.31 | 200.3 | 202.32 | 199.13 | 189.45 | 169.52 | 112.43 | 26.31 | 0.39 | 0 | 0 | 0 | 0 | 0 | 0 | 0 | 0 | 0 | 0 | 0 | 0.04 | 8.26 | 74.25 | 145.97 | 169.73 | 180.33 | 182.72 | 177.76 | 167.37 | 137.81 | 64.44 | 4.83 | 0 | 0 | 0 | 0 | 0 | 0 | 0 | 0 | 0 | 0 | 0 | 0 | 0 | 0.92 | 33.05 | 96.25 | 130.09 | 141.62 | 149.34 | 147.68 | 135.17 | 106.12 | 48.95 | 3.1 | 0 | 0 | 0 | 0 | 0 | 0 | 0
EDWARD_2_ESSSB2 | EDWARD_2_ESSSB2_SUN | Hybrid_Solar1Axis | Solar Tracking | CISO | South | Socal | ID | 132 | 0 | 0 | 0 | 0 | 0 | 0 | 0.07 | 14.72 | 53.94 | 69.66 | 72.4 | 73.94 | 73.03 | 68.59 | 63.48 | 40.01 | 7.88 | 0 | 0 | 0 | 0 | 0 | 0 | 0 | 0 | 0 | 0 | 0 | 0 | 0 | 0.91 | 33.72 | 82.5 | 88.15 | 87.41 | 84.45 | 81.68 | 79.79 | 78.37 | 70.48 | 30.75 | 1.13 | 0 | 0 | 0 | 0 | 0 | 0 | 0 | 0 | 0 | 0 | 0 | 0 | 10.2 | 60.59 | 83.46 | 86.51 | 84.94 | 82.81 | 82.32 | 74.73 | 67.97 | 61.33 | 43.57 | 6.58 | 0 | 0 | 0 | 0 | 0 | 0 | 0 | 0 | 0 | 0 | 0 | 5.84 | 56.32 | 99.71 | 105.08 | 107.64 | 106.85 | 107.55 | 106.38 | 106.15 | 102.83 | 97.41 | 80.33 | 26.67 | 0.63 | 0 | 0 | 0 | 0 | 0 | 0 | 0 | 0 | 0 | 0.18 | 21.73 | 75.58 | 103.19 | 110.21 | 112.67 | 112.91 | 113.82 | 113.65 | 112.13 | 109.33 | 104.93 | 91.66 | 45.1 | 4.25 | 0 | 0 | 0 | 0 | 0 | 0 | 0 | 0 | 0 | 0.4 | 25.75 | 75.64 | 99.18 | 106.94 | 111.22 | 112.11 | 112.71 | 112.53 | 111.26 | 108.52 | 104.74 | 92.9 | 56.13 | 9.61 | 0.01 | 0 | 0 | 0 | 0 | 0 | 0 | 0 | 0 | 0.03 | 12.07 | 58.87 | 92.25 | 104.62 | 109.88 | 110.95 | 110.63 | 109.67 | 108.36 | 105.38 | 100.89 | 88.83 | 51.38 | 8.18 | 0 | 0 | 0 | 0 | 0 | 0 | 0 | 0 | 0 | 0 | 4.07 | 44.08 | 82.91 | 98.63 | 105.75 | 108.02 | 107.76 | 105.65 | 102.79 | 98.64 | 90.94 | 72.33 | 26.79 | 0.82 | 0 | 0 | 0 | 0 | 0 | 0 | 0 | 0 | 0 | 0 | 0.9 | 32.59 | 85.16 | 99.17 | 104.32 | 105.16 | 105.13 | 104.55 | 103.32 | 101.82 | 91.94 | 51.42 | 6.17 | 0 | 0 | 0 | 0 | 0 | 0 | 0 | 0 | 0 | 0 | 0 | 0.06 | 18.6 | 74.06 | 94.07 | 96.93 | 96.08 | 96.35 | 96.85 | 97.29 | 95.19 | 74.47 | 21.01 | 0.23 | 0 | 0 | 0 | 0 | 0 | 0 | 0 | 0 | 0 | 0 | 0 | 0 | 3.44 | 43.43 | 81.1 | 87.72 | 85.36 | 83.05 | 84.07 | 84.27 | 80.24 | 46.29 | 4.61 | 0 | 0 | 0 | 0 | 0 | 0 | 0 | 0 | 0 | 0 | 0 | 0 | 0 | 0.16 | 16.1 | 51.2 | 61.57 | 64.86 | 63.58 | 65.65 | 62.06 | 56.66 | 32.19 | 2.76 | 0 | 0 | 0 | 0 | 0 | 0 | 0
PUTHCR_1_SOLAR1 |  | Solar_Fixed | Solar Fixed | CISO | North | Norcal | FC | 1.98 | 0 | 0 | 0 | 0 | 0 | 0 | 0 | 0.05 | 0.35 | 0.72 | 0.89 | 0.96 | 0.95 | 0.88 | 0.75 | 0.51 | 0.12 | 0 | 0 | 0 | 0 | 0 | 0 | 0 | 0 | 0 | 0 | 0 | 0 | 0 | 0 | 0.2 | 0.83 | 1.16 | 1.28 | 1.29 | 1.3 | 1.26 | 1.19 | 0.93 | 0.44 | 0.03 | 0 | 0 | 0 | 0 | 0 | 0 | 0 | 0 | 0 | 0 | 0 | 0 | 0.05 | 0.52 | 0.98 | 1.15 | 1.18 | 1.16 | 1.19 | 1.16 | 1.05 | 0.87 | 0.59 | 0.15 | 0 | 0 | 0 | 0 | 0 | 0 | 0 | 0 | 0 | 0 | 0 | 0.02 | 0.4 | 1.03 | 1.34 | 1.49 | 1.54 | 1.6 | 1.57 | 1.56 | 1.51 | 1.34 | 1.03 | 0.42 | 0.03 | 0 | 0 | 0 | 0 | 0 | 0 | 0 | 0 | 0 | 0 | 0.13 | 0.7 | 1.18 | 1.43 | 1.57 | 1.61 | 1.62 | 1.63 | 1.63 | 1.57 | 1.41 | 1.16 | 0.63 | 0.1 | 0 | 0 | 0 | 0 | 0 | 0 | 0 | 0 | 0 | 0 | 0.18 | 0.73 | 1.2 | 1.45 | 1.57 | 1.65 | 1.67 | 1.7 | 1.67 | 1.59 | 1.45 | 1.21 | 0.76 | 0.21 | 0 | 0 | 0 | 0 | 0 | 0 | 0 | 0 | 0 | 0 | 0.08 | 0.61 | 1.14 | 1.43 | 1.58 | 1.68 | 1.7 | 1.69 | 1.66 | 1.59 | 1.45 | 1.19 | 0.73 | 0.16 | 0 | 0 | 0 | 0 | 0 | 0 | 0 | 0 | 0 | 0 | 0.01 | 0.37 | 0.97 | 1.3 | 1.46 | 1.57 | 1.62 | 1.61 | 1.6 | 1.52 | 1.33 | 0.99 | 0.4 | 0.02 | 0 | 0 | 0 | 0 | 0 | 0 | 0 | 0 | 0 | 0 | 0 | 0.25 | 0.94 | 1.35 | 1.52 | 1.6 | 1.63 | 1.61 | 1.59 | 1.51 | 1.3 | 0.79 | 0.17 | 0 | 0 | 0 | 0 | 0 | 0 | 0 | 0 | 0 | 0 | 0 | 0 | 0.09 | 0.67 | 1.18 | 1.37 | 1.41 | 1.42 | 1.41 | 1.39 | 1.28 | 0.97 | 0.34 | 0.01 | 0 | 0 | 0 | 0 | 0 | 0 | 0 | 0 | 0 | 0 | 0 | 0 | 0 | 0.28 | 0.91 | 1.17 | 1.25 | 1.23 | 1.23 | 1.19 | 1.04 | 0.6 | 0.08 | 0 | 0 | 0 | 0 | 0 | 0 | 0 | 0 | 0 | 0 | 0 | 0 | 0 | 0 | 0.07 | 0.35 | 0.68 | 0.86 | 0.94 | 0.92 | 0.85 | 0.73 | 0.41 | 0.05 | 0 | 0 | 0 | 0 | 0 | 0 | 0
PWEST_1_UNIT |  | Wind | Wind | CISO | South | Socal | FC | 2.1 | 0.19 | 0.2 | 0.23 | 0.22 | 0.22 | 0.2 | 0.16 | 0.14 | 0.15 | 0.15 | 0.15 | 0.16 | 0.17 | 0.2 | 0.2 | 0.21 | 0.19 | 0.19 | 0.18 | 0.18 | 0.17 | 0.17 | 0.18 | 0.17 | 0.26 | 0.29 | 0.3 | 0.28 | 0.25 | 0.23 | 0.24 | 0.25 | 0.24 | 0.27 | 0.28 | 0.28 | 0.33 | 0.31 | 0.35 | 0.31 | 0.37 | 0.37 | 0.43 | 0.41 | 0.41 | 0.37 | 0.34 | 0.28 | 0.42 | 0.44 | 0.41 | 0.39 | 0.36 | 0.31 | 0.29 | 0.28 | 0.31 | 0.27 | 0.27 | 0.31 | 0.34 | 0.4 | 0.42 | 0.47 | 0.48 | 0.49 | 0.48 | 0.47 | 0.46 | 0.47 | 0.5 | 0.45 | 0.76 | 0.68 | 0.59 | 0.5 | 0.43 | 0.37 | 0.26 | 0.2 | 0.18 | 0.17 | 0.16 | 0.17 | 0.19 | 0.29 | 0.43 | 0.57 | 0.68 | 0.75 | 0.77 | 0.79 | 0.83 | 0.79 | 0.76 | 0.77 | 0.85 | 0.8 | 0.78 | 0.71 | 0.58 | 0.48 | 0.36 | 0.28 | 0.19 | 0.16 | 0.14 | 0.13 | 0.18 | 0.29 | 0.48 | 0.69 | 0.8 | 0.89 | 0.87 | 0.87 | 0.88 | 0.9 | 0.92 | 0.86 | 0.85 | 0.8 | 0.73 | 0.62 | 0.54 | 0.42 | 0.3 | 0.2 | 0.16 | 0.11 | 0.12 | 0.13 | 0.16 | 0.25 | 0.4 | 0.55 | 0.68 | 0.79 | 0.88 | 0.96 | 0.94 | 0.94 | 0.93 | 0.89 | 0.95 | 0.88 | 0.77 | 0.7 | 0.61 | 0.48 | 0.35 | 0.21 | 0.13 | 0.1 | 0.12 | 0.16 | 0.23 | 0.35 | 0.48 | 0.65 | 0.79 | 0.89 | 0.97 | 0.99 | 1.03 | 1.03 | 1.01 | 0.97 | 0.78 | 0.7 | 0.61 | 0.49 | 0.43 | 0.35 | 0.24 | 0.15 | 0.11 | 0.09 | 0.1 | 0.13 | 0.19 | 0.26 | 0.37 | 0.5 | 0.63 | 0.73 | 0.82 | 0.88 | 0.88 | 0.85 | 0.84 | 0.8 | 0.53 | 0.51 | 0.47 | 0.36 | 0.31 | 0.27 | 0.2 | 0.14 | 0.11 | 0.12 | 0.15 | 0.17 | 0.21 | 0.26 | 0.34 | 0.4 | 0.45 | 0.53 | 0.61 | 0.64 | 0.63 | 0.59 | 0.56 | 0.53 | 0.24 | 0.23 | 0.22 | 0.19 | 0.18 | 0.17 | 0.12 | 0.09 | 0.08 | 0.08 | 0.11 | 0.11 | 0.11 | 0.12 | 0.13 | 0.16 | 0.21 | 0.24 | 0.27 | 0.31 | 0.28 | 0.26 | 0.23 | 0.23 | 0.12 | 0.13 | 0.13 | 0.14 | 0.13 | 0.12 | 0.12 | 0.1 | 0.11 | 0.12 | 0.13 | 0.15 | 0.15 | 0.15 | 0.16 | 0.16 | 0.14 | 0.14 | 0.17 | 0.17 | 0.17 | 0.15 | 0.14 | 0.13 | 0.14 | 0.14 | 0.15 | 0.14 | 0.15 | 0.14 | 0.12 | 0.15 | 0.14 | 0.13 | 0.12 | 0.13 | 0.15 | 0.17 | 0.15 | 0.13 | 0.13 | 0.14 | 0.14 | 0.14 | 0.15 | 0.16 | 0.16 | 0.15
RATSKE_2_NROSR1 |  | Solar_1Axis | Solar Tracking | CISO | South | Socal | FC | 150 | 0 | 0 | 0 | 0 | 0 | 0 | 0.07 | 16.73 | 61.29 | 79.16 | 82.27 | 84.03 | 82.99 | 77.94 | 72.13 | 45.46 | 8.95 | 0 | 0 | 0 | 0 | 0 | 0 | 0 | 0 | 0 | 0 | 0 | 0 | 0 | 1.03 | 38.32 | 93.75 | 100.17 | 99.33 | 95.97 | 92.82 | 90.67 | 89.06 | 80.09 | 34.94 | 1.29 | 0 | 0 | 0 | 0 | 0 | 0 | 0 | 0 | 0 | 0 | 0 | 0 | 11.59 | 68.85 | 94.84 | 98.31 | 96.53 | 94.1 | 93.54 | 84.92 | 77.24 | 69.69 | 49.51 | 7.47 | 0 | 0 | 0 | 0 | 0 | 0 | 0 | 0 | 0 | 0 | 0 | 6.63 | 64.01 | 113.3 | 119.41 | 122.31 | 121.41 | 122.22 | 120.89 | 120.63 | 116.85 | 110.69 | 91.29 | 30.31 | 0.71 | 0 | 0 | 0 | 0 | 0 | 0 | 0 | 0 | 0 | 0.2 | 24.69 | 85.88 | 117.26 | 125.24 | 128.03 | 128.31 | 129.35 | 129.15 | 127.42 | 124.24 | 119.24 | 104.16 | 51.25 | 4.83 | 0 | 0 | 0 | 0 | 0 | 0 | 0 | 0 | 0 | 0.45 | 29.27 | 85.95 | 112.7 | 121.53 | 126.39 | 127.39 | 128.08 | 127.88 | 126.43 | 123.32 | 119.02 | 105.56 | 63.79 | 10.92 | 0.01 | 0 | 0 | 0 | 0 | 0 | 0 | 0 | 0 | 0.04 | 13.72 | 66.9 | 104.83 | 118.89 | 124.86 | 126.08 | 125.71 | 124.63 | 123.13 | 119.75 | 114.65 | 100.94 | 58.39 | 9.3 | 0 | 0 | 0 | 0 | 0 | 0 | 0 | 0 | 0 | 0 | 4.62 | 50.1 | 94.21 | 112.08 | 120.17 | 122.75 | 122.46 | 120.05 | 116.81 | 112.09 | 103.34 | 82.19 | 30.45 | 0.93 | 0 | 0 | 0 | 0 | 0 | 0 | 0 | 0 | 0 | 0 | 1.03 | 37.03 | 96.77 | 112.69 | 118.55 | 119.5 | 119.46 | 118.81 | 117.41 | 115.7 | 104.48 | 58.43 | 7.01 | 0 | 0 | 0 | 0 | 0 | 0 | 0 | 0 | 0 | 0 | 0 | 0.07 | 21.14 | 84.16 | 106.9 | 110.15 | 109.19 | 109.49 | 110.06 | 110.56 | 108.16 | 84.63 | 23.87 | 0.26 | 0 | 0 | 0 | 0 | 0 | 0 | 0 | 0 | 0 | 0 | 0 | 0 | 3.91 | 49.35 | 92.16 | 99.68 | 97 | 94.37 | 95.53 | 95.76 | 91.18 | 52.6 | 5.23 | 0 | 0 | 0 | 0 | 0 | 0 | 0 | 0 | 0 | 0 | 0 | 0 | 0 | 0.18 | 18.3 | 58.18 | 69.96 | 73.71 | 72.26 | 74.61 | 70.52 | 64.38 | 36.58 | 3.14 | 0 | 0 | 0 | 0 | 0 | 0 | 0
HAMLIN_1_BLDSB1 | HAMLIN_1_BLDSB1_SUN | Hybrid_Solar1Axis | Solar Tracking | CISO | South | Socal | ID | 150 | 0 | 0 | 0 | 0 | 0 | 0 | 0.07 | 16.73 | 61.29 | 79.16 | 82.27 | 84.03 | 82.99 | 77.94 | 72.13 | 45.46 | 8.95 | 0 | 0 | 0 | 0 | 0 | 0 | 0 | 0 | 0 | 0 | 0 | 0 | 0 | 1.03 | 38.32 | 93.75 | 100.17 | 99.33 | 95.97 | 92.82 | 90.67 | 89.06 | 80.09 | 34.94 | 1.29 | 0 | 0 | 0 | 0 | 0 | 0 | 0 | 0 | 0 | 0 | 0 | 0 | 11.59 | 68.85 | 94.84 | 98.31 | 96.53 | 94.1 | 93.54 | 84.92 | 77.24 | 69.69 | 49.51 | 7.47 | 0 | 0 | 0 | 0 | 0 | 0 | 0 | 0 | 0 | 0 | 0 | 6.63 | 64.01 | 113.3 | 119.41 | 122.31 | 121.41 | 122.22 | 120.89 | 120.63 | 116.85 | 110.69 | 91.29 | 30.31 | 0.71 | 0 | 0 | 0 | 0 | 0 | 0 | 0 | 0 | 0 | 0.2 | 24.69 | 85.88 | 117.26 | 125.24 | 128.03 | 128.31 | 129.35 | 129.15 | 127.42 | 124.24 | 119.24 | 104.16 | 51.25 | 4.83 | 0 | 0 | 0 | 0 | 0 | 0 | 0 | 0 | 0 | 0.45 | 29.27 | 85.95 | 112.7 | 121.53 | 126.39 | 127.39 | 128.08 | 127.88 | 126.43 | 123.32 | 119.02 | 105.56 | 63.79 | 10.92 | 0.01 | 0 | 0 | 0 | 0 | 0 | 0 | 0 | 0 | 0.04 | 13.72 | 66.9 | 104.83 | 118.89 | 124.86 | 126.08 | 125.71 | 124.63 | 123.13 | 119.75 | 114.65 | 100.94 | 58.39 | 9.3 | 0 | 0 | 0 | 0 | 0 | 0 | 0 | 0 | 0 | 0 | 4.62 | 50.1 | 94.21 | 112.08 | 120.17 | 122.75 | 122.46 | 120.05 | 116.81 | 112.09 | 103.34 | 82.19 | 30.45 | 0.93 | 0 | 0 | 0 | 0 | 0 | 0 | 0 | 0 | 0 | 0 | 1.03 | 37.03 | 96.77 | 112.69 | 118.55 | 119.5 | 119.46 | 118.81 | 117.41 | 115.7 | 104.48 | 58.43 | 7.01 | 0 | 0 | 0 | 0 | 0 | 0 | 0 | 0 | 0 | 0 | 0 | 0.07 | 21.14 | 84.16 | 106.9 | 110.15 | 109.19 | 109.49 | 110.06 | 110.56 | 108.16 | 84.63 | 23.87 | 0.26 | 0 | 0 | 0 | 0 | 0 | 0 | 0 | 0 | 0 | 0 | 0 | 0 | 3.91 | 49.35 | 92.16 | 99.68 | 97 | 94.37 | 95.53 | 95.76 | 91.18 | 52.6 | 5.23 | 0 | 0 | 0 | 0 | 0 | 0 | 0 | 0 | 0 | 0 | 0 | 0 | 0 | 0.18 | 18.3 | 58.18 | 69.96 | 73.71 | 72.26 | 74.61 | 70.52 | 64.38 | 36.58 | 3.14 | 0 | 0 | 0 | 0 | 0 | 0 | 0
LNCSTR_6_SOLAR2 | LNCSTR_6_SOLAR2_SUN | Hybrid_SolarFixed | Solar Fixed | CISO | South | Socal | PD | 3 | 0 | 0 | 0 | 0 | 0 | 0 | 0 | 0.36 | 1.24 | 1.69 | 1.86 | 1.93 | 1.84 | 1.76 | 1.47 | 0.81 | 0.12 | 0 | 0 | 0 | 0 | 0 | 0 | 0 | 0 | 0 | 0 | 0 | 0 | 0 | 0.03 | 0.65 | 1.57 | 1.93 | 2.05 | 2.07 | 1.99 | 1.89 | 1.71 | 1.34 | 0.49 | 0.01 | 0 | 0 | 0 | 0 | 0 | 0 | 0 | 0 | 0 | 0 | 0 | 0 | 0.22 | 1.14 | 1.77 | 2.02 | 2.06 | 2.09 | 2 | 1.89 | 1.71 | 1.39 | 0.75 | 0.1 | 0 | 0 | 0 | 0 | 0 | 0 | 0 | 0 | 0 | 0 | 0 | 0.11 | 0.88 | 1.78 | 2.24 | 2.43 | 2.52 | 2.53 | 2.48 | 2.41 | 2.22 | 1.92 | 1.31 | 0.34 | 0.01 | 0 | 0 | 0 | 0 | 0 | 0 | 0 | 0 | 0 | 0.01 | 0.35 | 1.26 | 1.88 | 2.27 | 2.5 | 2.6 | 2.63 | 2.6 | 2.55 | 2.38 | 2.08 | 1.52 | 0.59 | 0.05 | 0 | 0 | 0 | 0 | 0 | 0 | 0 | 0 | 0 | 0.01 | 0.4 | 1.23 | 1.84 | 2.29 | 2.51 | 2.63 | 2.64 | 2.62 | 2.54 | 2.34 | 2.05 | 1.6 | 0.76 | 0.1 | 0 | 0 | 0 | 0 | 0 | 0 | 0 | 0 | 0 | 0 | 0.21 | 0.89 | 1.61 | 2.04 | 2.3 | 2.46 | 2.52 | 2.49 | 2.41 | 2.22 | 1.95 | 1.49 | 0.69 | 0.08 | 0 | 0 | 0 | 0 | 0 | 0 | 0 | 0 | 0 | 0 | 0.09 | 0.77 | 1.62 | 2.04 | 2.33 | 2.53 | 2.59 | 2.48 | 2.4 | 2.2 | 1.88 | 1.26 | 0.37 | 0.01 | 0 | 0 | 0 | 0 | 0 | 0 | 0 | 0 | 0 | 0 | 0.03 | 0.61 | 1.57 | 2.07 | 2.32 | 2.47 | 2.5 | 2.5 | 2.39 | 2.16 | 1.72 | 0.8 | 0.08 | 0 | 0 | 0 | 0 | 0 | 0 | 0 | 0 | 0 | 0 | 0 | 0 | 0.38 | 1.4 | 2 | 2.25 | 2.4 | 2.43 | 2.39 | 2.27 | 2.03 | 1.35 | 0.32 | 0 | 0 | 0 | 0 | 0 | 0 | 0 | 0 | 0 | 0 | 0 | 0 | 0 | 0.1 | 0.89 | 1.75 | 2.04 | 2.16 | 2.19 | 2.13 | 2.01 | 1.65 | 0.77 | 0.06 | 0 | 0 | 0 | 0 | 0 | 0 | 0 | 0 | 0 | 0 | 0 | 0 | 0 | 0.01 | 0.4 | 1.16 | 1.56 | 1.7 | 1.79 | 1.77 | 1.62 | 1.27 | 0.59 | 0.04 | 0 | 0 | 0 | 0 | 0 | 0 | 0
RDWAY_1_CREST |  | Solar_1Axis | Solar Tracking | CISO | South | Socal | EO | 4.5 | 0 | 0 | 0 | 0 | 0 | 0 | 0 | 0.5 | 1.84 | 2.37 | 2.47 | 2.52 | 2.49 | 2.34 | 2.16 | 1.36 | 0.27 | 0 | 0 | 0 | 0 | 0 | 0 | 0 | 0 | 0 | 0 | 0 | 0 | 0 | 0.03 | 1.15 | 2.81 | 3.01 | 2.98 | 2.88 | 2.78 | 2.72 | 2.67 | 2.4 | 1.05 | 0.04 | 0 | 0 | 0 | 0 | 0 | 0 | 0 | 0 | 0 | 0 | 0 | 0 | 0.35 | 2.07 | 2.85 | 2.95 | 2.9 | 2.82 | 2.81 | 2.55 | 2.32 | 2.09 | 1.49 | 0.22 | 0 | 0 | 0 | 0 | 0 | 0 | 0 | 0 | 0 | 0 | 0 | 0.2 | 1.92 | 3.4 | 3.58 | 3.67 | 3.64 | 3.67 | 3.63 | 3.62 | 3.51 | 3.32 | 2.74 | 0.91 | 0.02 | 0 | 0 | 0 | 0 | 0 | 0 | 0 | 0 | 0 | 0.01 | 0.74 | 2.58 | 3.52 | 3.76 | 3.84 | 3.85 | 3.88 | 3.87 | 3.82 | 3.73 | 3.58 | 3.12 | 1.54 | 0.14 | 0 | 0 | 0 | 0 | 0 | 0 | 0 | 0 | 0 | 0.01 | 0.88 | 2.58 | 3.38 | 3.65 | 3.79 | 3.82 | 3.84 | 3.84 | 3.79 | 3.7 | 3.57 | 3.17 | 1.91 | 0.33 | 0 | 0 | 0 | 0 | 0 | 0 | 0 | 0 | 0 | 0 | 0.41 | 2.01 | 3.14 | 3.57 | 3.75 | 3.78 | 3.77 | 3.74 | 3.69 | 3.59 | 3.44 | 3.03 | 1.75 | 0.28 | 0 | 0 | 0 | 0 | 0 | 0 | 0 | 0 | 0 | 0 | 0.14 | 1.5 | 2.83 | 3.36 | 3.61 | 3.68 | 3.67 | 3.6 | 3.5 | 3.36 | 3.1 | 2.47 | 0.91 | 0.03 | 0 | 0 | 0 | 0 | 0 | 0 | 0 | 0 | 0 | 0 | 0.03 | 1.11 | 2.9 | 3.38 | 3.56 | 3.58 | 3.58 | 3.56 | 3.52 | 3.47 | 3.13 | 1.75 | 0.21 | 0 | 0 | 0 | 0 | 0 | 0 | 0 | 0 | 0 | 0 | 0 | 0 | 0.63 | 2.52 | 3.21 | 3.3 | 3.28 | 3.28 | 3.3 | 3.32 | 3.24 | 2.54 | 0.72 | 0.01 | 0 | 0 | 0 | 0 | 0 | 0 | 0 | 0 | 0 | 0 | 0 | 0 | 0.12 | 1.48 | 2.76 | 2.99 | 2.91 | 2.83 | 2.87 | 2.87 | 2.74 | 1.58 | 0.16 | 0 | 0 | 0 | 0 | 0 | 0 | 0 | 0 | 0 | 0 | 0 | 0 | 0 | 0.01 | 0.55 | 1.75 | 2.1 | 2.21 | 2.17 | 2.24 | 2.12 | 1.93 | 1.1 | 0.09 | 0 | 0 | 0 | 0 | 0 | 0 | 0
RECTOR_2_CREST |  | Solar_Fixed | Solar Fixed | CISO | South | Socal | EO | 10.5 | 0 | 0 | 0 | 0 | 0 | 0 | 0.02 | 1.26 | 4.34 | 5.9 | 6.5 | 6.75 | 6.45 | 6.16 | 5.15 | 2.85 | 0.42 | 0 | 0 | 0 | 0 | 0 | 0 | 0 | 0 | 0 | 0 | 0 | 0 | 0 | 0.1 | 2.28 | 5.51 | 6.74 | 7.17 | 7.25 | 6.96 | 6.61 | 5.98 | 4.69 | 1.71 | 0.04 | 0 | 0 | 0 | 0 | 0 | 0 | 0 | 0 | 0 | 0 | 0 | 0 | 0.76 | 3.99 | 6.19 | 7.06 | 7.21 | 7.31 | 7.01 | 6.63 | 5.98 | 4.86 | 2.62 | 0.35 | 0 | 0 | 0 | 0 | 0 | 0 | 0 | 0 | 0 | 0 | 0 | 0.37 | 3.09 | 6.25 | 7.84 | 8.5 | 8.84 | 8.84 | 8.68 | 8.44 | 7.77 | 6.71 | 4.58 | 1.2 | 0.03 | 0 | 0 | 0 | 0 | 0 | 0 | 0 | 0 | 0 | 0.02 | 1.23 | 4.41 | 6.6 | 7.93 | 8.74 | 9.11 | 9.19 | 9.1 | 8.92 | 8.33 | 7.28 | 5.31 | 2.06 | 0.16 | 0 | 0 | 0 | 0 | 0 | 0 | 0 | 0 | 0 | 0.04 | 1.4 | 4.3 | 6.43 | 8.01 | 8.77 | 9.22 | 9.23 | 9.17 | 8.9 | 8.2 | 7.18 | 5.58 | 2.66 | 0.36 | 0 | 0 | 0 | 0 | 0 | 0 | 0 | 0 | 0 | 0 | 0.74 | 3.1 | 5.62 | 7.14 | 8.06 | 8.61 | 8.81 | 8.73 | 8.44 | 7.79 | 6.82 | 5.21 | 2.4 | 0.29 | 0 | 0 | 0 | 0 | 0 | 0 | 0 | 0 | 0 | 0 | 0.3 | 2.69 | 5.66 | 7.15 | 8.15 | 8.87 | 9.06 | 8.68 | 8.41 | 7.71 | 6.58 | 4.43 | 1.29 | 0.04 | 0 | 0 | 0 | 0 | 0 | 0 | 0 | 0 | 0 | 0 | 0.09 | 2.12 | 5.5 | 7.23 | 8.12 | 8.65 | 8.77 | 8.76 | 8.38 | 7.55 | 6.02 | 2.81 | 0.3 | 0 | 0 | 0 | 0 | 0 | 0 | 0 | 0 | 0 | 0 | 0 | 0.02 | 1.34 | 4.91 | 6.99 | 7.87 | 8.41 | 8.5 | 8.36 | 7.96 | 7.12 | 4.72 | 1.1 | 0.02 | 0 | 0 | 0 | 0 | 0 | 0 | 0 | 0 | 0 | 0 | 0 | 0 | 0.35 | 3.12 | 6.13 | 7.13 | 7.57 | 7.67 | 7.47 | 7.03 | 5.79 | 2.71 | 0.2 | 0 | 0 | 0 | 0 | 0 | 0 | 0 | 0 | 0 | 0 | 0 | 0 | 0 | 0.04 | 1.39 | 4.04 | 5.46 | 5.95 | 6.27 | 6.2 | 5.68 | 4.46 | 2.06 | 0.13 | 0 | 0 | 0 | 0 | 0 | 0 | 0
RECTOR_2_IVANPV |  | Solar_Fixed | Solar Fixed | CISO | South | Socal | EO | 3.5 | 0 | 0 | 0 | 0 | 0 | 0 | 0.01 | 0.42 | 1.45 | 1.97 | 2.17 | 2.25 | 2.15 | 2.05 | 1.72 | 0.95 | 0.14 | 0 | 0 | 0 | 0 | 0 | 0 | 0 | 0 | 0 | 0 | 0 | 0 | 0 | 0.03 | 0.76 | 1.84 | 2.25 | 2.39 | 2.42 | 2.32 | 2.2 | 1.99 | 1.56 | 0.57 | 0.01 | 0 | 0 | 0 | 0 | 0 | 0 | 0 | 0 | 0 | 0 | 0 | 0 | 0.25 | 1.33 | 2.06 | 2.35 | 2.4 | 2.44 | 2.34 | 2.21 | 1.99 | 1.62 | 0.87 | 0.12 | 0 | 0 | 0 | 0 | 0 | 0 | 0 | 0 | 0 | 0 | 0 | 0.12 | 1.03 | 2.08 | 2.61 | 2.83 | 2.95 | 2.95 | 2.89 | 2.81 | 2.59 | 2.24 | 1.53 | 0.4 | 0.01 | 0 | 0 | 0 | 0 | 0 | 0 | 0 | 0 | 0 | 0.01 | 0.41 | 1.47 | 2.2 | 2.64 | 2.91 | 3.04 | 3.06 | 3.03 | 2.97 | 2.78 | 2.43 | 1.77 | 0.69 | 0.05 | 0 | 0 | 0 | 0 | 0 | 0 | 0 | 0 | 0 | 0.01 | 0.47 | 1.43 | 2.14 | 2.67 | 2.92 | 3.07 | 3.08 | 3.06 | 2.97 | 2.73 | 2.39 | 1.86 | 0.89 | 0.12 | 0 | 0 | 0 | 0 | 0 | 0 | 0 | 0 | 0 | 0 | 0.25 | 1.03 | 1.87 | 2.38 | 2.69 | 2.87 | 2.94 | 2.91 | 2.81 | 2.6 | 2.27 | 1.74 | 0.8 | 0.1 | 0 | 0 | 0 | 0 | 0 | 0 | 0 | 0 | 0 | 0 | 0.1 | 0.9 | 1.89 | 2.38 | 2.72 | 2.96 | 3.02 | 2.89 | 2.8 | 2.57 | 2.19 | 1.48 | 0.43 | 0.01 | 0 | 0 | 0 | 0 | 0 | 0 | 0 | 0 | 0 | 0 | 0.03 | 0.71 | 1.83 | 2.41 | 2.71 | 2.88 | 2.92 | 2.92 | 2.79 | 2.52 | 2.01 | 0.94 | 0.1 | 0 | 0 | 0 | 0 | 0 | 0 | 0 | 0 | 0 | 0 | 0 | 0.01 | 0.45 | 1.64 | 2.33 | 2.62 | 2.8 | 2.83 | 2.79 | 2.65 | 2.37 | 1.57 | 0.37 | 0.01 | 0 | 0 | 0 | 0 | 0 | 0 | 0 | 0 | 0 | 0 | 0 | 0 | 0.12 | 1.04 | 2.04 | 2.38 | 2.52 | 2.56 | 2.49 | 2.34 | 1.93 | 0.9 | 0.07 | 0 | 0 | 0 | 0 | 0 | 0 | 0 | 0 | 0 | 0 | 0 | 0 | 0 | 0.01 | 0.46 | 1.35 | 1.82 | 1.98 | 2.09 | 2.07 | 1.89 | 1.49 | 0.69 | 0.04 | 0 | 0 | 0 | 0 | 0 | 0 | 0
REDMAN_2_SOLAR |  | Solar_1Axis | Solar Tracking | CISO | South | Socal | FC | 3.75 | 0 | 0 | 0 | 0 | 0 | 0 | 0 | 0.42 | 1.53 | 1.98 | 2.06 | 2.1 | 2.07 | 1.95 | 1.8 | 1.14 | 0.22 | 0 | 0 | 0 | 0 | 0 | 0 | 0 | 0 | 0 | 0 | 0 | 0 | 0 | 0.03 | 0.96 | 2.34 | 2.5 | 2.48 | 2.4 | 2.32 | 2.27 | 2.23 | 2 | 0.87 | 0.03 | 0 | 0 | 0 | 0 | 0 | 0 | 0 | 0 | 0 | 0 | 0 | 0 | 0.29 | 1.72 | 2.37 | 2.46 | 2.41 | 2.35 | 2.34 | 2.12 | 1.93 | 1.74 | 1.24 | 0.19 | 0 | 0 | 0 | 0 | 0 | 0 | 0 | 0 | 0 | 0 | 0 | 0.17 | 1.6 | 2.83 | 2.99 | 3.06 | 3.04 | 3.06 | 3.02 | 3.02 | 2.92 | 2.77 | 2.28 | 0.76 | 0.02 | 0 | 0 | 0 | 0 | 0 | 0 | 0 | 0 | 0 | 0.01 | 0.62 | 2.15 | 2.93 | 3.13 | 3.2 | 3.21 | 3.23 | 3.23 | 3.19 | 3.11 | 2.98 | 2.6 | 1.28 | 0.12 | 0 | 0 | 0 | 0 | 0 | 0 | 0 | 0 | 0 | 0.01 | 0.73 | 2.15 | 2.82 | 3.04 | 3.16 | 3.18 | 3.2 | 3.2 | 3.16 | 3.08 | 2.98 | 2.64 | 1.59 | 0.27 | 0 | 0 | 0 | 0 | 0 | 0 | 0 | 0 | 0 | 0 | 0.34 | 1.67 | 2.62 | 2.97 | 3.12 | 3.15 | 3.14 | 3.12 | 3.08 | 2.99 | 2.87 | 2.52 | 1.46 | 0.23 | 0 | 0 | 0 | 0 | 0 | 0 | 0 | 0 | 0 | 0 | 0.12 | 1.25 | 2.36 | 2.8 | 3 | 3.07 | 3.06 | 3 | 2.92 | 2.8 | 2.58 | 2.05 | 0.76 | 0.02 | 0 | 0 | 0 | 0 | 0 | 0 | 0 | 0 | 0 | 0 | 0.03 | 0.93 | 2.42 | 2.82 | 2.96 | 2.99 | 2.99 | 2.97 | 2.94 | 2.89 | 2.61 | 1.46 | 0.18 | 0 | 0 | 0 | 0 | 0 | 0 | 0 | 0 | 0 | 0 | 0 | 0 | 0.53 | 2.1 | 2.67 | 2.75 | 2.73 | 2.74 | 2.75 | 2.76 | 2.7 | 2.12 | 0.6 | 0.01 | 0 | 0 | 0 | 0 | 0 | 0 | 0 | 0 | 0 | 0 | 0 | 0 | 0.1 | 1.23 | 2.3 | 2.49 | 2.43 | 2.36 | 2.39 | 2.39 | 2.28 | 1.31 | 0.13 | 0 | 0 | 0 | 0 | 0 | 0 | 0 | 0 | 0 | 0 | 0 | 0 | 0 | 0 | 0.46 | 1.45 | 1.75 | 1.84 | 1.81 | 1.87 | 1.76 | 1.61 | 0.91 | 0.08 | 0 | 0 | 0 | 0 | 0 | 0 | 0
REDMAN_6_AVSSR1 |  | Solar_1Axis | Solar Tracking | CISO | South | Socal | FC | 3 | 0 | 0 | 0 | 0 | 0 | 0 | 0 | 0.33 | 1.23 | 1.58 | 1.65 | 1.68 | 1.66 | 1.56 | 1.44 | 0.91 | 0.18 | 0 | 0 | 0 | 0 | 0 | 0 | 0 | 0 | 0 | 0 | 0 | 0 | 0 | 0.02 | 0.77 | 1.88 | 2 | 1.99 | 1.92 | 1.86 | 1.81 | 1.78 | 1.6 | 0.7 | 0.03 | 0 | 0 | 0 | 0 | 0 | 0 | 0 | 0 | 0 | 0 | 0 | 0 | 0.23 | 1.38 | 1.9 | 1.97 | 1.93 | 1.88 | 1.87 | 1.7 | 1.54 | 1.39 | 0.99 | 0.15 | 0 | 0 | 0 | 0 | 0 | 0 | 0 | 0 | 0 | 0 | 0 | 0.13 | 1.28 | 2.27 | 2.39 | 2.45 | 2.43 | 2.44 | 2.42 | 2.41 | 2.34 | 2.21 | 1.83 | 0.61 | 0.01 | 0 | 0 | 0 | 0 | 0 | 0 | 0 | 0 | 0 | 0 | 0.49 | 1.72 | 2.35 | 2.5 | 2.56 | 2.57 | 2.59 | 2.58 | 2.55 | 2.48 | 2.38 | 2.08 | 1.02 | 0.1 | 0 | 0 | 0 | 0 | 0 | 0 | 0 | 0 | 0 | 0.01 | 0.59 | 1.72 | 2.25 | 2.43 | 2.53 | 2.55 | 2.56 | 2.56 | 2.53 | 2.47 | 2.38 | 2.11 | 1.28 | 0.22 | 0 | 0 | 0 | 0 | 0 | 0 | 0 | 0 | 0 | 0 | 0.27 | 1.34 | 2.1 | 2.38 | 2.5 | 2.52 | 2.51 | 2.49 | 2.46 | 2.4 | 2.29 | 2.02 | 1.17 | 0.19 | 0 | 0 | 0 | 0 | 0 | 0 | 0 | 0 | 0 | 0 | 0.09 | 1 | 1.88 | 2.24 | 2.4 | 2.45 | 2.45 | 2.4 | 2.34 | 2.24 | 2.07 | 1.64 | 0.61 | 0.02 | 0 | 0 | 0 | 0 | 0 | 0 | 0 | 0 | 0 | 0 | 0.02 | 0.74 | 1.94 | 2.25 | 2.37 | 2.39 | 2.39 | 2.38 | 2.35 | 2.31 | 2.09 | 1.17 | 0.14 | 0 | 0 | 0 | 0 | 0 | 0 | 0 | 0 | 0 | 0 | 0 | 0 | 0.42 | 1.68 | 2.14 | 2.2 | 2.18 | 2.19 | 2.2 | 2.21 | 2.16 | 1.69 | 0.48 | 0.01 | 0 | 0 | 0 | 0 | 0 | 0 | 0 | 0 | 0 | 0 | 0 | 0 | 0.08 | 0.99 | 1.84 | 1.99 | 1.94 | 1.89 | 1.91 | 1.92 | 1.82 | 1.05 | 0.1 | 0 | 0 | 0 | 0 | 0 | 0 | 0 | 0 | 0 | 0 | 0 | 0 | 0 | 0 | 0.37 | 1.16 | 1.4 | 1.47 | 1.45 | 1.49 | 1.41 | 1.29 | 0.73 | 0.06 | 0 | 0 | 0 | 0 | 0 | 0 | 0
REEDLY_6_SOLAR |  | Solar_2Axis | Solar Tracking | CISO | North | Norcal | EO | 1.23 | 0 | 0 | 0 | 0 | 0 | 0 | 0 | 0.03 | 0.2 | 0.38 | 0.48 | 0.52 | 0.52 | 0.49 | 0.46 | 0.32 | 0.07 | 0 | 0 | 0 | 0 | 0 | 0 | 0 | 0 | 0 | 0 | 0 | 0 | 0 | 0 | 0.15 | 0.63 | 0.79 | 0.8 | 0.76 | 0.75 | 0.75 | 0.76 | 0.65 | 0.34 | 0.02 | 0 | 0 | 0 | 0 | 0 | 0 | 0 | 0 | 0 | 0 | 0 | 0 | 0.03 | 0.39 | 0.74 | 0.79 | 0.74 | 0.76 | 0.75 | 0.69 | 0.64 | 0.59 | 0.42 | 0.1 | 0 | 0 | 0 | 0 | 0 | 0 | 0 | 0 | 0 | 0 | 0 | 0.02 | 0.37 | 0.81 | 0.89 | 0.89 | 0.87 | 0.89 | 0.89 | 0.88 | 0.89 | 0.86 | 0.78 | 0.36 | 0.02 | 0 | 0 | 0 | 0 | 0 | 0 | 0 | 0 | 0 | 0 | 0.14 | 0.64 | 0.9 | 0.94 | 0.94 | 0.93 | 0.95 | 0.95 | 0.98 | 0.98 | 0.95 | 0.9 | 0.56 | 0.09 | 0 | 0 | 0 | 0 | 0 | 0 | 0 | 0 | 0 | 0 | 0.19 | 0.71 | 0.96 | 1.02 | 1.04 | 1.04 | 1.05 | 1.05 | 1.04 | 1.04 | 1.01 | 0.94 | 0.7 | 0.2 | 0 | 0 | 0 | 0 | 0 | 0 | 0 | 0 | 0 | 0 | 0.09 | 0.57 | 0.91 | 1.01 | 1.02 | 1.03 | 1.02 | 1.02 | 1.01 | 1.01 | 0.97 | 0.9 | 0.63 | 0.15 | 0 | 0 | 0 | 0 | 0 | 0 | 0 | 0 | 0 | 0 | 0.01 | 0.33 | 0.77 | 0.93 | 0.97 | 0.97 | 0.98 | 0.97 | 0.97 | 0.96 | 0.9 | 0.74 | 0.33 | 0.02 | 0 | 0 | 0 | 0 | 0 | 0 | 0 | 0 | 0 | 0 | 0 | 0.2 | 0.72 | 0.91 | 0.94 | 0.93 | 0.92 | 0.93 | 0.94 | 0.94 | 0.89 | 0.58 | 0.11 | 0 | 0 | 0 | 0 | 0 | 0 | 0 | 0 | 0 | 0 | 0 | 0 | 0.06 | 0.48 | 0.79 | 0.82 | 0.8 | 0.78 | 0.79 | 0.8 | 0.8 | 0.67 | 0.22 | 0 | 0 | 0 | 0 | 0 | 0 | 0 | 0 | 0 | 0 | 0 | 0 | 0 | 0 | 0.19 | 0.56 | 0.66 | 0.65 | 0.63 | 0.65 | 0.67 | 0.63 | 0.39 | 0.05 | 0 | 0 | 0 | 0 | 0 | 0 | 0 | 0 | 0 | 0 | 0 | 0 | 0 | 0 | 0.04 | 0.25 | 0.41 | 0.5 | 0.53 | 0.51 | 0.5 | 0.46 | 0.26 | 0.03 | 0 | 0 | 0 | 0 | 0 | 0 | 0
RENWD_1_QF |  | Wind | Wind | CISO | South | Socal | FC | 10.5 | 0.97 | 1.01 | 1.16 | 1.09 | 1.08 | 1 | 0.82 | 0.71 | 0.75 | 0.75 | 0.74 | 0.78 | 0.86 | 0.98 | 0.98 | 1.07 | 0.94 | 0.94 | 0.88 | 0.89 | 0.86 | 0.84 | 0.88 | 0.84 | 1.3 | 1.44 | 1.49 | 1.41 | 1.24 | 1.17 | 1.22 | 1.24 | 1.2 | 1.34 | 1.39 | 1.42 | 1.65 | 1.54 | 1.76 | 1.56 | 1.87 | 1.85 | 2.13 | 2.05 | 2.07 | 1.87 | 1.69 | 1.42 | 2.12 | 2.21 | 2.06 | 1.94 | 1.79 | 1.53 | 1.47 | 1.41 | 1.53 | 1.35 | 1.37 | 1.54 | 1.71 | 2 | 2.1 | 2.35 | 2.41 | 2.46 | 2.39 | 2.36 | 2.31 | 2.34 | 2.49 | 2.24 | 3.8 | 3.4 | 2.96 | 2.52 | 2.17 | 1.87 | 1.31 | 0.98 | 0.92 | 0.86 | 0.8 | 0.86 | 0.95 | 1.43 | 2.15 | 2.84 | 3.42 | 3.74 | 3.84 | 3.95 | 4.17 | 3.94 | 3.81 | 3.85 | 4.25 | 4 | 3.91 | 3.53 | 2.91 | 2.4 | 1.79 | 1.38 | 0.96 | 0.78 | 0.68 | 0.64 | 0.89 | 1.47 | 2.4 | 3.46 | 4.02 | 4.44 | 4.33 | 4.33 | 4.42 | 4.49 | 4.6 | 4.32 | 4.23 | 3.98 | 3.65 | 3.09 | 2.69 | 2.11 | 1.49 | 1 | 0.79 | 0.53 | 0.62 | 0.65 | 0.8 | 1.24 | 2.01 | 2.77 | 3.39 | 3.95 | 4.38 | 4.81 | 4.7 | 4.68 | 4.64 | 4.46 | 4.75 | 4.38 | 3.87 | 3.49 | 3.06 | 2.38 | 1.74 | 1.07 | 0.67 | 0.49 | 0.6 | 0.82 | 1.17 | 1.74 | 2.38 | 3.23 | 3.93 | 4.47 | 4.85 | 4.96 | 5.16 | 5.14 | 5.05 | 4.87 | 3.9 | 3.51 | 3.03 | 2.45 | 2.16 | 1.73 | 1.2 | 0.76 | 0.55 | 0.45 | 0.51 | 0.65 | 0.94 | 1.31 | 1.87 | 2.48 | 3.15 | 3.63 | 4.11 | 4.4 | 4.41 | 4.27 | 4.18 | 4.01 | 2.65 | 2.56 | 2.37 | 1.82 | 1.57 | 1.33 | 1 | 0.72 | 0.55 | 0.6 | 0.73 | 0.86 | 1.05 | 1.31 | 1.71 | 2 | 2.23 | 2.63 | 3.04 | 3.2 | 3.16 | 2.97 | 2.78 | 2.64 | 1.18 | 1.15 | 1.09 | 0.97 | 0.9 | 0.86 | 0.61 | 0.45 | 0.38 | 0.41 | 0.53 | 0.57 | 0.53 | 0.6 | 0.63 | 0.78 | 1.06 | 1.19 | 1.36 | 1.56 | 1.41 | 1.28 | 1.17 | 1.15 | 0.61 | 0.67 | 0.65 | 0.68 | 0.63 | 0.62 | 0.58 | 0.51 | 0.53 | 0.6 | 0.66 | 0.76 | 0.73 | 0.74 | 0.79 | 0.81 | 0.71 | 0.69 | 0.84 | 0.86 | 0.86 | 0.77 | 0.7 | 0.65 | 0.69 | 0.7 | 0.75 | 0.71 | 0.74 | 0.71 | 0.62 | 0.75 | 0.7 | 0.63 | 0.62 | 0.66 | 0.75 | 0.83 | 0.77 | 0.65 | 0.67 | 0.68 | 0.71 | 0.69 | 0.74 | 0.8 | 0.82 | 0.76
RICHMN_1_CHVSR2 |  | Solar_1Axis | Solar Tracking | CISO | North | Norcal | ID | 8.5 | 0 | 0 | 0 | 0 | 0 | 0 | 0 | 0.18 | 1.39 | 2.65 | 3.28 | 3.61 | 3.62 | 3.41 | 3.19 | 2.18 | 0.48 | 0 | 0 | 0 | 0 | 0 | 0 | 0 | 0 | 0 | 0 | 0 | 0 | 0 | 0 | 1.05 | 4.36 | 5.44 | 5.56 | 5.27 | 5.19 | 5.16 | 5.27 | 4.49 | 2.36 | 0.13 | 0 | 0 | 0 | 0 | 0 | 0 | 0 | 0 | 0 | 0 | 0 | 0 | 0.22 | 2.71 | 5.09 | 5.46 | 5.12 | 5.26 | 5.18 | 4.77 | 4.41 | 4.1 | 2.89 | 0.67 | 0 | 0 | 0 | 0 | 0 | 0 | 0 | 0 | 0 | 0 | 0 | 0.12 | 2.54 | 5.6 | 6.16 | 6.12 | 6.01 | 6.16 | 6.17 | 6.08 | 6.18 | 5.92 | 5.4 | 2.51 | 0.12 | 0 | 0 | 0 | 0 | 0 | 0 | 0 | 0 | 0 | 0 | 0.93 | 4.41 | 6.22 | 6.5 | 6.51 | 6.45 | 6.59 | 6.59 | 6.74 | 6.74 | 6.59 | 6.21 | 3.84 | 0.6 | 0 | 0 | 0 | 0 | 0 | 0 | 0 | 0 | 0 | 0.01 | 1.34 | 4.87 | 6.6 | 7.07 | 7.16 | 7.21 | 7.26 | 7.23 | 7.17 | 7.17 | 7.01 | 6.51 | 4.82 | 1.36 | 0.02 | 0 | 0 | 0 | 0 | 0 | 0 | 0 | 0 | 0 | 0.61 | 3.91 | 6.31 | 6.96 | 7.06 | 7.11 | 7.08 | 7.06 | 6.99 | 6.97 | 6.69 | 6.2 | 4.35 | 1.02 | 0.01 | 0 | 0 | 0 | 0 | 0 | 0 | 0 | 0 | 0 | 0.09 | 2.29 | 5.3 | 6.4 | 6.7 | 6.73 | 6.78 | 6.73 | 6.68 | 6.63 | 6.24 | 5.12 | 2.27 | 0.13 | 0 | 0 | 0 | 0 | 0 | 0 | 0 | 0 | 0 | 0 | 0.01 | 1.4 | 4.99 | 6.29 | 6.5 | 6.45 | 6.38 | 6.39 | 6.48 | 6.51 | 6.14 | 4.04 | 0.79 | 0 | 0 | 0 | 0 | 0 | 0 | 0 | 0 | 0 | 0 | 0 | 0 | 0.42 | 3.31 | 5.48 | 5.65 | 5.53 | 5.4 | 5.44 | 5.53 | 5.51 | 4.64 | 1.54 | 0.03 | 0 | 0 | 0 | 0 | 0 | 0 | 0 | 0 | 0 | 0 | 0 | 0 | 0.02 | 1.29 | 3.89 | 4.58 | 4.5 | 4.35 | 4.48 | 4.61 | 4.33 | 2.71 | 0.32 | 0 | 0 | 0 | 0 | 0 | 0 | 0 | 0 | 0 | 0 | 0 | 0 | 0 | 0 | 0.25 | 1.74 | 2.85 | 3.47 | 3.64 | 3.55 | 3.44 | 3.18 | 1.78 | 0.19 | 0 | 0 | 0 | 0 | 0 | 0 | 0
RICHMN_1_SOLAR |  | Solar_1Axis | Solar Tracking | CISO | North | Norcal | ID | 2 | 0 | 0 | 0 | 0 | 0 | 0 | 0 | 0.04 | 0.33 | 0.62 | 0.77 | 0.85 | 0.85 | 0.8 | 0.75 | 0.51 | 0.11 | 0 | 0 | 0 | 0 | 0 | 0 | 0 | 0 | 0 | 0 | 0 | 0 | 0 | 0 | 0.25 | 1.03 | 1.28 | 1.31 | 1.24 | 1.22 | 1.21 | 1.24 | 1.06 | 0.55 | 0.03 | 0 | 0 | 0 | 0 | 0 | 0 | 0 | 0 | 0 | 0 | 0 | 0 | 0.05 | 0.64 | 1.2 | 1.28 | 1.21 | 1.24 | 1.22 | 1.12 | 1.04 | 0.97 | 0.68 | 0.16 | 0 | 0 | 0 | 0 | 0 | 0 | 0 | 0 | 0 | 0 | 0 | 0.03 | 0.6 | 1.32 | 1.45 | 1.44 | 1.41 | 1.45 | 1.45 | 1.43 | 1.45 | 1.39 | 1.27 | 0.59 | 0.03 | 0 | 0 | 0 | 0 | 0 | 0 | 0 | 0 | 0 | 0 | 0.22 | 1.04 | 1.46 | 1.53 | 1.53 | 1.52 | 1.55 | 1.55 | 1.59 | 1.59 | 1.55 | 1.46 | 0.9 | 0.14 | 0 | 0 | 0 | 0 | 0 | 0 | 0 | 0 | 0 | 0 | 0.32 | 1.15 | 1.55 | 1.66 | 1.68 | 1.7 | 1.71 | 1.7 | 1.69 | 1.69 | 1.65 | 1.53 | 1.13 | 0.32 | 0 | 0 | 0 | 0 | 0 | 0 | 0 | 0 | 0 | 0 | 0.14 | 0.92 | 1.48 | 1.64 | 1.66 | 1.67 | 1.67 | 1.66 | 1.64 | 1.64 | 1.57 | 1.46 | 1.02 | 0.24 | 0 | 0 | 0 | 0 | 0 | 0 | 0 | 0 | 0 | 0 | 0.02 | 0.54 | 1.25 | 1.51 | 1.58 | 1.58 | 1.6 | 1.58 | 1.57 | 1.56 | 1.47 | 1.2 | 0.53 | 0.03 | 0 | 0 | 0 | 0 | 0 | 0 | 0 | 0 | 0 | 0 | 0 | 0.33 | 1.17 | 1.48 | 1.53 | 1.52 | 1.5 | 1.5 | 1.53 | 1.53 | 1.44 | 0.95 | 0.19 | 0 | 0 | 0 | 0 | 0 | 0 | 0 | 0 | 0 | 0 | 0 | 0 | 0.1 | 0.78 | 1.29 | 1.33 | 1.3 | 1.27 | 1.28 | 1.3 | 1.3 | 1.09 | 0.36 | 0.01 | 0 | 0 | 0 | 0 | 0 | 0 | 0 | 0 | 0 | 0 | 0 | 0 | 0 | 0.3 | 0.92 | 1.08 | 1.06 | 1.02 | 1.05 | 1.09 | 1.02 | 0.64 | 0.08 | 0 | 0 | 0 | 0 | 0 | 0 | 0 | 0 | 0 | 0 | 0 | 0 | 0 | 0 | 0.06 | 0.41 | 0.67 | 0.82 | 0.86 | 0.83 | 0.81 | 0.75 | 0.42 | 0.04 | 0 | 0 | 0 | 0 | 0 | 0 | 0
RNDSBG_1_HZASR1 |  | Solar_1Axis | Solar Tracking | CISO | South | Socal | FC | 2.99 | 0 | 0 | 0 | 0 | 0 | 0 | 0 | 0.33 | 1.22 | 1.58 | 1.64 | 1.67 | 1.65 | 1.55 | 1.44 | 0.91 | 0.18 | 0 | 0 | 0 | 0 | 0 | 0 | 0 | 0 | 0 | 0 | 0 | 0 | 0 | 0.02 | 0.76 | 1.87 | 2 | 1.98 | 1.91 | 1.85 | 1.81 | 1.78 | 1.6 | 0.7 | 0.03 | 0 | 0 | 0 | 0 | 0 | 0 | 0 | 0 | 0 | 0 | 0 | 0 | 0.23 | 1.37 | 1.89 | 1.96 | 1.92 | 1.88 | 1.86 | 1.69 | 1.54 | 1.39 | 0.99 | 0.15 | 0 | 0 | 0 | 0 | 0 | 0 | 0 | 0 | 0 | 0 | 0 | 0.13 | 1.28 | 2.26 | 2.38 | 2.44 | 2.42 | 2.44 | 2.41 | 2.4 | 2.33 | 2.21 | 1.82 | 0.6 | 0.01 | 0 | 0 | 0 | 0 | 0 | 0 | 0 | 0 | 0 | 0 | 0.49 | 1.71 | 2.34 | 2.5 | 2.55 | 2.56 | 2.58 | 2.57 | 2.54 | 2.48 | 2.38 | 2.08 | 1.02 | 0.1 | 0 | 0 | 0 | 0 | 0 | 0 | 0 | 0 | 0 | 0.01 | 0.58 | 1.71 | 2.25 | 2.42 | 2.52 | 2.54 | 2.55 | 2.55 | 2.52 | 2.46 | 2.37 | 2.1 | 1.27 | 0.22 | 0 | 0 | 0 | 0 | 0 | 0 | 0 | 0 | 0 | 0 | 0.27 | 1.33 | 2.09 | 2.37 | 2.49 | 2.51 | 2.51 | 2.48 | 2.45 | 2.39 | 2.29 | 2.01 | 1.16 | 0.19 | 0 | 0 | 0 | 0 | 0 | 0 | 0 | 0 | 0 | 0 | 0.09 | 1 | 1.88 | 2.23 | 2.4 | 2.45 | 2.44 | 2.39 | 2.33 | 2.23 | 2.06 | 1.64 | 0.61 | 0.02 | 0 | 0 | 0 | 0 | 0 | 0 | 0 | 0 | 0 | 0 | 0.02 | 0.74 | 1.93 | 2.25 | 2.36 | 2.38 | 2.38 | 2.37 | 2.34 | 2.31 | 2.08 | 1.16 | 0.14 | 0 | 0 | 0 | 0 | 0 | 0 | 0 | 0 | 0 | 0 | 0 | 0 | 0.42 | 1.68 | 2.13 | 2.2 | 2.18 | 2.18 | 2.19 | 2.2 | 2.16 | 1.69 | 0.48 | 0.01 | 0 | 0 | 0 | 0 | 0 | 0 | 0 | 0 | 0 | 0 | 0 | 0 | 0.08 | 0.98 | 1.84 | 1.99 | 1.93 | 1.88 | 1.9 | 1.91 | 1.82 | 1.05 | 0.1 | 0 | 0 | 0 | 0 | 0 | 0 | 0 | 0 | 0 | 0 | 0 | 0 | 0 | 0 | 0.36 | 1.16 | 1.39 | 1.47 | 1.44 | 1.49 | 1.41 | 1.28 | 0.73 | 0.06 | 0 | 0 | 0 | 0 | 0 | 0 | 0
ROSMDW_2_WIND1 |  | Wind | Wind | CISO | South | Socal | FC | 140 | 13 | 13.51 | 15.43 | 14.52 | 14.38 | 13.39 | 10.95 | 9.46 | 9.97 | 9.98 | 9.89 | 10.35 | 11.45 | 13.12 | 13.07 | 14.29 | 12.55 | 12.54 | 11.76 | 11.93 | 11.47 | 11.24 | 11.69 | 11.15 | 17.32 | 19.17 | 19.84 | 18.74 | 16.56 | 15.62 | 16.32 | 16.5 | 15.94 | 17.83 | 18.5 | 18.87 | 21.97 | 20.48 | 23.52 | 20.79 | 24.88 | 24.61 | 28.39 | 27.29 | 27.59 | 24.97 | 22.48 | 18.97 | 28.31 | 29.5 | 27.51 | 25.9 | 23.83 | 20.44 | 19.62 | 18.74 | 20.42 | 17.98 | 18.32 | 20.49 | 22.86 | 26.69 | 28.05 | 31.29 | 32.08 | 32.75 | 31.8 | 31.41 | 30.85 | 31.19 | 33.16 | 29.85 | 50.65 | 45.35 | 39.51 | 33.66 | 28.96 | 24.97 | 17.42 | 13.12 | 12.28 | 11.52 | 10.69 | 11.53 | 12.62 | 19.12 | 28.64 | 37.92 | 45.61 | 49.82 | 51.22 | 52.68 | 55.64 | 52.59 | 50.77 | 51.31 | 56.66 | 53.33 | 52.18 | 47.06 | 38.78 | 31.98 | 23.9 | 18.42 | 12.84 | 10.35 | 9.1 | 8.55 | 11.89 | 19.62 | 31.99 | 46.19 | 53.63 | 59.16 | 57.76 | 57.75 | 58.93 | 59.86 | 61.37 | 57.55 | 56.46 | 53.02 | 48.73 | 41.24 | 35.87 | 28.14 | 19.9 | 13.31 | 10.49 | 7.06 | 8.32 | 8.68 | 10.71 | 16.56 | 26.76 | 36.98 | 45.16 | 52.61 | 58.45 | 64.13 | 62.72 | 62.44 | 61.92 | 59.5 | 63.3 | 58.41 | 51.6 | 46.5 | 40.74 | 31.72 | 23.22 | 14.26 | 8.97 | 6.54 | 7.95 | 10.89 | 15.54 | 23.14 | 31.76 | 43.02 | 52.42 | 59.62 | 64.65 | 66.19 | 68.86 | 68.47 | 67.28 | 64.96 | 51.98 | 46.76 | 40.34 | 32.71 | 28.77 | 23.12 | 16.02 | 10.1 | 7.3 | 5.99 | 6.79 | 8.61 | 12.51 | 17.51 | 24.93 | 33.03 | 42.01 | 48.41 | 54.85 | 58.6 | 58.83 | 56.99 | 55.73 | 53.53 | 35.31 | 34.2 | 31.64 | 24.31 | 20.94 | 17.79 | 13.38 | 9.59 | 7.32 | 8 | 9.79 | 11.45 | 14.06 | 17.44 | 22.86 | 26.71 | 29.73 | 35.11 | 40.57 | 42.72 | 42.15 | 39.66 | 37.06 | 35.14 | 15.77 | 15.28 | 14.58 | 12.97 | 11.94 | 11.46 | 8.16 | 5.99 | 5.03 | 5.5 | 7.06 | 7.64 | 7.04 | 7.96 | 8.43 | 10.45 | 14.11 | 15.92 | 18.13 | 20.81 | 18.75 | 17.04 | 15.62 | 15.39 | 8.13 | 8.99 | 8.68 | 9.09 | 8.39 | 8.23 | 7.78 | 6.78 | 7.09 | 8 | 8.75 | 10.11 | 9.68 | 9.92 | 10.51 | 10.77 | 9.47 | 9.24 | 11.19 | 11.51 | 11.44 | 10.21 | 9.33 | 8.61 | 9.19 | 9.39 | 9.95 | 9.45 | 9.93 | 9.41 | 8.32 | 10 | 9.3 | 8.38 | 8.27 | 8.78 | 9.97 | 11.1 | 10.26 | 8.69 | 8.92 | 9.05 | 9.42 | 9.16 | 9.9 | 10.65 | 10.9 | 10.12
ROSMND_6_SOLAR |  | Solar_1Axis | Solar Tracking | CISO | South | Socal | FC | 3 | 0 | 0 | 0 | 0 | 0 | 0 | 0 | 0.33 | 1.23 | 1.58 | 1.65 | 1.68 | 1.66 | 1.56 | 1.44 | 0.91 | 0.18 | 0 | 0 | 0 | 0 | 0 | 0 | 0 | 0 | 0 | 0 | 0 | 0 | 0 | 0.02 | 0.77 | 1.88 | 2 | 1.99 | 1.92 | 1.86 | 1.81 | 1.78 | 1.6 | 0.7 | 0.03 | 0 | 0 | 0 | 0 | 0 | 0 | 0 | 0 | 0 | 0 | 0 | 0 | 0.23 | 1.38 | 1.9 | 1.97 | 1.93 | 1.88 | 1.87 | 1.7 | 1.54 | 1.39 | 0.99 | 0.15 | 0 | 0 | 0 | 0 | 0 | 0 | 0 | 0 | 0 | 0 | 0 | 0.13 | 1.28 | 2.27 | 2.39 | 2.45 | 2.43 | 2.44 | 2.42 | 2.41 | 2.34 | 2.21 | 1.83 | 0.61 | 0.01 | 0 | 0 | 0 | 0 | 0 | 0 | 0 | 0 | 0 | 0 | 0.49 | 1.72 | 2.35 | 2.5 | 2.56 | 2.57 | 2.59 | 2.58 | 2.55 | 2.48 | 2.38 | 2.08 | 1.02 | 0.1 | 0 | 0 | 0 | 0 | 0 | 0 | 0 | 0 | 0 | 0.01 | 0.59 | 1.72 | 2.25 | 2.43 | 2.53 | 2.55 | 2.56 | 2.56 | 2.53 | 2.47 | 2.38 | 2.11 | 1.28 | 0.22 | 0 | 0 | 0 | 0 | 0 | 0 | 0 | 0 | 0 | 0 | 0.27 | 1.34 | 2.1 | 2.38 | 2.5 | 2.52 | 2.51 | 2.49 | 2.46 | 2.4 | 2.29 | 2.02 | 1.17 | 0.19 | 0 | 0 | 0 | 0 | 0 | 0 | 0 | 0 | 0 | 0 | 0.09 | 1 | 1.88 | 2.24 | 2.4 | 2.45 | 2.45 | 2.4 | 2.34 | 2.24 | 2.07 | 1.64 | 0.61 | 0.02 | 0 | 0 | 0 | 0 | 0 | 0 | 0 | 0 | 0 | 0 | 0.02 | 0.74 | 1.94 | 2.25 | 2.37 | 2.39 | 2.39 | 2.38 | 2.35 | 2.31 | 2.09 | 1.17 | 0.14 | 0 | 0 | 0 | 0 | 0 | 0 | 0 | 0 | 0 | 0 | 0 | 0 | 0.42 | 1.68 | 2.14 | 2.2 | 2.18 | 2.19 | 2.2 | 2.21 | 2.16 | 1.69 | 0.48 | 0.01 | 0 | 0 | 0 | 0 | 0 | 0 | 0 | 0 | 0 | 0 | 0 | 0 | 0.08 | 0.99 | 1.84 | 1.99 | 1.94 | 1.89 | 1.91 | 1.92 | 1.82 | 1.05 | 0.1 | 0 | 0 | 0 | 0 | 0 | 0 | 0 | 0 | 0 | 0 | 0 | 0 | 0 | 0 | 0.37 | 1.16 | 1.4 | 1.47 | 1.45 | 1.49 | 1.41 | 1.29 | 0.73 | 0.06 | 0 | 0 | 0 | 0 | 0 | 0 | 0
RSMSLR_6_SOLAR1 |  | Solar_Fixed | Solar Fixed | CISO | South | Socal | FC | 20 | 0 | 0 | 0 | 0 | 0 | 0 | 0.03 | 2.39 | 8.26 | 11.24 | 12.38 | 12.86 | 12.28 | 11.72 | 9.81 | 5.43 | 0.79 | 0 | 0 | 0 | 0 | 0 | 0 | 0 | 0 | 0 | 0 | 0 | 0 | 0 | 0.19 | 4.35 | 10.49 | 12.84 | 13.65 | 13.81 | 13.26 | 12.6 | 11.38 | 8.93 | 3.25 | 0.08 | 0 | 0 | 0 | 0 | 0 | 0 | 0 | 0 | 0 | 0 | 0 | 0 | 1.44 | 7.61 | 11.79 | 13.44 | 13.74 | 13.93 | 13.35 | 12.62 | 11.38 | 9.26 | 4.99 | 0.66 | 0 | 0 | 0 | 0 | 0 | 0 | 0 | 0 | 0 | 0 | 0 | 0.7 | 5.89 | 11.9 | 14.93 | 16.19 | 16.83 | 16.84 | 16.53 | 16.09 | 14.8 | 12.78 | 8.72 | 2.28 | 0.06 | 0 | 0 | 0 | 0 | 0 | 0 | 0 | 0 | 0 | 0.04 | 2.35 | 8.39 | 12.56 | 15.1 | 16.65 | 17.35 | 17.51 | 17.34 | 16.98 | 15.87 | 13.88 | 10.11 | 3.92 | 0.3 | 0 | 0 | 0 | 0 | 0 | 0 | 0 | 0 | 0 | 0.08 | 2.66 | 8.19 | 12.25 | 15.26 | 16.71 | 17.56 | 17.58 | 17.46 | 16.95 | 15.62 | 13.67 | 10.64 | 5.06 | 0.69 | 0 | 0 | 0 | 0 | 0 | 0 | 0 | 0 | 0 | 0 | 1.41 | 5.91 | 10.7 | 13.6 | 15.35 | 16.4 | 16.79 | 16.62 | 16.08 | 14.83 | 12.98 | 9.93 | 4.57 | 0.54 | 0 | 0 | 0 | 0 | 0 | 0 | 0 | 0 | 0 | 0 | 0.58 | 5.13 | 10.78 | 13.63 | 15.53 | 16.89 | 17.25 | 16.53 | 16.02 | 14.68 | 12.53 | 8.43 | 2.45 | 0.08 | 0 | 0 | 0 | 0 | 0 | 0 | 0 | 0 | 0 | 0 | 0.18 | 4.04 | 10.48 | 13.78 | 15.46 | 16.48 | 16.7 | 16.69 | 15.95 | 14.38 | 11.46 | 5.35 | 0.56 | 0 | 0 | 0 | 0 | 0 | 0 | 0 | 0 | 0 | 0 | 0 | 0.03 | 2.55 | 9.36 | 13.31 | 14.98 | 16.02 | 16.19 | 15.93 | 15.16 | 13.56 | 8.99 | 2.1 | 0.03 | 0 | 0 | 0 | 0 | 0 | 0 | 0 | 0 | 0 | 0 | 0 | 0 | 0.66 | 5.94 | 11.68 | 13.58 | 14.43 | 14.62 | 14.22 | 13.39 | 11.02 | 5.16 | 0.39 | 0 | 0 | 0 | 0 | 0 | 0 | 0 | 0 | 0 | 0 | 0 | 0 | 0 | 0.07 | 2.64 | 7.7 | 10.41 | 11.33 | 11.95 | 11.81 | 10.81 | 8.49 | 3.92 | 0.25 | 0 | 0 | 0 | 0 | 0 | 0 | 0
RSMSLR_6_SOLAR2 |  | Solar_1Axis | Solar Tracking | CISO | South | Socal | FC | 20 | 0 | 0 | 0 | 0 | 0 | 0 | 0.01 | 2.23 | 8.17 | 10.55 | 10.97 | 11.2 | 11.07 | 10.39 | 9.62 | 6.06 | 1.19 | 0 | 0 | 0 | 0 | 0 | 0 | 0 | 0 | 0 | 0 | 0 | 0 | 0 | 0.14 | 5.11 | 12.5 | 13.36 | 13.24 | 12.8 | 12.38 | 12.09 | 11.87 | 10.68 | 4.66 | 0.17 | 0 | 0 | 0 | 0 | 0 | 0 | 0 | 0 | 0 | 0 | 0 | 0 | 1.54 | 9.18 | 12.65 | 13.11 | 12.87 | 12.55 | 12.47 | 11.32 | 10.3 | 9.29 | 6.6 | 1 | 0 | 0 | 0 | 0 | 0 | 0 | 0 | 0 | 0 | 0 | 0 | 0.88 | 8.53 | 15.11 | 15.92 | 16.31 | 16.19 | 16.3 | 16.12 | 16.08 | 15.58 | 14.76 | 12.17 | 4.04 | 0.1 | 0 | 0 | 0 | 0 | 0 | 0 | 0 | 0 | 0 | 0.03 | 3.29 | 11.45 | 15.64 | 16.7 | 17.07 | 17.11 | 17.25 | 17.22 | 16.99 | 16.57 | 15.9 | 13.89 | 6.83 | 0.64 | 0 | 0 | 0 | 0 | 0 | 0 | 0 | 0 | 0 | 0.06 | 3.9 | 11.46 | 15.03 | 16.2 | 16.85 | 16.99 | 17.08 | 17.05 | 16.86 | 16.44 | 15.87 | 14.08 | 8.5 | 1.46 | 0 | 0 | 0 | 0 | 0 | 0 | 0 | 0 | 0 | 0.01 | 1.83 | 8.92 | 13.98 | 15.85 | 16.65 | 16.81 | 16.76 | 16.62 | 16.42 | 15.97 | 15.29 | 13.46 | 7.79 | 1.24 | 0 | 0 | 0 | 0 | 0 | 0 | 0 | 0 | 0 | 0 | 0.62 | 6.68 | 12.56 | 14.94 | 16.02 | 16.37 | 16.33 | 16.01 | 15.57 | 14.94 | 13.78 | 10.96 | 4.06 | 0.12 | 0 | 0 | 0 | 0 | 0 | 0 | 0 | 0 | 0 | 0 | 0.14 | 4.94 | 12.9 | 15.03 | 15.81 | 15.93 | 15.93 | 15.84 | 15.66 | 15.43 | 13.93 | 7.79 | 0.93 | 0 | 0 | 0 | 0 | 0 | 0 | 0 | 0 | 0 | 0 | 0 | 0.01 | 2.82 | 11.22 | 14.25 | 14.69 | 14.56 | 14.6 | 14.67 | 14.74 | 14.42 | 11.28 | 3.18 | 0.04 | 0 | 0 | 0 | 0 | 0 | 0 | 0 | 0 | 0 | 0 | 0 | 0 | 0.52 | 6.58 | 12.29 | 13.29 | 12.93 | 12.58 | 12.74 | 12.77 | 12.16 | 7.01 | 0.7 | 0 | 0 | 0 | 0 | 0 | 0 | 0 | 0 | 0 | 0 | 0 | 0 | 0 | 0.02 | 2.44 | 7.76 | 9.33 | 9.83 | 9.63 | 9.95 | 9.4 | 8.58 | 4.88 | 0.42 | 0 | 0 | 0 | 0 | 0 | 0 | 0
RTEDDY_2_SC1SR3 |  | Solar_1Axis | Solar Tracking | CISO | South | Socal | FC | 40 | 0 | 0 | 0 | 0 | 0 | 0 | 0.02 | 4.46 | 16.35 | 21.11 | 21.94 | 22.41 | 22.13 | 20.79 | 19.24 | 12.12 | 2.39 | 0 | 0 | 0 | 0 | 0 | 0 | 0 | 0 | 0 | 0 | 0 | 0 | 0 | 0.28 | 10.22 | 25 | 26.71 | 26.49 | 25.59 | 24.75 | 24.18 | 23.75 | 21.36 | 9.32 | 0.34 | 0 | 0 | 0 | 0 | 0 | 0 | 0 | 0 | 0 | 0 | 0 | 0 | 3.09 | 18.36 | 25.29 | 26.22 | 25.74 | 25.09 | 24.95 | 22.65 | 20.6 | 18.58 | 13.2 | 1.99 | 0 | 0 | 0 | 0 | 0 | 0 | 0 | 0 | 0 | 0 | 0 | 1.77 | 17.07 | 30.21 | 31.84 | 32.62 | 32.38 | 32.59 | 32.24 | 32.17 | 31.16 | 29.52 | 24.34 | 8.08 | 0.19 | 0 | 0 | 0 | 0 | 0 | 0 | 0 | 0 | 0 | 0.05 | 6.59 | 22.9 | 31.27 | 33.4 | 34.14 | 34.22 | 34.49 | 34.44 | 33.98 | 33.13 | 31.8 | 27.78 | 13.67 | 1.29 | 0 | 0 | 0 | 0 | 0 | 0 | 0 | 0 | 0 | 0.12 | 7.8 | 22.92 | 30.05 | 32.41 | 33.7 | 33.97 | 34.16 | 34.1 | 33.71 | 32.88 | 31.74 | 28.15 | 17.01 | 2.91 | 0 | 0 | 0 | 0 | 0 | 0 | 0 | 0 | 0 | 0.01 | 3.66 | 17.84 | 27.96 | 31.7 | 33.3 | 33.62 | 33.52 | 33.23 | 32.84 | 31.93 | 30.57 | 26.92 | 15.57 | 2.48 | 0 | 0 | 0 | 0 | 0 | 0 | 0 | 0 | 0 | 0 | 1.23 | 13.36 | 25.12 | 29.89 | 32.05 | 32.73 | 32.66 | 32.01 | 31.15 | 29.89 | 27.56 | 21.92 | 8.12 | 0.25 | 0 | 0 | 0 | 0 | 0 | 0 | 0 | 0 | 0 | 0 | 0.27 | 9.87 | 25.81 | 30.05 | 31.61 | 31.87 | 31.86 | 31.68 | 31.31 | 30.85 | 27.86 | 15.58 | 1.87 | 0 | 0 | 0 | 0 | 0 | 0 | 0 | 0 | 0 | 0 | 0 | 0.02 | 5.64 | 22.44 | 28.51 | 29.37 | 29.12 | 29.2 | 29.35 | 29.48 | 28.84 | 22.57 | 6.37 | 0.07 | 0 | 0 | 0 | 0 | 0 | 0 | 0 | 0 | 0 | 0 | 0 | 0 | 1.04 | 13.16 | 24.58 | 26.58 | 25.87 | 25.17 | 25.48 | 25.54 | 24.32 | 14.03 | 1.4 | 0 | 0 | 0 | 0 | 0 | 0 | 0 | 0 | 0 | 0 | 0 | 0 | 0 | 0.05 | 4.88 | 15.51 | 18.66 | 19.65 | 19.27 | 19.9 | 18.81 | 17.17 | 9.76 | 0.84 | 0 | 0 | 0 | 0 | 0 | 0 | 0
RTEDDY_2_SEBSR3 |  | Solar_1Axis | Solar Tracking | CISO | South | Socal | FC | 56 | 0 | 0 | 0 | 0 | 0 | 0 | 0.03 | 6.25 | 22.88 | 29.55 | 30.71 | 31.37 | 30.98 | 29.1 | 26.93 | 16.97 | 3.34 | 0 | 0 | 0 | 0 | 0 | 0 | 0 | 0 | 0 | 0 | 0 | 0 | 0 | 0.39 | 14.31 | 35 | 37.4 | 37.08 | 35.83 | 34.65 | 33.85 | 33.25 | 29.9 | 13.05 | 0.48 | 0 | 0 | 0 | 0 | 0 | 0 | 0 | 0 | 0 | 0 | 0 | 0 | 4.33 | 25.7 | 35.41 | 36.7 | 36.04 | 35.13 | 34.92 | 31.71 | 28.84 | 26.02 | 18.49 | 2.79 | 0 | 0 | 0 | 0 | 0 | 0 | 0 | 0 | 0 | 0 | 0 | 2.48 | 23.9 | 42.3 | 44.58 | 45.66 | 45.33 | 45.63 | 45.13 | 45.03 | 43.62 | 41.32 | 34.08 | 11.32 | 0.27 | 0 | 0 | 0 | 0 | 0 | 0 | 0 | 0 | 0 | 0.07 | 9.22 | 32.06 | 43.78 | 46.75 | 47.8 | 47.9 | 48.29 | 48.22 | 47.57 | 46.38 | 44.52 | 38.89 | 19.13 | 1.8 | 0 | 0 | 0 | 0 | 0 | 0 | 0 | 0 | 0 | 0.17 | 10.93 | 32.09 | 42.07 | 45.37 | 47.18 | 47.56 | 47.82 | 47.74 | 47.2 | 46.04 | 44.43 | 39.41 | 23.81 | 4.08 | 0 | 0 | 0 | 0 | 0 | 0 | 0 | 0 | 0 | 0.01 | 5.12 | 24.98 | 39.14 | 44.38 | 46.61 | 47.07 | 46.93 | 46.53 | 45.97 | 44.71 | 42.8 | 37.69 | 21.8 | 3.47 | 0 | 0 | 0 | 0 | 0 | 0 | 0 | 0 | 0 | 0 | 1.73 | 18.7 | 35.17 | 41.84 | 44.86 | 45.83 | 45.72 | 44.82 | 43.61 | 41.85 | 38.58 | 30.69 | 11.37 | 0.35 | 0 | 0 | 0 | 0 | 0 | 0 | 0 | 0 | 0 | 0 | 0.38 | 13.82 | 36.13 | 42.07 | 44.26 | 44.61 | 44.6 | 44.35 | 43.83 | 43.2 | 39.01 | 21.81 | 2.62 | 0 | 0 | 0 | 0 | 0 | 0 | 0 | 0 | 0 | 0 | 0 | 0.03 | 7.89 | 31.42 | 39.91 | 41.12 | 40.76 | 40.88 | 41.09 | 41.27 | 40.38 | 31.59 | 8.91 | 0.1 | 0 | 0 | 0 | 0 | 0 | 0 | 0 | 0 | 0 | 0 | 0 | 0 | 1.46 | 18.42 | 34.41 | 37.22 | 36.21 | 35.23 | 35.67 | 35.75 | 34.04 | 19.64 | 1.95 | 0 | 0 | 0 | 0 | 0 | 0 | 0 | 0 | 0 | 0 | 0 | 0 | 0 | 0.07 | 6.83 | 21.72 | 26.12 | 27.52 | 26.98 | 27.85 | 26.33 | 24.04 | 13.66 | 1.17 | 0 | 0 | 0 | 0 | 0 | 0 | 0
RTEDDY_2_SEBSR4 |  | Solar_1Axis | Solar Tracking | CISO | South | Socal | FC | 56 | 0 | 0 | 0 | 0 | 0 | 0 | 0.03 | 6.25 | 22.88 | 29.55 | 30.71 | 31.37 | 30.98 | 29.1 | 26.93 | 16.97 | 3.34 | 0 | 0 | 0 | 0 | 0 | 0 | 0 | 0 | 0 | 0 | 0 | 0 | 0 | 0.39 | 14.31 | 35 | 37.4 | 37.08 | 35.83 | 34.65 | 33.85 | 33.25 | 29.9 | 13.05 | 0.48 | 0 | 0 | 0 | 0 | 0 | 0 | 0 | 0 | 0 | 0 | 0 | 0 | 4.33 | 25.7 | 35.41 | 36.7 | 36.04 | 35.13 | 34.92 | 31.71 | 28.84 | 26.02 | 18.49 | 2.79 | 0 | 0 | 0 | 0 | 0 | 0 | 0 | 0 | 0 | 0 | 0 | 2.48 | 23.9 | 42.3 | 44.58 | 45.66 | 45.33 | 45.63 | 45.13 | 45.03 | 43.62 | 41.32 | 34.08 | 11.32 | 0.27 | 0 | 0 | 0 | 0 | 0 | 0 | 0 | 0 | 0 | 0.07 | 9.22 | 32.06 | 43.78 | 46.75 | 47.8 | 47.9 | 48.29 | 48.22 | 47.57 | 46.38 | 44.52 | 38.89 | 19.13 | 1.8 | 0 | 0 | 0 | 0 | 0 | 0 | 0 | 0 | 0 | 0.17 | 10.93 | 32.09 | 42.07 | 45.37 | 47.18 | 47.56 | 47.82 | 47.74 | 47.2 | 46.04 | 44.43 | 39.41 | 23.81 | 4.08 | 0 | 0 | 0 | 0 | 0 | 0 | 0 | 0 | 0 | 0.01 | 5.12 | 24.98 | 39.14 | 44.38 | 46.61 | 47.07 | 46.93 | 46.53 | 45.97 | 44.71 | 42.8 | 37.69 | 21.8 | 3.47 | 0 | 0 | 0 | 0 | 0 | 0 | 0 | 0 | 0 | 0 | 1.73 | 18.7 | 35.17 | 41.84 | 44.86 | 45.83 | 45.72 | 44.82 | 43.61 | 41.85 | 38.58 | 30.69 | 11.37 | 0.35 | 0 | 0 | 0 | 0 | 0 | 0 | 0 | 0 | 0 | 0 | 0.38 | 13.82 | 36.13 | 42.07 | 44.26 | 44.61 | 44.6 | 44.35 | 43.83 | 43.2 | 39.01 | 21.81 | 2.62 | 0 | 0 | 0 | 0 | 0 | 0 | 0 | 0 | 0 | 0 | 0 | 0.03 | 7.89 | 31.42 | 39.91 | 41.12 | 40.76 | 40.88 | 41.09 | 41.27 | 40.38 | 31.59 | 8.91 | 0.1 | 0 | 0 | 0 | 0 | 0 | 0 | 0 | 0 | 0 | 0 | 0 | 0 | 1.46 | 18.42 | 34.41 | 37.22 | 36.21 | 35.23 | 35.67 | 35.75 | 34.04 | 19.64 | 1.95 | 0 | 0 | 0 | 0 | 0 | 0 | 0 | 0 | 0 | 0 | 0 | 0 | 0 | 0.07 | 6.83 | 21.72 | 26.12 | 27.52 | 26.98 | 27.85 | 26.33 | 24.04 | 13.66 | 1.17 | 0 | 0 | 0 | 0 | 0 | 0 | 0
RTEDDY_2_SOLAR1 |  | Solar_1Axis | Solar Tracking | CISO | South | Socal | FC | 54 | 0 | 0 | 0 | 0 | 0 | 0 | 0.03 | 6.02 | 22.07 | 28.5 | 29.62 | 30.25 | 29.88 | 28.06 | 25.97 | 16.37 | 3.22 | 0 | 0 | 0 | 0 | 0 | 0 | 0 | 0 | 0 | 0 | 0 | 0 | 0 | 0.37 | 13.79 | 33.75 | 36.06 | 35.76 | 34.55 | 33.42 | 32.64 | 32.06 | 28.83 | 12.58 | 0.46 | 0 | 0 | 0 | 0 | 0 | 0 | 0 | 0 | 0 | 0 | 0 | 0 | 4.17 | 24.79 | 34.14 | 35.39 | 34.75 | 33.87 | 33.68 | 30.57 | 27.81 | 25.09 | 17.82 | 2.69 | 0 | 0 | 0 | 0 | 0 | 0 | 0 | 0 | 0 | 0 | 0 | 2.39 | 23.04 | 40.79 | 42.99 | 44.03 | 43.71 | 44 | 43.52 | 43.43 | 42.07 | 39.85 | 32.86 | 10.91 | 0.26 | 0 | 0 | 0 | 0 | 0 | 0 | 0 | 0 | 0 | 0.07 | 8.89 | 30.92 | 42.21 | 45.08 | 46.09 | 46.19 | 46.56 | 46.5 | 45.87 | 44.73 | 42.93 | 37.5 | 18.45 | 1.74 | 0 | 0 | 0 | 0 | 0 | 0 | 0 | 0 | 0 | 0.16 | 10.54 | 30.94 | 40.57 | 43.75 | 45.5 | 45.86 | 46.11 | 46.04 | 45.51 | 44.39 | 42.85 | 38 | 22.96 | 3.93 | 0 | 0 | 0 | 0 | 0 | 0 | 0 | 0 | 0 | 0.01 | 4.94 | 24.08 | 37.74 | 42.8 | 44.95 | 45.39 | 45.26 | 44.87 | 44.33 | 43.11 | 41.27 | 36.34 | 21.02 | 3.35 | 0 | 0 | 0 | 0 | 0 | 0 | 0 | 0 | 0 | 0 | 1.66 | 18.03 | 33.92 | 40.35 | 43.26 | 44.19 | 44.08 | 43.22 | 42.05 | 40.35 | 37.2 | 29.59 | 10.96 | 0.34 | 0 | 0 | 0 | 0 | 0 | 0 | 0 | 0 | 0 | 0 | 0.37 | 13.33 | 34.84 | 40.57 | 42.68 | 43.02 | 43.01 | 42.77 | 42.27 | 41.65 | 37.61 | 21.04 | 2.52 | 0 | 0 | 0 | 0 | 0 | 0 | 0 | 0 | 0 | 0 | 0 | 0.03 | 7.61 | 30.3 | 38.48 | 39.65 | 39.31 | 39.42 | 39.62 | 39.8 | 38.94 | 30.47 | 8.59 | 0.1 | 0 | 0 | 0 | 0 | 0 | 0 | 0 | 0 | 0 | 0 | 0 | 0 | 1.41 | 17.77 | 33.18 | 35.89 | 34.92 | 33.97 | 34.39 | 34.47 | 32.83 | 18.94 | 1.88 | 0 | 0 | 0 | 0 | 0 | 0 | 0 | 0 | 0 | 0 | 0 | 0 | 0 | 0.06 | 6.59 | 20.94 | 25.19 | 26.53 | 26.01 | 26.86 | 25.39 | 23.18 | 13.17 | 1.13 | 0 | 0 | 0 | 0 | 0 | 0 | 0
RTEDDY_2_SOLAR2 |  | Solar_1Axis | Solar Tracking | CISO | South | Socal | FC | 54 | 0 | 0 | 0 | 0 | 0 | 0 | 0.03 | 6.02 | 22.07 | 28.5 | 29.62 | 30.25 | 29.88 | 28.06 | 25.97 | 16.37 | 3.22 | 0 | 0 | 0 | 0 | 0 | 0 | 0 | 0 | 0 | 0 | 0 | 0 | 0 | 0.37 | 13.79 | 33.75 | 36.06 | 35.76 | 34.55 | 33.42 | 32.64 | 32.06 | 28.83 | 12.58 | 0.46 | 0 | 0 | 0 | 0 | 0 | 0 | 0 | 0 | 0 | 0 | 0 | 0 | 4.17 | 24.79 | 34.14 | 35.39 | 34.75 | 33.87 | 33.68 | 30.57 | 27.81 | 25.09 | 17.82 | 2.69 | 0 | 0 | 0 | 0 | 0 | 0 | 0 | 0 | 0 | 0 | 0 | 2.39 | 23.04 | 40.79 | 42.99 | 44.03 | 43.71 | 44 | 43.52 | 43.43 | 42.07 | 39.85 | 32.86 | 10.91 | 0.26 | 0 | 0 | 0 | 0 | 0 | 0 | 0 | 0 | 0 | 0.07 | 8.89 | 30.92 | 42.21 | 45.08 | 46.09 | 46.19 | 46.56 | 46.5 | 45.87 | 44.73 | 42.93 | 37.5 | 18.45 | 1.74 | 0 | 0 | 0 | 0 | 0 | 0 | 0 | 0 | 0 | 0.16 | 10.54 | 30.94 | 40.57 | 43.75 | 45.5 | 45.86 | 46.11 | 46.04 | 45.51 | 44.39 | 42.85 | 38 | 22.96 | 3.93 | 0 | 0 | 0 | 0 | 0 | 0 | 0 | 0 | 0 | 0.01 | 4.94 | 24.08 | 37.74 | 42.8 | 44.95 | 45.39 | 45.26 | 44.87 | 44.33 | 43.11 | 41.27 | 36.34 | 21.02 | 3.35 | 0 | 0 | 0 | 0 | 0 | 0 | 0 | 0 | 0 | 0 | 1.66 | 18.03 | 33.92 | 40.35 | 43.26 | 44.19 | 44.08 | 43.22 | 42.05 | 40.35 | 37.2 | 29.59 | 10.96 | 0.34 | 0 | 0 | 0 | 0 | 0 | 0 | 0 | 0 | 0 | 0 | 0.37 | 13.33 | 34.84 | 40.57 | 42.68 | 43.02 | 43.01 | 42.77 | 42.27 | 41.65 | 37.61 | 21.04 | 2.52 | 0 | 0 | 0 | 0 | 0 | 0 | 0 | 0 | 0 | 0 | 0 | 0.03 | 7.61 | 30.3 | 38.48 | 39.65 | 39.31 | 39.42 | 39.62 | 39.8 | 38.94 | 30.47 | 8.59 | 0.1 | 0 | 0 | 0 | 0 | 0 | 0 | 0 | 0 | 0 | 0 | 0 | 0 | 1.41 | 17.77 | 33.18 | 35.89 | 34.92 | 33.97 | 34.39 | 34.47 | 32.83 | 18.94 | 1.88 | 0 | 0 | 0 | 0 | 0 | 0 | 0 | 0 | 0 | 0 | 0 | 0 | 0 | 0.06 | 6.59 | 20.94 | 25.19 | 26.53 | 26.01 | 26.86 | 25.39 | 23.18 | 13.17 | 1.13 | 0 | 0 | 0 | 0 | 0 | 0 | 0
RTEDDY_2_SPASR4 |  | Solar_1Axis | Solar Tracking | CISO | South | Socal | FC | 26 | 0 | 0 | 0 | 0 | 0 | 0 | 0.01 | 2.9 | 10.62 | 13.72 | 14.26 | 14.56 | 14.38 | 13.51 | 12.5 | 7.88 | 1.55 | 0 | 0 | 0 | 0 | 0 | 0 | 0 | 0 | 0 | 0 | 0 | 0 | 0 | 0.18 | 6.64 | 16.25 | 17.36 | 17.22 | 16.63 | 16.09 | 15.72 | 15.44 | 13.88 | 6.06 | 0.22 | 0 | 0 | 0 | 0 | 0 | 0 | 0 | 0 | 0 | 0 | 0 | 0 | 2.01 | 11.93 | 16.44 | 17.04 | 16.73 | 16.31 | 16.21 | 14.72 | 13.39 | 12.08 | 8.58 | 1.3 | 0 | 0 | 0 | 0 | 0 | 0 | 0 | 0 | 0 | 0 | 0 | 1.15 | 11.09 | 19.64 | 20.7 | 21.2 | 21.05 | 21.18 | 20.95 | 20.91 | 20.25 | 19.19 | 15.82 | 5.25 | 0.12 | 0 | 0 | 0 | 0 | 0 | 0 | 0 | 0 | 0 | 0.03 | 4.28 | 14.89 | 20.33 | 21.71 | 22.19 | 22.24 | 22.42 | 22.39 | 22.09 | 21.54 | 20.67 | 18.05 | 8.88 | 0.84 | 0 | 0 | 0 | 0 | 0 | 0 | 0 | 0 | 0 | 0.08 | 5.07 | 14.9 | 19.53 | 21.06 | 21.91 | 22.08 | 22.2 | 22.17 | 21.91 | 21.37 | 20.63 | 18.3 | 11.06 | 1.89 | 0 | 0 | 0 | 0 | 0 | 0 | 0 | 0 | 0 | 0.01 | 2.38 | 11.6 | 18.17 | 20.61 | 21.64 | 21.85 | 21.79 | 21.6 | 21.34 | 20.76 | 19.87 | 17.5 | 10.12 | 1.61 | 0 | 0 | 0 | 0 | 0 | 0 | 0 | 0 | 0 | 0 | 0.8 | 8.68 | 16.33 | 19.43 | 20.83 | 21.28 | 21.23 | 20.81 | 20.25 | 19.43 | 17.91 | 14.25 | 5.28 | 0.16 | 0 | 0 | 0 | 0 | 0 | 0 | 0 | 0 | 0 | 0 | 0.18 | 6.42 | 16.77 | 19.53 | 20.55 | 20.71 | 20.71 | 20.59 | 20.35 | 20.06 | 18.11 | 10.13 | 1.22 | 0 | 0 | 0 | 0 | 0 | 0 | 0 | 0 | 0 | 0 | 0 | 0.01 | 3.66 | 14.59 | 18.53 | 19.09 | 18.93 | 18.98 | 19.08 | 19.16 | 18.75 | 14.67 | 4.14 | 0.05 | 0 | 0 | 0 | 0 | 0 | 0 | 0 | 0 | 0 | 0 | 0 | 0 | 0.68 | 8.55 | 15.97 | 17.28 | 16.81 | 16.36 | 16.56 | 16.6 | 15.8 | 9.12 | 0.91 | 0 | 0 | 0 | 0 | 0 | 0 | 0 | 0 | 0 | 0 | 0 | 0 | 0 | 0.03 | 3.17 | 10.08 | 12.13 | 12.78 | 12.52 | 12.93 | 12.22 | 11.16 | 6.34 | 0.54 | 0 | 0 | 0 | 0 | 0 | 0 | 0
RTEDDY_2_SRXSR4 |  | Solar_1Axis | Solar Tracking | CISO | South | Socal | FC | 13.6 | 0 | 0 | 0 | 0 | 0 | 0 | 0.01 | 1.52 | 5.56 | 7.18 | 7.46 | 7.62 | 7.52 | 7.07 | 6.54 | 4.12 | 0.81 | 0 | 0 | 0 | 0 | 0 | 0 | 0 | 0 | 0 | 0 | 0 | 0 | 0 | 0.09 | 3.47 | 8.5 | 9.08 | 9.01 | 8.7 | 8.42 | 8.22 | 8.07 | 7.26 | 3.17 | 0.12 | 0 | 0 | 0 | 0 | 0 | 0 | 0 | 0 | 0 | 0 | 0 | 0 | 1.05 | 6.24 | 8.6 | 8.91 | 8.75 | 8.53 | 8.48 | 7.7 | 7 | 6.32 | 4.49 | 0.68 | 0 | 0 | 0 | 0 | 0 | 0 | 0 | 0 | 0 | 0 | 0 | 0.6 | 5.8 | 10.27 | 10.83 | 11.09 | 11.01 | 11.08 | 10.96 | 10.94 | 10.59 | 10.04 | 8.28 | 2.75 | 0.06 | 0 | 0 | 0 | 0 | 0 | 0 | 0 | 0 | 0 | 0.02 | 2.24 | 7.79 | 10.63 | 11.35 | 11.61 | 11.63 | 11.73 | 11.71 | 11.55 | 11.26 | 10.81 | 9.44 | 4.65 | 0.44 | 0 | 0 | 0 | 0 | 0 | 0 | 0 | 0 | 0 | 0.04 | 2.65 | 7.79 | 10.22 | 11.02 | 11.46 | 11.55 | 11.61 | 11.59 | 11.46 | 11.18 | 10.79 | 9.57 | 5.78 | 0.99 | 0 | 0 | 0 | 0 | 0 | 0 | 0 | 0 | 0 | 0 | 1.24 | 6.07 | 9.5 | 10.78 | 11.32 | 11.43 | 11.4 | 11.3 | 11.16 | 10.86 | 10.39 | 9.15 | 5.29 | 0.84 | 0 | 0 | 0 | 0 | 0 | 0 | 0 | 0 | 0 | 0 | 0.42 | 4.54 | 8.54 | 10.16 | 10.9 | 11.13 | 11.1 | 10.88 | 10.59 | 10.16 | 9.37 | 7.45 | 2.76 | 0.08 | 0 | 0 | 0 | 0 | 0 | 0 | 0 | 0 | 0 | 0 | 0.09 | 3.36 | 8.77 | 10.22 | 10.75 | 10.83 | 10.83 | 10.77 | 10.65 | 10.49 | 9.47 | 5.3 | 0.64 | 0 | 0 | 0 | 0 | 0 | 0 | 0 | 0 | 0 | 0 | 0 | 0.01 | 1.92 | 7.63 | 9.69 | 9.99 | 9.9 | 9.93 | 9.98 | 10.02 | 9.81 | 7.67 | 2.16 | 0.02 | 0 | 0 | 0 | 0 | 0 | 0 | 0 | 0 | 0 | 0 | 0 | 0 | 0.35 | 4.47 | 8.36 | 9.04 | 8.79 | 8.56 | 8.66 | 8.68 | 8.27 | 4.77 | 0.47 | 0 | 0 | 0 | 0 | 0 | 0 | 0 | 0 | 0 | 0 | 0 | 0 | 0 | 0.02 | 1.66 | 5.27 | 6.34 | 6.68 | 6.55 | 6.76 | 6.39 | 5.84 | 3.32 | 0.28 | 0 | 0 | 0 | 0 | 0 | 0 | 0
RTREE_2_WIND1 |  | Wind | Wind | CISO | South | Socal | FC | 79.2 | 7.35 | 7.64 | 8.73 | 8.22 | 8.14 | 7.58 | 6.2 | 5.35 | 5.64 | 5.65 | 5.59 | 5.86 | 6.48 | 7.42 | 7.39 | 8.08 | 7.1 | 7.09 | 6.65 | 6.75 | 6.49 | 6.36 | 6.61 | 6.31 | 9.8 | 10.84 | 11.22 | 10.6 | 9.37 | 8.84 | 9.23 | 9.34 | 9.02 | 10.08 | 10.47 | 10.68 | 12.43 | 11.58 | 13.31 | 11.76 | 14.08 | 13.92 | 16.06 | 15.44 | 15.61 | 14.13 | 12.72 | 10.73 | 16.01 | 16.69 | 15.56 | 14.65 | 13.48 | 11.56 | 11.1 | 10.6 | 11.55 | 10.17 | 10.36 | 11.59 | 12.93 | 15.1 | 15.87 | 17.7 | 18.15 | 18.53 | 17.99 | 17.77 | 17.45 | 17.65 | 18.76 | 16.89 | 28.65 | 25.65 | 22.35 | 19.04 | 16.38 | 14.13 | 9.86 | 7.42 | 6.95 | 6.52 | 6.05 | 6.52 | 7.14 | 10.82 | 16.2 | 21.45 | 25.8 | 28.19 | 28.98 | 29.8 | 31.48 | 29.75 | 28.72 | 29.03 | 32.05 | 30.17 | 29.52 | 26.62 | 21.94 | 18.09 | 13.52 | 10.42 | 7.26 | 5.85 | 5.15 | 4.83 | 6.72 | 11.1 | 18.1 | 26.13 | 30.34 | 33.47 | 32.67 | 32.67 | 33.34 | 33.86 | 34.72 | 32.55 | 31.94 | 29.99 | 27.57 | 23.33 | 20.29 | 15.92 | 11.26 | 7.53 | 5.94 | 3.99 | 4.71 | 4.91 | 6.06 | 9.37 | 15.14 | 20.92 | 25.55 | 29.76 | 33.07 | 36.28 | 35.48 | 35.32 | 35.03 | 33.66 | 35.81 | 33.04 | 29.19 | 26.31 | 23.05 | 17.94 | 13.13 | 8.07 | 5.07 | 3.7 | 4.5 | 6.16 | 8.79 | 13.09 | 17.97 | 24.34 | 29.65 | 33.73 | 36.57 | 37.44 | 38.95 | 38.74 | 38.06 | 36.75 | 29.41 | 26.45 | 22.82 | 18.5 | 16.28 | 13.08 | 9.06 | 5.71 | 4.13 | 3.39 | 3.84 | 4.87 | 7.08 | 9.9 | 14.1 | 18.69 | 23.76 | 27.39 | 31.03 | 33.15 | 33.28 | 32.24 | 31.53 | 30.28 | 19.98 | 19.35 | 17.9 | 13.75 | 11.85 | 10.07 | 7.57 | 5.43 | 4.14 | 4.52 | 5.54 | 6.48 | 7.95 | 9.86 | 12.93 | 15.11 | 16.82 | 19.86 | 22.95 | 24.17 | 23.85 | 22.44 | 20.96 | 19.88 | 8.92 | 8.65 | 8.25 | 7.34 | 6.75 | 6.48 | 4.61 | 3.39 | 2.85 | 3.11 | 4 | 4.32 | 3.98 | 4.5 | 4.77 | 5.91 | 7.98 | 9.01 | 10.26 | 11.77 | 10.6 | 9.64 | 8.83 | 8.71 | 4.6 | 5.09 | 4.91 | 5.14 | 4.75 | 4.66 | 4.4 | 3.84 | 4.01 | 4.53 | 4.95 | 5.72 | 5.48 | 5.61 | 5.95 | 6.09 | 5.36 | 5.23 | 6.33 | 6.51 | 6.47 | 5.78 | 5.28 | 4.87 | 5.2 | 5.31 | 5.63 | 5.35 | 5.62 | 5.33 | 4.71 | 5.65 | 5.26 | 4.74 | 4.68 | 4.97 | 5.64 | 6.28 | 5.8 | 4.92 | 5.04 | 5.12 | 5.33 | 5.18 | 5.6 | 6.02 | 6.16 | 5.73
RTREE_2_WIND2 |  | Wind | Wind | CISO | South | Socal | FC | 19.8 | 1.84 | 1.91 | 2.18 | 2.05 | 2.03 | 1.89 | 1.55 | 1.34 | 1.41 | 1.41 | 1.4 | 1.46 | 1.62 | 1.86 | 1.85 | 2.02 | 1.77 | 1.77 | 1.66 | 1.69 | 1.62 | 1.59 | 1.65 | 1.58 | 2.45 | 2.71 | 2.81 | 2.65 | 2.34 | 2.21 | 2.31 | 2.33 | 2.25 | 2.52 | 2.62 | 2.67 | 3.11 | 2.9 | 3.33 | 2.94 | 3.52 | 3.48 | 4.02 | 3.86 | 3.9 | 3.53 | 3.18 | 2.68 | 4 | 4.17 | 3.89 | 3.66 | 3.37 | 2.89 | 2.78 | 2.65 | 2.89 | 2.54 | 2.59 | 2.9 | 3.23 | 3.78 | 3.97 | 4.43 | 4.54 | 4.63 | 4.5 | 4.44 | 4.36 | 4.41 | 4.69 | 4.22 | 7.16 | 6.41 | 5.59 | 4.76 | 4.1 | 3.53 | 2.46 | 1.86 | 1.74 | 1.63 | 1.51 | 1.63 | 1.79 | 2.7 | 4.05 | 5.36 | 6.45 | 7.05 | 7.24 | 7.45 | 7.87 | 7.44 | 7.18 | 7.26 | 8.01 | 7.54 | 7.38 | 6.66 | 5.48 | 4.52 | 3.38 | 2.6 | 1.82 | 1.46 | 1.29 | 1.21 | 1.68 | 2.77 | 4.52 | 6.53 | 7.58 | 8.37 | 8.17 | 8.17 | 8.33 | 8.47 | 8.68 | 8.14 | 7.99 | 7.5 | 6.89 | 5.83 | 5.07 | 3.98 | 2.81 | 1.88 | 1.48 | 1 | 1.18 | 1.23 | 1.51 | 2.34 | 3.79 | 5.23 | 6.39 | 7.44 | 8.27 | 9.07 | 8.87 | 8.83 | 8.76 | 8.41 | 8.95 | 8.26 | 7.3 | 6.58 | 5.76 | 4.49 | 3.28 | 2.02 | 1.27 | 0.92 | 1.12 | 1.54 | 2.2 | 3.27 | 4.49 | 6.08 | 7.41 | 8.43 | 9.14 | 9.36 | 9.74 | 9.68 | 9.51 | 9.19 | 7.35 | 6.61 | 5.71 | 4.63 | 4.07 | 3.27 | 2.27 | 1.43 | 1.03 | 0.85 | 0.96 | 1.22 | 1.77 | 2.48 | 3.53 | 4.67 | 5.94 | 6.85 | 7.76 | 8.29 | 8.32 | 8.06 | 7.88 | 7.57 | 4.99 | 4.84 | 4.47 | 3.44 | 2.96 | 2.52 | 1.89 | 1.36 | 1.03 | 1.13 | 1.38 | 1.62 | 1.99 | 2.47 | 3.23 | 3.78 | 4.2 | 4.97 | 5.74 | 6.04 | 5.96 | 5.61 | 5.24 | 4.97 | 2.23 | 2.16 | 2.06 | 1.83 | 1.69 | 1.62 | 1.15 | 0.85 | 0.71 | 0.78 | 1 | 1.08 | 1 | 1.13 | 1.19 | 1.48 | 1.99 | 2.25 | 2.56 | 2.94 | 2.65 | 2.41 | 2.21 | 2.18 | 1.15 | 1.27 | 1.23 | 1.29 | 1.19 | 1.16 | 1.1 | 0.96 | 1 | 1.13 | 1.24 | 1.43 | 1.37 | 1.4 | 1.49 | 1.52 | 1.34 | 1.31 | 1.58 | 1.63 | 1.62 | 1.44 | 1.32 | 1.22 | 1.3 | 1.33 | 1.41 | 1.34 | 1.4 | 1.33 | 1.18 | 1.41 | 1.32 | 1.18 | 1.17 | 1.24 | 1.41 | 1.57 | 1.45 | 1.23 | 1.26 | 1.28 | 1.33 | 1.3 | 1.4 | 1.51 | 1.54 | 1.43
RTREE_2_WIND3 |  | Wind | Wind | CISO | South | Socal | FC | 99 | 9.19 | 9.55 | 10.91 | 10.27 | 10.17 | 9.47 | 7.75 | 6.69 | 7.05 | 7.06 | 6.99 | 7.32 | 8.1 | 9.28 | 9.24 | 10.11 | 8.87 | 8.87 | 8.32 | 8.44 | 8.11 | 7.95 | 8.26 | 7.89 | 12.25 | 13.55 | 14.03 | 13.25 | 11.71 | 11.05 | 11.54 | 11.67 | 11.27 | 12.61 | 13.08 | 13.35 | 15.54 | 14.48 | 16.63 | 14.7 | 17.6 | 17.4 | 20.08 | 19.3 | 19.51 | 17.66 | 15.9 | 13.41 | 20.02 | 20.86 | 19.46 | 18.31 | 16.85 | 14.45 | 13.88 | 13.25 | 14.44 | 12.71 | 12.96 | 14.49 | 16.16 | 18.88 | 19.83 | 22.13 | 22.69 | 23.16 | 22.49 | 22.21 | 21.82 | 22.06 | 23.45 | 21.11 | 35.82 | 32.07 | 27.94 | 23.8 | 20.48 | 17.66 | 12.32 | 9.28 | 8.68 | 8.15 | 7.56 | 8.15 | 8.93 | 13.52 | 20.25 | 26.81 | 32.25 | 35.23 | 36.22 | 37.25 | 39.35 | 37.19 | 35.9 | 36.28 | 40.07 | 37.72 | 36.9 | 33.28 | 27.42 | 22.62 | 16.9 | 13.02 | 9.08 | 7.32 | 6.43 | 6.04 | 8.41 | 13.87 | 22.62 | 32.67 | 37.92 | 41.83 | 40.84 | 40.83 | 41.67 | 42.33 | 43.4 | 40.69 | 39.93 | 37.49 | 34.46 | 29.17 | 25.37 | 19.9 | 14.07 | 9.41 | 7.42 | 4.99 | 5.88 | 6.14 | 7.57 | 11.71 | 18.93 | 26.15 | 31.94 | 37.2 | 41.34 | 45.35 | 44.35 | 44.15 | 43.79 | 42.07 | 44.76 | 41.3 | 36.49 | 32.88 | 28.81 | 22.43 | 16.42 | 10.08 | 6.34 | 4.62 | 5.62 | 7.7 | 10.99 | 16.36 | 22.46 | 30.42 | 37.07 | 42.16 | 45.72 | 46.81 | 48.69 | 48.42 | 47.57 | 45.93 | 36.76 | 33.06 | 28.53 | 23.13 | 20.35 | 16.35 | 11.33 | 7.14 | 5.17 | 4.24 | 4.81 | 6.09 | 8.85 | 12.38 | 17.63 | 23.36 | 29.7 | 34.23 | 38.79 | 41.44 | 41.6 | 40.3 | 39.41 | 37.85 | 24.97 | 24.18 | 22.37 | 17.19 | 14.81 | 12.58 | 9.46 | 6.78 | 5.17 | 5.66 | 6.92 | 8.1 | 9.94 | 12.33 | 16.16 | 18.89 | 21.02 | 24.83 | 28.69 | 30.21 | 29.81 | 28.05 | 26.21 | 24.85 | 11.15 | 10.81 | 10.31 | 9.17 | 8.44 | 8.1 | 5.77 | 4.23 | 3.56 | 3.89 | 4.99 | 5.4 | 4.98 | 5.63 | 5.96 | 7.39 | 9.97 | 11.26 | 12.82 | 14.71 | 13.26 | 12.05 | 11.04 | 10.88 | 5.75 | 6.36 | 6.14 | 6.43 | 5.94 | 5.82 | 5.5 | 4.79 | 5.01 | 5.66 | 6.19 | 7.15 | 6.85 | 7.01 | 7.43 | 7.62 | 6.7 | 6.54 | 7.91 | 8.14 | 8.09 | 7.22 | 6.6 | 6.09 | 6.5 | 6.64 | 7.04 | 6.68 | 7.02 | 6.66 | 5.88 | 7.07 | 6.58 | 5.92 | 5.85 | 6.21 | 7.05 | 7.85 | 7.25 | 6.15 | 6.31 | 6.4 | 6.66 | 6.48 | 7 | 7.53 | 7.71 | 7.16
RVSIDE_6_SOLAR1 |  | Solar_1Axis | Solar Tracking | CISO | South | Socal | FC | 7.5 | 0 | 0 | 0 | 0 | 0 | 0 | 0 | 0.84 | 3.06 | 3.96 | 4.11 | 4.2 | 4.15 | 3.9 | 3.61 | 2.27 | 0.45 | 0 | 0 | 0 | 0 | 0 | 0 | 0 | 0 | 0 | 0 | 0 | 0 | 0 | 0.05 | 1.92 | 4.69 | 5.01 | 4.97 | 4.8 | 4.64 | 4.53 | 4.45 | 4 | 1.75 | 0.06 | 0 | 0 | 0 | 0 | 0 | 0 | 0 | 0 | 0 | 0 | 0 | 0 | 0.58 | 3.44 | 4.74 | 4.92 | 4.83 | 4.7 | 4.68 | 4.25 | 3.86 | 3.48 | 2.48 | 0.37 | 0 | 0 | 0 | 0 | 0 | 0 | 0 | 0 | 0 | 0 | 0 | 0.33 | 3.2 | 5.67 | 5.97 | 6.12 | 6.07 | 6.11 | 6.04 | 6.03 | 5.84 | 5.53 | 4.56 | 1.52 | 0.04 | 0 | 0 | 0 | 0 | 0 | 0 | 0 | 0 | 0 | 0.01 | 1.23 | 4.29 | 5.86 | 6.26 | 6.4 | 6.42 | 6.47 | 6.46 | 6.37 | 6.21 | 5.96 | 5.21 | 2.56 | 0.24 | 0 | 0 | 0 | 0 | 0 | 0 | 0 | 0 | 0 | 0.02 | 1.46 | 4.3 | 5.64 | 6.08 | 6.32 | 6.37 | 6.4 | 6.39 | 6.32 | 6.17 | 5.95 | 5.28 | 3.19 | 0.55 | 0 | 0 | 0 | 0 | 0 | 0 | 0 | 0 | 0 | 0 | 0.69 | 3.35 | 5.24 | 5.94 | 6.24 | 6.3 | 6.29 | 6.23 | 6.16 | 5.99 | 5.73 | 5.05 | 2.92 | 0.46 | 0 | 0 | 0 | 0 | 0 | 0 | 0 | 0 | 0 | 0 | 0.23 | 2.5 | 4.71 | 5.6 | 6.01 | 6.14 | 6.12 | 6 | 5.84 | 5.6 | 5.17 | 4.11 | 1.52 | 0.05 | 0 | 0 | 0 | 0 | 0 | 0 | 0 | 0 | 0 | 0 | 0.05 | 1.85 | 4.84 | 5.63 | 5.93 | 5.97 | 5.97 | 5.94 | 5.87 | 5.79 | 5.22 | 2.92 | 0.35 | 0 | 0 | 0 | 0 | 0 | 0 | 0 | 0 | 0 | 0 | 0 | 0 | 1.06 | 4.21 | 5.35 | 5.51 | 5.46 | 5.47 | 5.5 | 5.53 | 5.41 | 4.23 | 1.19 | 0.01 | 0 | 0 | 0 | 0 | 0 | 0 | 0 | 0 | 0 | 0 | 0 | 0 | 0.2 | 2.47 | 4.61 | 4.98 | 4.85 | 4.72 | 4.78 | 4.79 | 4.56 | 2.63 | 0.26 | 0 | 0 | 0 | 0 | 0 | 0 | 0 | 0 | 0 | 0 | 0 | 0 | 0 | 0.01 | 0.91 | 2.91 | 3.5 | 3.69 | 3.61 | 3.73 | 3.53 | 3.22 | 1.83 | 0.16 | 0 | 0 | 0 | 0 | 0 | 0 | 0
S_RITA_6_SOLAR1 |  | Solar_1Axis | Solar Tracking | CISO | North | Norcal | EO | 1.5 | 0 | 0 | 0 | 0 | 0 | 0 | 0 | 0.03 | 0.25 | 0.47 | 0.58 | 0.64 | 0.64 | 0.6 | 0.56 | 0.39 | 0.08 | 0 | 0 | 0 | 0 | 0 | 0 | 0 | 0 | 0 | 0 | 0 | 0 | 0 | 0 | 0.19 | 0.77 | 0.96 | 0.98 | 0.93 | 0.92 | 0.91 | 0.93 | 0.79 | 0.42 | 0.02 | 0 | 0 | 0 | 0 | 0 | 0 | 0 | 0 | 0 | 0 | 0 | 0 | 0.04 | 0.48 | 0.9 | 0.96 | 0.9 | 0.93 | 0.91 | 0.84 | 0.78 | 0.72 | 0.51 | 0.12 | 0 | 0 | 0 | 0 | 0 | 0 | 0 | 0 | 0 | 0 | 0 | 0.02 | 0.45 | 0.99 | 1.09 | 1.08 | 1.06 | 1.09 | 1.09 | 1.07 | 1.09 | 1.05 | 0.95 | 0.44 | 0.02 | 0 | 0 | 0 | 0 | 0 | 0 | 0 | 0 | 0 | 0 | 0.16 | 0.78 | 1.1 | 1.15 | 1.15 | 1.14 | 1.16 | 1.16 | 1.19 | 1.19 | 1.16 | 1.1 | 0.68 | 0.11 | 0 | 0 | 0 | 0 | 0 | 0 | 0 | 0 | 0 | 0 | 0.24 | 0.86 | 1.17 | 1.25 | 1.26 | 1.27 | 1.28 | 1.28 | 1.27 | 1.27 | 1.24 | 1.15 | 0.85 | 0.24 | 0 | 0 | 0 | 0 | 0 | 0 | 0 | 0 | 0 | 0 | 0.11 | 0.69 | 1.11 | 1.23 | 1.25 | 1.25 | 1.25 | 1.25 | 1.23 | 1.23 | 1.18 | 1.09 | 0.77 | 0.18 | 0 | 0 | 0 | 0 | 0 | 0 | 0 | 0 | 0 | 0 | 0.02 | 0.4 | 0.93 | 1.13 | 1.18 | 1.19 | 1.2 | 1.19 | 1.18 | 1.17 | 1.1 | 0.9 | 0.4 | 0.02 | 0 | 0 | 0 | 0 | 0 | 0 | 0 | 0 | 0 | 0 | 0 | 0.25 | 0.88 | 1.11 | 1.15 | 1.14 | 1.13 | 1.13 | 1.14 | 1.15 | 1.08 | 0.71 | 0.14 | 0 | 0 | 0 | 0 | 0 | 0 | 0 | 0 | 0 | 0 | 0 | 0 | 0.07 | 0.58 | 0.97 | 1 | 0.98 | 0.95 | 0.96 | 0.98 | 0.97 | 0.82 | 0.27 | 0.01 | 0 | 0 | 0 | 0 | 0 | 0 | 0 | 0 | 0 | 0 | 0 | 0 | 0 | 0.23 | 0.69 | 0.81 | 0.79 | 0.77 | 0.79 | 0.81 | 0.76 | 0.48 | 0.06 | 0 | 0 | 0 | 0 | 0 | 0 | 0 | 0 | 0 | 0 | 0 | 0 | 0 | 0 | 0.04 | 0.31 | 0.5 | 0.61 | 0.64 | 0.63 | 0.61 | 0.56 | 0.31 | 0.03 | 0 | 0 | 0 | 0 | 0 | 0 | 0
MCFLND_5_MBSBX2 | MCFLND_5_MBSBX2_SUN | Hybrid_Solar1Axis | Solar Tracking | CISO | South | Socal |  | 300 | 0 | 0 | 0 | 0 | 0 | 0 | 0.15 | 33.46 | 122.59 | 158.32 | 164.54 | 168.06 | 165.98 | 155.89 | 144.27 | 90.93 | 17.9 | 0 | 0 | 0 | 0 | 0 | 0 | 0 | 0 | 0 | 0 | 0 | 0 | 0 | 2.07 | 76.64 | 187.5 | 200.34 | 198.67 | 191.94 | 185.65 | 181.35 | 178.12 | 160.17 | 69.89 | 2.58 | 0 | 0 | 0 | 0 | 0 | 0 | 0 | 0 | 0 | 0 | 0 | 0 | 23.17 | 137.7 | 189.69 | 196.62 | 193.05 | 188.19 | 187.09 | 169.85 | 154.48 | 139.38 | 99.03 | 14.95 | 0 | 0 | 0 | 0 | 0 | 0 | 0 | 0 | 0 | 0 | 0 | 13.27 | 128.01 | 226.6 | 238.83 | 244.63 | 242.83 | 244.44 | 241.78 | 241.26 | 233.7 | 221.38 | 182.57 | 60.62 | 1.43 | 0 | 0 | 0 | 0 | 0 | 0 | 0 | 0 | 0 | 0.4 | 49.39 | 171.77 | 234.53 | 250.47 | 256.06 | 256.62 | 258.69 | 258.31 | 254.85 | 248.48 | 238.47 | 208.33 | 102.49 | 9.65 | 0 | 0 | 0 | 0 | 0 | 0 | 0 | 0 | 0 | 0.9 | 58.53 | 171.91 | 225.4 | 243.05 | 252.77 | 254.79 | 256.17 | 255.75 | 252.86 | 246.63 | 238.04 | 211.13 | 127.57 | 21.84 | 0.01 | 0 | 0 | 0 | 0 | 0 | 0 | 0 | 0 | 0.08 | 27.44 | 133.8 | 209.67 | 237.78 | 249.72 | 252.15 | 251.43 | 249.25 | 246.26 | 239.5 | 229.3 | 201.88 | 116.78 | 18.6 | 0.01 | 0 | 0 | 0 | 0 | 0 | 0 | 0 | 0 | 0 | 9.24 | 100.19 | 188.43 | 224.17 | 240.34 | 245.5 | 244.92 | 240.11 | 233.62 | 224.17 | 206.68 | 164.39 | 60.89 | 1.86 | 0 | 0 | 0 | 0 | 0 | 0 | 0 | 0 | 0 | 0 | 2.05 | 74.06 | 193.54 | 225.38 | 237.09 | 238.99 | 238.93 | 237.61 | 234.83 | 231.41 | 208.96 | 116.87 | 14.02 | 0 | 0 | 0 | 0 | 0 | 0 | 0 | 0 | 0 | 0 | 0 | 0.14 | 42.27 | 168.32 | 213.8 | 220.29 | 218.37 | 218.99 | 220.12 | 221.12 | 216.33 | 169.25 | 47.74 | 0.53 | 0 | 0 | 0 | 0 | 0 | 0 | 0 | 0 | 0 | 0 | 0 | 0 | 7.81 | 98.7 | 184.32 | 199.37 | 194.01 | 188.75 | 191.07 | 191.52 | 182.37 | 105.2 | 10.47 | 0 | 0 | 0 | 0 | 0 | 0 | 0 | 0 | 0 | 0 | 0 | 0 | 0 | 0.36 | 36.6 | 116.36 | 139.92 | 147.41 | 144.51 | 149.21 | 141.04 | 128.76 | 73.17 | 6.28 | 0 | 0 | 0 | 0 | 0 | 0 | 0
OCOTLO_6_OCWSB1 | OCOTLO_6_OCWSB1_SUN | Hybrid_Solar1Axis | Solar Tracking | IID |  | Socal | 0 | 49.89 | 0 | 0 | 0 | 0 | 0 | 0 | 0.02 | 5.56 | 20.39 | 26.33 | 27.36 | 27.95 | 27.6 | 25.92 | 23.99 | 15.12 | 2.98 | 0 | 0 | 0 | 0 | 0 | 0 | 0 | 0 | 0 | 0 | 0 | 0 | 0 | 0.34 | 12.74 | 31.18 | 33.32 | 33.04 | 31.92 | 30.87 | 30.16 | 29.62 | 26.64 | 11.62 | 0.43 | 0 | 0 | 0 | 0 | 0 | 0 | 0 | 0 | 0 | 0 | 0 | 0 | 3.85 | 22.9 | 31.54 | 32.7 | 32.1 | 31.3 | 31.11 | 28.25 | 25.69 | 23.18 | 16.47 | 2.49 | 0 | 0 | 0 | 0 | 0 | 0 | 0 | 0 | 0 | 0 | 0 | 2.21 | 21.29 | 37.68 | 39.72 | 40.68 | 40.38 | 40.65 | 40.21 | 40.12 | 38.86 | 36.81 | 30.36 | 10.08 | 0.24 | 0 | 0 | 0 | 0 | 0 | 0 | 0 | 0 | 0 | 0.07 | 8.21 | 28.57 | 39 | 41.65 | 42.58 | 42.68 | 43.02 | 42.96 | 42.38 | 41.32 | 39.66 | 34.64 | 17.04 | 1.61 | 0 | 0 | 0 | 0 | 0 | 0 | 0 | 0 | 0 | 0.15 | 9.73 | 28.59 | 37.48 | 40.42 | 42.04 | 42.37 | 42.6 | 42.53 | 42.05 | 41.01 | 39.59 | 35.11 | 21.21 | 3.63 | 0 | 0 | 0 | 0 | 0 | 0 | 0 | 0 | 0 | 0.01 | 4.56 | 22.25 | 34.87 | 39.54 | 41.53 | 41.93 | 41.81 | 41.45 | 40.95 | 39.83 | 38.13 | 33.57 | 19.42 | 3.09 | 0 | 0 | 0 | 0 | 0 | 0 | 0 | 0 | 0 | 0 | 1.54 | 16.66 | 31.34 | 37.28 | 39.97 | 40.83 | 40.73 | 39.93 | 38.85 | 37.28 | 34.37 | 27.34 | 10.13 | 0.31 | 0 | 0 | 0 | 0 | 0 | 0 | 0 | 0 | 0 | 0 | 0.34 | 12.32 | 32.19 | 37.48 | 39.43 | 39.74 | 39.73 | 39.52 | 39.05 | 38.48 | 34.75 | 19.43 | 2.33 | 0 | 0 | 0 | 0 | 0 | 0 | 0 | 0 | 0 | 0 | 0 | 0.02 | 7.03 | 27.99 | 35.56 | 36.63 | 36.32 | 36.42 | 36.61 | 36.77 | 35.98 | 28.15 | 7.94 | 0.09 | 0 | 0 | 0 | 0 | 0 | 0 | 0 | 0 | 0 | 0 | 0 | 0 | 1.3 | 16.41 | 30.65 | 33.16 | 32.26 | 31.39 | 31.77 | 31.85 | 30.33 | 17.49 | 1.74 | 0 | 0 | 0 | 0 | 0 | 0 | 0 | 0 | 0 | 0 | 0 | 0 | 0 | 0.06 | 6.09 | 19.35 | 23.27 | 24.51 | 24.03 | 24.81 | 23.46 | 21.41 | 12.17 | 1.04 | 0 | 0 | 0 | 0 | 0 | 0 | 0
PUTHCR_1_PCNSB1 | PUTHCR_1_PCNSB1_SUN | Hybrid_Solar1Axis | Solar Tracking | CISO | North | Norcal | ID | 3 | 0 | 0 | 0 | 0 | 0 | 0 | 0 | 0.06 | 0.49 | 0.94 | 1.16 | 1.28 | 1.28 | 1.2 | 1.13 | 0.77 | 0.17 | 0 | 0 | 0 | 0 | 0 | 0 | 0 | 0 | 0 | 0 | 0 | 0 | 0 | 0 | 0.37 | 1.54 | 1.92 | 1.96 | 1.86 | 1.83 | 1.82 | 1.86 | 1.59 | 0.83 | 0.05 | 0 | 0 | 0 | 0 | 0 | 0 | 0 | 0 | 0 | 0 | 0 | 0 | 0.08 | 0.96 | 1.8 | 1.93 | 1.81 | 1.86 | 1.83 | 1.68 | 1.56 | 1.45 | 1.02 | 0.24 | 0 | 0 | 0 | 0 | 0 | 0 | 0 | 0 | 0 | 0 | 0 | 0.04 | 0.89 | 1.98 | 2.17 | 2.16 | 2.12 | 2.17 | 2.18 | 2.15 | 2.18 | 2.09 | 1.91 | 0.89 | 0.04 | 0 | 0 | 0 | 0 | 0 | 0 | 0 | 0 | 0 | 0 | 0.33 | 1.56 | 2.2 | 2.3 | 2.3 | 2.28 | 2.33 | 2.33 | 2.38 | 2.38 | 2.33 | 2.19 | 1.36 | 0.21 | 0 | 0 | 0 | 0 | 0 | 0 | 0 | 0 | 0 | 0 | 0.47 | 1.72 | 2.33 | 2.5 | 2.53 | 2.55 | 2.56 | 2.55 | 2.53 | 2.53 | 2.47 | 2.3 | 1.7 | 0.48 | 0.01 | 0 | 0 | 0 | 0 | 0 | 0 | 0 | 0 | 0 | 0.22 | 1.38 | 2.23 | 2.46 | 2.49 | 2.51 | 2.5 | 2.49 | 2.47 | 2.46 | 2.36 | 2.19 | 1.54 | 0.36 | 0 | 0 | 0 | 0 | 0 | 0 | 0 | 0 | 0 | 0 | 0.03 | 0.81 | 1.87 | 2.26 | 2.36 | 2.38 | 2.39 | 2.38 | 2.36 | 2.34 | 2.2 | 1.81 | 0.8 | 0.04 | 0 | 0 | 0 | 0 | 0 | 0 | 0 | 0 | 0 | 0 | 0 | 0.49 | 1.76 | 2.22 | 2.29 | 2.28 | 2.25 | 2.26 | 2.29 | 2.3 | 2.17 | 1.43 | 0.28 | 0 | 0 | 0 | 0 | 0 | 0 | 0 | 0 | 0 | 0 | 0 | 0 | 0.15 | 1.17 | 1.93 | 1.99 | 1.95 | 1.9 | 1.92 | 1.95 | 1.95 | 1.64 | 0.54 | 0.01 | 0 | 0 | 0 | 0 | 0 | 0 | 0 | 0 | 0 | 0 | 0 | 0 | 0.01 | 0.46 | 1.37 | 1.62 | 1.59 | 1.54 | 1.58 | 1.63 | 1.53 | 0.96 | 0.11 | 0 | 0 | 0 | 0 | 0 | 0 | 0 | 0 | 0 | 0 | 0 | 0 | 0 | 0 | 0.09 | 0.61 | 1.01 | 1.22 | 1.29 | 1.25 | 1.21 | 1.12 | 0.63 | 0.07 | 0 | 0 | 0 | 0 | 0 | 0 | 0
RATSKE_2_RBSSB1 | RATSKE_2_RBSSB1_SUN | Hybrid_Solar1Axis | Solar Tracking | CISO | South | Socal | ID | 60 | 0 | 0 | 0 | 0 | 0 | 0 | 0.03 | 6.69 | 24.52 | 31.66 | 32.91 | 33.61 | 33.2 | 31.18 | 28.85 | 18.19 | 3.58 | 0 | 0 | 0 | 0 | 0 | 0 | 0 | 0 | 0 | 0 | 0 | 0 | 0 | 0.41 | 15.33 | 37.5 | 40.07 | 39.73 | 38.39 | 37.13 | 36.27 | 35.62 | 32.03 | 13.98 | 0.52 | 0 | 0 | 0 | 0 | 0 | 0 | 0 | 0 | 0 | 0 | 0 | 0 | 4.63 | 27.54 | 37.94 | 39.32 | 38.61 | 37.64 | 37.42 | 33.97 | 30.9 | 27.88 | 19.81 | 2.99 | 0 | 0 | 0 | 0 | 0 | 0 | 0 | 0 | 0 | 0 | 0 | 2.65 | 25.6 | 45.32 | 47.77 | 48.93 | 48.57 | 48.89 | 48.36 | 48.25 | 46.74 | 44.28 | 36.51 | 12.12 | 0.29 | 0 | 0 | 0 | 0 | 0 | 0 | 0 | 0 | 0 | 0.08 | 9.88 | 34.35 | 46.91 | 50.09 | 51.21 | 51.32 | 51.74 | 51.66 | 50.97 | 49.7 | 47.69 | 41.67 | 20.5 | 1.93 | 0 | 0 | 0 | 0 | 0 | 0 | 0 | 0 | 0 | 0.18 | 11.71 | 34.38 | 45.08 | 48.61 | 50.55 | 50.96 | 51.23 | 51.15 | 50.57 | 49.33 | 47.61 | 42.23 | 25.51 | 4.37 | 0 | 0 | 0 | 0 | 0 | 0 | 0 | 0 | 0 | 0.02 | 5.49 | 26.76 | 41.93 | 47.56 | 49.94 | 50.43 | 50.29 | 49.85 | 49.25 | 47.9 | 45.86 | 40.38 | 23.36 | 3.72 | 0 | 0 | 0 | 0 | 0 | 0 | 0 | 0 | 0 | 0 | 1.85 | 20.04 | 37.69 | 44.83 | 48.07 | 49.1 | 48.98 | 48.02 | 46.72 | 44.83 | 41.34 | 32.88 | 12.18 | 0.37 | 0 | 0 | 0 | 0 | 0 | 0 | 0 | 0 | 0 | 0 | 0.41 | 14.81 | 38.71 | 45.08 | 47.42 | 47.8 | 47.79 | 47.52 | 46.97 | 46.28 | 41.79 | 23.37 | 2.8 | 0 | 0 | 0 | 0 | 0 | 0 | 0 | 0 | 0 | 0 | 0 | 0.03 | 8.45 | 33.66 | 42.76 | 44.06 | 43.67 | 43.8 | 44.02 | 44.22 | 43.27 | 33.85 | 9.55 | 0.11 | 0 | 0 | 0 | 0 | 0 | 0 | 0 | 0 | 0 | 0 | 0 | 0 | 1.56 | 19.74 | 36.86 | 39.87 | 38.8 | 37.75 | 38.21 | 38.3 | 36.47 | 21.04 | 2.09 | 0 | 0 | 0 | 0 | 0 | 0 | 0 | 0 | 0 | 0 | 0 | 0 | 0 | 0.07 | 7.32 | 23.27 | 27.98 | 29.48 | 28.9 | 29.84 | 28.21 | 25.75 | 14.63 | 1.26 | 0 | 0 | 0 | 0 | 0 | 0 | 0
SANDLT_2_SUNITS |  | Solar_Thermal | Solar Thermal | CISO | South | Socal | FC | 275 | 0 | 0 | 0 | 0 | 0 | 0 | 0 | 0 | 16.3 | 55.16 | 74.14 | 83.92 | 77.85 | 78.8 | 74.66 | 55.22 | 15.96 | 0 | 0 | 0 | 0 | 0 | 0 | 0 | 0 | 0 | 0 | 0 | 0 | 0 | 0 | 0 | 28.32 | 72.66 | 89.21 | 78.88 | 72.61 | 68.95 | 70.59 | 67.52 | 41.15 | 4.81 | 0 | 0 | 0 | 0 | 0 | 0 | 0 | 0 | 0 | 0 | 0 | 0 | 0 | 18.42 | 93.86 | 124.07 | 135.5 | 127.11 | 121.77 | 126.94 | 118.97 | 105.61 | 71.44 | 25.47 | 0.02 | 0 | 0 | 0 | 0 | 0 | 0 | 0 | 0 | 0 | 0 | 0 | 21.49 | 140.38 | 203.53 | 215.85 | 216.82 | 219.05 | 211.61 | 197.84 | 193.99 | 187.69 | 170.93 | 79.02 | 9.43 | 0 | 0 | 0 | 0 | 0 | 0 | 0 | 0 | 0 | 0 | 5.55 | 76.87 | 187.76 | 227.41 | 232.29 | 231.02 | 231.99 | 227.41 | 218.58 | 213.63 | 200.36 | 179.2 | 114.51 | 24.88 | 0 | 0 | 0 | 0 | 0 | 0 | 0 | 0 | 0 | 0 | 11.97 | 93.9 | 197.97 | 227.34 | 232.18 | 231.99 | 230.66 | 222.3 | 210.3 | 205.26 | 197.5 | 175.12 | 120.05 | 39.6 | 1.24 | 0 | 0 | 0 | 0 | 0 | 0 | 0 | 0 | 0 | 0 | 26.9 | 118.19 | 177.14 | 199.28 | 208.7 | 197.9 | 186.34 | 173.92 | 162.44 | 164.24 | 147.26 | 106.45 | 31.6 | 0.15 | 0 | 0 | 0 | 0 | 0 | 0 | 0 | 0 | 0 | 0 | 17.12 | 111.8 | 182.13 | 200.94 | 211.32 | 209.27 | 196.81 | 189.78 | 182.13 | 166.18 | 138.14 | 78.56 | 11.95 | 0 | 0 | 0 | 0 | 0 | 0 | 0 | 0 | 0 | 0 | 0 | 6.09 | 95.81 | 175 | 199.2 | 197.51 | 193.95 | 190.28 | 194.16 | 182.73 | 170.91 | 124.26 | 27.65 | 0.44 | 0 | 0 | 0 | 0 | 0 | 0 | 0 | 0 | 0 | 0 | 0 | 0.87 | 56.4 | 166.55 | 201.5 | 198.77 | 198.23 | 202.62 | 202.98 | 201.7 | 167.76 | 68.29 | 5.85 | 0 | 0 | 0 | 0 | 0 | 0 | 0 | 0 | 0 | 0 | 0 | 0 | 0 | 13.21 | 94.25 | 149.96 | 159.18 | 158.04 | 155.76 | 153.95 | 151.23 | 106.37 | 24.25 | 0 | 0 | 0 | 0 | 0 | 0 | 0 | 0 | 0 | 0 | 0 | 0 | 0 | 0 | 0 | 11.33 | 47.03 | 68.4 | 71.81 | 78.76 | 81.1 | 71.27 | 52.28 | 11.2 | 0 | 0 | 0 | 0 | 0 | 0 | 0
SANWD_1_QF |  | Wind | Wind | CISO | South | Socal | FC | 31 | 2.88 | 2.99 | 3.42 | 3.22 | 3.18 | 2.97 | 2.43 | 2.1 | 2.21 | 2.21 | 2.19 | 2.29 | 2.54 | 2.91 | 2.89 | 3.16 | 2.78 | 2.78 | 2.6 | 2.64 | 2.54 | 2.49 | 2.59 | 2.47 | 3.83 | 4.24 | 4.39 | 4.15 | 3.67 | 3.46 | 3.61 | 3.65 | 3.53 | 3.95 | 4.1 | 4.18 | 4.87 | 4.53 | 5.21 | 4.6 | 5.51 | 5.45 | 6.29 | 6.04 | 6.11 | 5.53 | 4.98 | 4.2 | 6.27 | 6.53 | 6.09 | 5.73 | 5.28 | 4.53 | 4.34 | 4.15 | 4.52 | 3.98 | 4.06 | 4.54 | 5.06 | 5.91 | 6.21 | 6.93 | 7.1 | 7.25 | 7.04 | 6.96 | 6.83 | 6.91 | 7.34 | 6.61 | 11.22 | 10.04 | 8.75 | 7.45 | 6.41 | 5.53 | 3.86 | 2.91 | 2.72 | 2.55 | 2.37 | 2.55 | 2.79 | 4.23 | 6.34 | 8.4 | 10.1 | 11.03 | 11.34 | 11.66 | 12.32 | 11.64 | 11.24 | 11.36 | 12.55 | 11.81 | 11.55 | 10.42 | 8.59 | 7.08 | 5.29 | 4.08 | 2.84 | 2.29 | 2.01 | 1.89 | 2.63 | 4.34 | 7.08 | 10.23 | 11.87 | 13.1 | 12.79 | 12.79 | 13.05 | 13.26 | 13.59 | 12.74 | 12.5 | 11.74 | 10.79 | 9.13 | 7.94 | 6.23 | 4.41 | 2.95 | 2.32 | 1.56 | 1.84 | 1.92 | 2.37 | 3.67 | 5.93 | 8.19 | 10 | 11.65 | 12.94 | 14.2 | 13.89 | 13.83 | 13.71 | 13.17 | 14.02 | 12.93 | 11.43 | 10.3 | 9.02 | 7.02 | 5.14 | 3.16 | 1.99 | 1.45 | 1.76 | 2.41 | 3.44 | 5.12 | 7.03 | 9.53 | 11.61 | 13.2 | 14.32 | 14.66 | 15.25 | 15.16 | 14.9 | 14.38 | 11.51 | 10.35 | 8.93 | 7.24 | 6.37 | 5.12 | 3.55 | 2.24 | 1.62 | 1.33 | 1.5 | 1.91 | 2.77 | 3.88 | 5.52 | 7.31 | 9.3 | 10.72 | 12.15 | 12.98 | 13.03 | 12.62 | 12.34 | 11.85 | 7.82 | 7.57 | 7.01 | 5.38 | 4.64 | 3.94 | 2.96 | 2.12 | 1.62 | 1.77 | 2.17 | 2.54 | 3.11 | 3.86 | 5.06 | 5.91 | 6.58 | 7.77 | 8.98 | 9.46 | 9.33 | 8.78 | 8.21 | 7.78 | 3.49 | 3.38 | 3.23 | 2.87 | 2.64 | 2.54 | 1.81 | 1.33 | 1.11 | 1.22 | 1.56 | 1.69 | 1.56 | 1.76 | 1.87 | 2.31 | 3.12 | 3.53 | 4.01 | 4.61 | 4.15 | 3.77 | 3.46 | 3.41 | 1.8 | 1.99 | 1.92 | 2.01 | 1.86 | 1.82 | 1.72 | 1.5 | 1.57 | 1.77 | 1.94 | 2.24 | 2.14 | 2.2 | 2.33 | 2.39 | 2.1 | 2.05 | 2.48 | 2.55 | 2.53 | 2.26 | 2.07 | 1.91 | 2.03 | 2.08 | 2.2 | 2.09 | 2.2 | 2.08 | 1.84 | 2.21 | 2.06 | 1.86 | 1.83 | 1.94 | 2.21 | 2.46 | 2.27 | 1.92 | 1.97 | 2.01 | 2.09 | 2.03 | 2.19 | 2.36 | 2.41 | 2.24
SCHNDR_1_FIVPTS |  | Solar_Fixed | Solar Fixed | CISO | North | Norcal | FC | 15 | 0 | 0 | 0 | 0 | 0 | 0 | 0 | 0.35 | 2.63 | 5.44 | 6.78 | 7.28 | 7.18 | 6.63 | 5.71 | 3.88 | 0.9 | 0 | 0 | 0 | 0 | 0 | 0 | 0 | 0 | 0 | 0 | 0 | 0 | 0 | 0 | 1.51 | 6.31 | 8.77 | 9.67 | 9.76 | 9.83 | 9.57 | 8.98 | 7.08 | 3.34 | 0.25 | 0 | 0 | 0 | 0 | 0 | 0 | 0 | 0 | 0 | 0 | 0 | 0 | 0.36 | 3.9 | 7.45 | 8.72 | 8.96 | 8.77 | 9.01 | 8.77 | 7.96 | 6.58 | 4.51 | 1.11 | 0 | 0 | 0 | 0 | 0 | 0 | 0 | 0 | 0 | 0 | 0 | 0.15 | 3.02 | 7.83 | 10.13 | 11.26 | 11.66 | 12.15 | 11.93 | 11.79 | 11.43 | 10.12 | 7.78 | 3.21 | 0.2 | 0 | 0 | 0 | 0 | 0 | 0 | 0 | 0 | 0 | 0 | 0.96 | 5.28 | 8.92 | 10.8 | 11.89 | 12.2 | 12.3 | 12.35 | 12.32 | 11.88 | 10.65 | 8.78 | 4.74 | 0.79 | 0 | 0 | 0 | 0 | 0 | 0 | 0 | 0 | 0 | 0.01 | 1.34 | 5.54 | 9.06 | 10.95 | 11.87 | 12.47 | 12.64 | 12.85 | 12.64 | 12.07 | 11.02 | 9.13 | 5.75 | 1.56 | 0.02 | 0 | 0 | 0 | 0 | 0 | 0 | 0 | 0 | 0 | 0.64 | 4.61 | 8.63 | 10.87 | 11.98 | 12.73 | 12.89 | 12.81 | 12.61 | 12.02 | 10.98 | 8.99 | 5.55 | 1.23 | 0.01 | 0 | 0 | 0 | 0 | 0 | 0 | 0 | 0 | 0 | 0.1 | 2.78 | 7.34 | 9.88 | 11.08 | 11.89 | 12.27 | 12.21 | 12.15 | 11.52 | 10.1 | 7.52 | 3.01 | 0.18 | 0 | 0 | 0 | 0 | 0 | 0 | 0 | 0 | 0 | 0 | 0.01 | 1.87 | 7.14 | 10.26 | 11.5 | 12.14 | 12.32 | 12.23 | 12.03 | 11.42 | 9.86 | 6.01 | 1.3 | 0 | 0 | 0 | 0 | 0 | 0 | 0 | 0 | 0 | 0 | 0 | 0 | 0.67 | 5.06 | 8.94 | 10.37 | 10.65 | 10.73 | 10.67 | 10.56 | 9.73 | 7.34 | 2.6 | 0.1 | 0 | 0 | 0 | 0 | 0 | 0 | 0 | 0 | 0 | 0 | 0 | 0 | 0.03 | 2.14 | 6.88 | 8.89 | 9.44 | 9.36 | 9.32 | 9.02 | 7.91 | 4.55 | 0.62 | 0 | 0 | 0 | 0 | 0 | 0 | 0 | 0 | 0 | 0 | 0 | 0 | 0 | 0 | 0.51 | 2.64 | 5.13 | 6.5 | 7.12 | 6.94 | 6.41 | 5.53 | 3.12 | 0.4 | 0 | 0 | 0 | 0 | 0 | 0 | 0
SCHNDR_1_WSTSDE |  | Solar_Fixed | Solar Fixed | CISO | North | Norcal | FC | 15 | 0 | 0 | 0 | 0 | 0 | 0 | 0 | 0.35 | 2.63 | 5.44 | 6.78 | 7.28 | 7.18 | 6.63 | 5.71 | 3.88 | 0.9 | 0 | 0 | 0 | 0 | 0 | 0 | 0 | 0 | 0 | 0 | 0 | 0 | 0 | 0 | 1.51 | 6.31 | 8.77 | 9.67 | 9.76 | 9.83 | 9.57 | 8.98 | 7.08 | 3.34 | 0.25 | 0 | 0 | 0 | 0 | 0 | 0 | 0 | 0 | 0 | 0 | 0 | 0 | 0.36 | 3.9 | 7.45 | 8.72 | 8.96 | 8.77 | 9.01 | 8.77 | 7.96 | 6.58 | 4.51 | 1.11 | 0 | 0 | 0 | 0 | 0 | 0 | 0 | 0 | 0 | 0 | 0 | 0.15 | 3.02 | 7.83 | 10.13 | 11.26 | 11.66 | 12.15 | 11.93 | 11.79 | 11.43 | 10.12 | 7.78 | 3.21 | 0.2 | 0 | 0 | 0 | 0 | 0 | 0 | 0 | 0 | 0 | 0 | 0.96 | 5.28 | 8.92 | 10.8 | 11.89 | 12.2 | 12.3 | 12.35 | 12.32 | 11.88 | 10.65 | 8.78 | 4.74 | 0.79 | 0 | 0 | 0 | 0 | 0 | 0 | 0 | 0 | 0 | 0.01 | 1.34 | 5.54 | 9.06 | 10.95 | 11.87 | 12.47 | 12.64 | 12.85 | 12.64 | 12.07 | 11.02 | 9.13 | 5.75 | 1.56 | 0.02 | 0 | 0 | 0 | 0 | 0 | 0 | 0 | 0 | 0 | 0.64 | 4.61 | 8.63 | 10.87 | 11.98 | 12.73 | 12.89 | 12.81 | 12.61 | 12.02 | 10.98 | 8.99 | 5.55 | 1.23 | 0.01 | 0 | 0 | 0 | 0 | 0 | 0 | 0 | 0 | 0 | 0.1 | 2.78 | 7.34 | 9.88 | 11.08 | 11.89 | 12.27 | 12.21 | 12.15 | 11.52 | 10.1 | 7.52 | 3.01 | 0.18 | 0 | 0 | 0 | 0 | 0 | 0 | 0 | 0 | 0 | 0 | 0.01 | 1.87 | 7.14 | 10.26 | 11.5 | 12.14 | 12.32 | 12.23 | 12.03 | 11.42 | 9.86 | 6.01 | 1.3 | 0 | 0 | 0 | 0 | 0 | 0 | 0 | 0 | 0 | 0 | 0 | 0 | 0.67 | 5.06 | 8.94 | 10.37 | 10.65 | 10.73 | 10.67 | 10.56 | 9.73 | 7.34 | 2.6 | 0.1 | 0 | 0 | 0 | 0 | 0 | 0 | 0 | 0 | 0 | 0 | 0 | 0 | 0.03 | 2.14 | 6.88 | 8.89 | 9.44 | 9.36 | 9.32 | 9.02 | 7.91 | 4.55 | 0.62 | 0 | 0 | 0 | 0 | 0 | 0 | 0 | 0 | 0 | 0 | 0 | 0 | 0 | 0 | 0.51 | 2.64 | 5.13 | 6.5 | 7.12 | 6.94 | 6.41 | 5.53 | 3.12 | 0.4 | 0 | 0 | 0 | 0 | 0 | 0 | 0
SEGS_1_SR2SL2 |  | Solar_1Axis | Solar Tracking | CISO | South | Socal | FC | 20 | 0 | 0 | 0 | 0 | 0 | 0 | 0.01 | 2.23 | 8.17 | 10.55 | 10.97 | 11.2 | 11.07 | 10.39 | 9.62 | 6.06 | 1.19 | 0 | 0 | 0 | 0 | 0 | 0 | 0 | 0 | 0 | 0 | 0 | 0 | 0 | 0.14 | 5.11 | 12.5 | 13.36 | 13.24 | 12.8 | 12.38 | 12.09 | 11.87 | 10.68 | 4.66 | 0.17 | 0 | 0 | 0 | 0 | 0 | 0 | 0 | 0 | 0 | 0 | 0 | 0 | 1.54 | 9.18 | 12.65 | 13.11 | 12.87 | 12.55 | 12.47 | 11.32 | 10.3 | 9.29 | 6.6 | 1 | 0 | 0 | 0 | 0 | 0 | 0 | 0 | 0 | 0 | 0 | 0 | 0.88 | 8.53 | 15.11 | 15.92 | 16.31 | 16.19 | 16.3 | 16.12 | 16.08 | 15.58 | 14.76 | 12.17 | 4.04 | 0.1 | 0 | 0 | 0 | 0 | 0 | 0 | 0 | 0 | 0 | 0.03 | 3.29 | 11.45 | 15.64 | 16.7 | 17.07 | 17.11 | 17.25 | 17.22 | 16.99 | 16.57 | 15.9 | 13.89 | 6.83 | 0.64 | 0 | 0 | 0 | 0 | 0 | 0 | 0 | 0 | 0 | 0.06 | 3.9 | 11.46 | 15.03 | 16.2 | 16.85 | 16.99 | 17.08 | 17.05 | 16.86 | 16.44 | 15.87 | 14.08 | 8.5 | 1.46 | 0 | 0 | 0 | 0 | 0 | 0 | 0 | 0 | 0 | 0.01 | 1.83 | 8.92 | 13.98 | 15.85 | 16.65 | 16.81 | 16.76 | 16.62 | 16.42 | 15.97 | 15.29 | 13.46 | 7.79 | 1.24 | 0 | 0 | 0 | 0 | 0 | 0 | 0 | 0 | 0 | 0 | 0.62 | 6.68 | 12.56 | 14.94 | 16.02 | 16.37 | 16.33 | 16.01 | 15.57 | 14.94 | 13.78 | 10.96 | 4.06 | 0.12 | 0 | 0 | 0 | 0 | 0 | 0 | 0 | 0 | 0 | 0 | 0.14 | 4.94 | 12.9 | 15.03 | 15.81 | 15.93 | 15.93 | 15.84 | 15.66 | 15.43 | 13.93 | 7.79 | 0.93 | 0 | 0 | 0 | 0 | 0 | 0 | 0 | 0 | 0 | 0 | 0 | 0.01 | 2.82 | 11.22 | 14.25 | 14.69 | 14.56 | 14.6 | 14.67 | 14.74 | 14.42 | 11.28 | 3.18 | 0.04 | 0 | 0 | 0 | 0 | 0 | 0 | 0 | 0 | 0 | 0 | 0 | 0 | 0.52 | 6.58 | 12.29 | 13.29 | 12.93 | 12.58 | 12.74 | 12.77 | 12.16 | 7.01 | 0.7 | 0 | 0 | 0 | 0 | 0 | 0 | 0 | 0 | 0 | 0 | 0 | 0 | 0 | 0.02 | 2.44 | 7.76 | 9.33 | 9.83 | 9.63 | 9.95 | 9.4 | 8.58 | 4.88 | 0.42 | 0 | 0 | 0 | 0 | 0 | 0 | 0
SHUTLE_6_CREST |  | Solar_1Axis | Solar Tracking | CISO | South | Socal | EO | #N/A | #N/A | #N/A | #N/A | #N/A | #N/A | #N/A | #N/A | #N/A | #N/A | #N/A | #N/A | #N/A | #N/A | #N/A | #N/A | #N/A | #N/A | #N/A | #N/A | #N/A | #N/A | #N/A | #N/A | #N/A | #N/A | #N/A | #N/A | #N/A | #N/A | #N/A | #N/A | #N/A | #N/A | #N/A | #N/A | #N/A | #N/A | #N/A | #N/A | #N/A | #N/A | #N/A | #N/A | #N/A | #N/A | #N/A | #N/A | #N/A | #N/A | #N/A | #N/A | #N/A | #N/A | #N/A | #N/A | #N/A | #N/A | #N/A | #N/A | #N/A | #N/A | #N/A | #N/A | #N/A | #N/A | #N/A | #N/A | #N/A | #N/A | #N/A | #N/A | #N/A | #N/A | #N/A | #N/A | #N/A | #N/A | #N/A | #N/A | #N/A | #N/A | #N/A | #N/A | #N/A | #N/A | #N/A | #N/A | #N/A | #N/A | #N/A | #N/A | #N/A | #N/A | #N/A | #N/A | #N/A | #N/A | #N/A | #N/A | #N/A | #N/A | #N/A | #N/A | #N/A | #N/A | #N/A | #N/A | #N/A | #N/A | #N/A | #N/A | #N/A | #N/A | #N/A | #N/A | #N/A | #N/A | #N/A | #N/A | #N/A | #N/A | #N/A | #N/A | #N/A | #N/A | #N/A | #N/A | #N/A | #N/A | #N/A | #N/A | #N/A | #N/A | #N/A | #N/A | #N/A | #N/A | #N/A | #N/A | #N/A | #N/A | #N/A | #N/A | #N/A | #N/A | #N/A | #N/A | #N/A | #N/A | #N/A | #N/A | #N/A | #N/A | #N/A | #N/A | #N/A | #N/A | #N/A | #N/A | #N/A | #N/A | #N/A | #N/A | #N/A | #N/A | #N/A | #N/A | #N/A | #N/A | #N/A | #N/A | #N/A | #N/A | #N/A | #N/A | #N/A | #N/A | #N/A | #N/A | #N/A | #N/A | #N/A | #N/A | #N/A | #N/A | #N/A | #N/A | #N/A | #N/A | #N/A | #N/A | #N/A | #N/A | #N/A | #N/A | #N/A | #N/A | #N/A | #N/A | #N/A | #N/A | #N/A | #N/A | #N/A | #N/A | #N/A | #N/A | #N/A | #N/A | #N/A | #N/A | #N/A | #N/A | #N/A | #N/A | #N/A | #N/A | #N/A | #N/A | #N/A | #N/A | #N/A | #N/A | #N/A | #N/A | #N/A | #N/A | #N/A | #N/A | #N/A | #N/A | #N/A | #N/A | #N/A | #N/A | #N/A | #N/A | #N/A | #N/A | #N/A | #N/A | #N/A | #N/A | #N/A | #N/A | #N/A | #N/A | #N/A | #N/A | #N/A | #N/A | #N/A | #N/A | #N/A | #N/A | #N/A | #N/A | #N/A | #N/A | #N/A | #N/A | #N/A | #N/A | #N/A | #N/A | #N/A | #N/A | #N/A | #N/A | #N/A | #N/A | #N/A | #N/A | #N/A | #N/A | #N/A | #N/A | #N/A | #N/A | #N/A | #N/A | #N/A | #N/A | #N/A | #N/A | #N/A | #N/A | #N/A
SISPRG_2_DS3SR1 |  | Paired_Solar_1Axis | Solar Tracking | CISO | South | Socal | ID | 123 | 0 | 0 | 0 | 0 | 0 | 0 | 0.06 | 13.72 | 50.26 | 64.91 | 67.46 | 68.9 | 68.05 | 63.91 | 59.15 | 37.28 | 7.34 | 0 | 0 | 0 | 0 | 0 | 0 | 0 | 0 | 0 | 0 | 0 | 0 | 0 | 0.85 | 31.42 | 76.88 | 82.14 | 81.45 | 78.7 | 76.11 | 74.35 | 73.03 | 65.67 | 28.65 | 1.06 | 0 | 0 | 0 | 0 | 0 | 0 | 0 | 0 | 0 | 0 | 0 | 0 | 9.5 | 56.46 | 77.77 | 80.61 | 79.15 | 77.16 | 76.71 | 69.64 | 63.34 | 57.15 | 40.6 | 6.13 | 0 | 0 | 0 | 0 | 0 | 0 | 0 | 0 | 0 | 0 | 0 | 5.44 | 52.48 | 92.91 | 97.92 | 100.3 | 99.56 | 100.22 | 99.13 | 98.92 | 95.82 | 90.76 | 74.86 | 24.85 | 0.59 | 0 | 0 | 0 | 0 | 0 | 0 | 0 | 0 | 0 | 0.16 | 20.25 | 70.43 | 96.16 | 102.69 | 104.98 | 105.21 | 106.06 | 105.91 | 104.49 | 101.88 | 97.77 | 85.41 | 42.02 | 3.96 | 0 | 0 | 0 | 0 | 0 | 0 | 0 | 0 | 0 | 0.37 | 24 | 70.48 | 92.41 | 99.65 | 103.64 | 104.46 | 105.03 | 104.86 | 103.67 | 101.12 | 97.6 | 86.56 | 52.3 | 8.95 | 0.01 | 0 | 0 | 0 | 0 | 0 | 0 | 0 | 0 | 0.03 | 11.25 | 54.86 | 85.96 | 97.49 | 102.38 | 103.38 | 103.09 | 102.19 | 100.97 | 98.2 | 94.01 | 82.77 | 47.88 | 7.63 | 0 | 0 | 0 | 0 | 0 | 0 | 0 | 0 | 0 | 0 | 3.79 | 41.08 | 77.25 | 91.91 | 98.54 | 100.65 | 100.42 | 98.44 | 95.78 | 91.91 | 84.74 | 67.4 | 24.97 | 0.76 | 0 | 0 | 0 | 0 | 0 | 0 | 0 | 0 | 0 | 0 | 0.84 | 30.36 | 79.35 | 92.41 | 97.21 | 97.99 | 97.96 | 97.42 | 96.28 | 94.88 | 85.67 | 47.91 | 5.75 | 0 | 0 | 0 | 0 | 0 | 0 | 0 | 0 | 0 | 0 | 0 | 0.06 | 17.33 | 69.01 | 87.66 | 90.32 | 89.53 | 89.78 | 90.25 | 90.66 | 88.7 | 69.39 | 19.57 | 0.22 | 0 | 0 | 0 | 0 | 0 | 0 | 0 | 0 | 0 | 0 | 0 | 0 | 3.2 | 40.47 | 75.57 | 81.74 | 79.54 | 77.39 | 78.34 | 78.52 | 74.77 | 43.13 | 4.29 | 0 | 0 | 0 | 0 | 0 | 0 | 0 | 0 | 0 | 0 | 0 | 0 | 0 | 0.15 | 15.01 | 47.71 | 57.37 | 60.44 | 59.25 | 61.18 | 57.83 | 52.79 | 30 | 2.58 | 0 | 0 | 0 | 0 | 0 | 0 | 0
SISPRG_2_DS3SR2 |  | Paired_Solar_1Axis | Solar Tracking | CISO | South | Socal | ID | 110 | 0 | 0 | 0 | 0 | 0 | 0 | 0.05 | 12.27 | 44.95 | 58.05 | 60.33 | 61.62 | 60.86 | 57.16 | 52.9 | 33.34 | 6.56 | 0 | 0 | 0 | 0 | 0 | 0 | 0 | 0 | 0 | 0 | 0 | 0 | 0 | 0.76 | 28.1 | 68.75 | 73.46 | 72.85 | 70.38 | 68.07 | 66.49 | 65.31 | 58.73 | 25.63 | 0.94 | 0 | 0 | 0 | 0 | 0 | 0 | 0 | 0 | 0 | 0 | 0 | 0 | 8.5 | 50.49 | 69.55 | 72.09 | 70.79 | 69 | 68.6 | 62.28 | 56.64 | 51.11 | 36.31 | 5.48 | 0 | 0 | 0 | 0 | 0 | 0 | 0 | 0 | 0 | 0 | 0 | 4.87 | 46.94 | 83.09 | 87.57 | 89.7 | 89.04 | 89.63 | 88.65 | 88.46 | 85.69 | 81.17 | 66.94 | 22.23 | 0.52 | 0 | 0 | 0 | 0 | 0 | 0 | 0 | 0 | 0 | 0.15 | 18.11 | 62.98 | 85.99 | 91.84 | 93.89 | 94.09 | 94.85 | 94.71 | 93.44 | 91.11 | 87.44 | 76.39 | 37.58 | 3.54 | 0 | 0 | 0 | 0 | 0 | 0 | 0 | 0 | 0 | 0.33 | 21.46 | 63.03 | 82.65 | 89.12 | 92.68 | 93.42 | 93.93 | 93.78 | 92.72 | 90.43 | 87.28 | 77.41 | 46.78 | 8.01 | 0.01 | 0 | 0 | 0 | 0 | 0 | 0 | 0 | 0 | 0.03 | 10.06 | 49.06 | 76.88 | 87.18 | 91.56 | 92.46 | 92.19 | 91.39 | 90.3 | 87.82 | 84.08 | 74.02 | 42.82 | 6.82 | 0 | 0 | 0 | 0 | 0 | 0 | 0 | 0 | 0 | 0 | 3.39 | 36.74 | 69.09 | 82.19 | 88.13 | 90.02 | 89.8 | 88.04 | 85.66 | 82.2 | 75.78 | 60.27 | 22.33 | 0.68 | 0 | 0 | 0 | 0 | 0 | 0 | 0 | 0 | 0 | 0 | 0.75 | 27.15 | 70.97 | 82.64 | 86.93 | 87.63 | 87.61 | 87.13 | 86.1 | 84.85 | 76.62 | 42.85 | 5.14 | 0 | 0 | 0 | 0 | 0 | 0 | 0 | 0 | 0 | 0 | 0 | 0.05 | 15.5 | 61.72 | 78.39 | 80.77 | 80.07 | 80.3 | 80.71 | 81.08 | 79.32 | 62.06 | 17.51 | 0.19 | 0 | 0 | 0 | 0 | 0 | 0 | 0 | 0 | 0 | 0 | 0 | 0 | 2.86 | 36.19 | 67.58 | 73.1 | 71.14 | 69.21 | 70.06 | 70.23 | 66.87 | 38.57 | 3.84 | 0 | 0 | 0 | 0 | 0 | 0 | 0 | 0 | 0 | 0 | 0 | 0 | 0 | 0.13 | 13.42 | 42.67 | 51.31 | 54.05 | 52.99 | 54.71 | 51.72 | 47.21 | 26.83 | 2.3 | 0 | 0 | 0 | 0 | 0 | 0 | 0
SISPRG_2_DS3SR3 |  | Paired_Solar_1Axis | Solar Tracking | CISO | South | Socal | ID | 50 | 0 | 0 | 0 | 0 | 0 | 0 | 0.02 | 5.58 | 20.43 | 26.39 | 27.42 | 28.01 | 27.66 | 25.98 | 24.04 | 15.15 | 2.98 | 0 | 0 | 0 | 0 | 0 | 0 | 0 | 0 | 0 | 0 | 0 | 0 | 0 | 0.34 | 12.77 | 31.25 | 33.39 | 33.11 | 31.99 | 30.94 | 30.22 | 29.69 | 26.7 | 11.65 | 0.43 | 0 | 0 | 0 | 0 | 0 | 0 | 0 | 0 | 0 | 0 | 0 | 0 | 3.86 | 22.95 | 31.61 | 32.77 | 32.18 | 31.37 | 31.18 | 28.31 | 25.75 | 23.23 | 16.5 | 2.49 | 0 | 0 | 0 | 0 | 0 | 0 | 0 | 0 | 0 | 0 | 0 | 2.21 | 21.34 | 37.77 | 39.8 | 40.77 | 40.47 | 40.74 | 40.3 | 40.21 | 38.95 | 36.9 | 30.43 | 10.1 | 0.24 | 0 | 0 | 0 | 0 | 0 | 0 | 0 | 0 | 0 | 0.07 | 8.23 | 28.63 | 39.09 | 41.75 | 42.68 | 42.77 | 43.12 | 43.05 | 42.47 | 41.41 | 39.75 | 34.72 | 17.08 | 1.61 | 0 | 0 | 0 | 0 | 0 | 0 | 0 | 0 | 0 | 0.15 | 9.76 | 28.65 | 37.57 | 40.51 | 42.13 | 42.46 | 42.69 | 42.63 | 42.14 | 41.11 | 39.67 | 35.19 | 21.26 | 3.64 | 0 | 0 | 0 | 0 | 0 | 0 | 0 | 0 | 0 | 0.01 | 4.57 | 22.3 | 34.94 | 39.63 | 41.62 | 42.03 | 41.9 | 41.54 | 41.04 | 39.92 | 38.22 | 33.65 | 19.46 | 3.1 | 0 | 0 | 0 | 0 | 0 | 0 | 0 | 0 | 0 | 0 | 1.54 | 16.7 | 31.4 | 37.36 | 40.06 | 40.92 | 40.82 | 40.02 | 38.94 | 37.36 | 34.45 | 27.4 | 10.15 | 0.31 | 0 | 0 | 0 | 0 | 0 | 0 | 0 | 0 | 0 | 0 | 0.34 | 12.34 | 32.26 | 37.56 | 39.52 | 39.83 | 39.82 | 39.6 | 39.14 | 38.57 | 34.83 | 19.48 | 2.34 | 0 | 0 | 0 | 0 | 0 | 0 | 0 | 0 | 0 | 0 | 0 | 0.02 | 7.05 | 28.05 | 35.63 | 36.72 | 36.4 | 36.5 | 36.69 | 36.85 | 36.05 | 28.21 | 7.96 | 0.09 | 0 | 0 | 0 | 0 | 0 | 0 | 0 | 0 | 0 | 0 | 0 | 0 | 1.3 | 16.45 | 30.72 | 33.23 | 32.33 | 31.46 | 31.84 | 31.92 | 30.39 | 17.53 | 1.74 | 0 | 0 | 0 | 0 | 0 | 0 | 0 | 0 | 0 | 0 | 0 | 0 | 0 | 0.06 | 6.1 | 19.39 | 23.32 | 24.57 | 24.09 | 24.87 | 23.51 | 21.46 | 12.19 | 1.05 | 0 | 0 | 0 | 0 | 0 | 0 | 0
SKERN_6_SOLAR1 |  | Solar_1Axis | Solar Tracking | CISO | North | Norcal | FC | 20 | 0 | 0 | 0 | 0 | 0 | 0 | 0 | 0.42 | 3.28 | 6.25 | 7.72 | 8.5 | 8.51 | 8.03 | 7.52 | 5.13 | 1.12 | 0 | 0 | 0 | 0 | 0 | 0 | 0 | 0 | 0 | 0 | 0 | 0 | 0 | 0 | 2.47 | 10.27 | 12.8 | 13.08 | 12.39 | 12.21 | 12.13 | 12.4 | 10.57 | 5.55 | 0.31 | 0 | 0 | 0 | 0 | 0 | 0 | 0 | 0 | 0 | 0 | 0 | 0 | 0.52 | 6.39 | 11.99 | 12.84 | 12.05 | 12.38 | 12.2 | 11.23 | 10.37 | 9.66 | 6.8 | 1.57 | 0 | 0 | 0 | 0 | 0 | 0 | 0 | 0 | 0 | 0 | 0 | 0.28 | 5.97 | 13.17 | 14.48 | 14.4 | 14.15 | 14.49 | 14.52 | 14.31 | 14.54 | 13.94 | 12.71 | 5.9 | 0.27 | 0 | 0 | 0 | 0 | 0 | 0 | 0 | 0 | 0 | 0 | 2.2 | 10.38 | 14.64 | 15.3 | 15.32 | 15.19 | 15.51 | 15.51 | 15.86 | 15.86 | 15.51 | 14.62 | 9.05 | 1.41 | 0 | 0 | 0 | 0 | 0 | 0 | 0 | 0 | 0 | 0.01 | 3.16 | 11.47 | 15.54 | 16.64 | 16.85 | 16.97 | 17.07 | 17.02 | 16.87 | 16.87 | 16.5 | 15.31 | 11.34 | 3.2 | 0.04 | 0 | 0 | 0 | 0 | 0 | 0 | 0 | 0 | 0 | 1.43 | 9.2 | 14.84 | 16.38 | 16.6 | 16.72 | 16.65 | 16.62 | 16.44 | 16.41 | 15.74 | 14.59 | 10.24 | 2.41 | 0.01 | 0 | 0 | 0 | 0 | 0 | 0 | 0 | 0 | 0 | 0.2 | 5.39 | 12.46 | 15.07 | 15.77 | 15.84 | 15.96 | 15.84 | 15.71 | 15.6 | 14.68 | 12.04 | 5.34 | 0.3 | 0 | 0 | 0 | 0 | 0 | 0 | 0 | 0 | 0 | 0 | 0.02 | 3.29 | 11.75 | 14.8 | 15.3 | 15.19 | 15.01 | 15.04 | 15.25 | 15.32 | 14.44 | 9.5 | 1.87 | 0 | 0 | 0 | 0 | 0 | 0 | 0 | 0 | 0 | 0 | 0 | 0 | 0.98 | 7.8 | 12.9 | 13.29 | 13.02 | 12.69 | 12.79 | 13.02 | 12.97 | 10.92 | 3.63 | 0.08 | 0 | 0 | 0 | 0 | 0 | 0 | 0 | 0 | 0 | 0 | 0 | 0 | 0.04 | 3.04 | 9.15 | 10.78 | 10.58 | 10.24 | 10.54 | 10.85 | 10.19 | 6.39 | 0.76 | 0 | 0 | 0 | 0 | 0 | 0 | 0 | 0 | 0 | 0 | 0 | 0 | 0 | 0 | 0.6 | 4.09 | 6.72 | 8.16 | 8.58 | 8.35 | 8.09 | 7.48 | 4.18 | 0.45 | 0 | 0 | 0 | 0 | 0 | 0 | 0
SKERN_6_SOLAR2 |  | Solar_1Axis | Solar Tracking | CISO | North | Norcal | FC | 10 | 0 | 0 | 0 | 0 | 0 | 0 | 0 | 0.21 | 1.64 | 3.12 | 3.86 | 4.25 | 4.25 | 4.01 | 3.76 | 2.57 | 0.56 | 0 | 0 | 0 | 0 | 0 | 0 | 0 | 0 | 0 | 0 | 0 | 0 | 0 | 0 | 1.23 | 5.14 | 6.4 | 6.54 | 6.2 | 6.11 | 6.07 | 6.2 | 5.29 | 2.77 | 0.15 | 0 | 0 | 0 | 0 | 0 | 0 | 0 | 0 | 0 | 0 | 0 | 0 | 0.26 | 3.19 | 5.99 | 6.42 | 6.03 | 6.19 | 6.1 | 5.61 | 5.18 | 4.83 | 3.4 | 0.79 | 0 | 0 | 0 | 0 | 0 | 0 | 0 | 0 | 0 | 0 | 0 | 0.14 | 2.98 | 6.58 | 7.24 | 7.2 | 7.07 | 7.25 | 7.26 | 7.15 | 7.27 | 6.97 | 6.36 | 2.95 | 0.14 | 0 | 0 | 0 | 0 | 0 | 0 | 0 | 0 | 0 | 0 | 1.1 | 5.19 | 7.32 | 7.65 | 7.66 | 7.59 | 7.75 | 7.75 | 7.93 | 7.93 | 7.76 | 7.31 | 4.52 | 0.7 | 0 | 0 | 0 | 0 | 0 | 0 | 0 | 0 | 0 | 0.01 | 1.58 | 5.73 | 7.77 | 8.32 | 8.42 | 8.49 | 8.54 | 8.51 | 8.44 | 8.43 | 8.25 | 7.65 | 5.67 | 1.6 | 0.02 | 0 | 0 | 0 | 0 | 0 | 0 | 0 | 0 | 0 | 0.72 | 4.6 | 7.42 | 8.19 | 8.3 | 8.36 | 8.33 | 8.31 | 8.22 | 8.2 | 7.87 | 7.3 | 5.12 | 1.2 | 0.01 | 0 | 0 | 0 | 0 | 0 | 0 | 0 | 0 | 0 | 0.1 | 2.7 | 6.23 | 7.53 | 7.88 | 7.92 | 7.98 | 7.92 | 7.85 | 7.8 | 7.34 | 6.02 | 2.67 | 0.15 | 0 | 0 | 0 | 0 | 0 | 0 | 0 | 0 | 0 | 0 | 0.01 | 1.65 | 5.87 | 7.4 | 7.65 | 7.59 | 7.51 | 7.52 | 7.63 | 7.66 | 7.22 | 4.75 | 0.93 | 0 | 0 | 0 | 0 | 0 | 0 | 0 | 0 | 0 | 0 | 0 | 0 | 0.49 | 3.9 | 6.45 | 6.64 | 6.51 | 6.35 | 6.39 | 6.51 | 6.49 | 5.46 | 1.81 | 0.04 | 0 | 0 | 0 | 0 | 0 | 0 | 0 | 0 | 0 | 0 | 0 | 0 | 0.02 | 1.52 | 4.58 | 5.39 | 5.29 | 5.12 | 5.27 | 5.43 | 5.1 | 3.19 | 0.38 | 0 | 0 | 0 | 0 | 0 | 0 | 0 | 0 | 0 | 0 | 0 | 0 | 0 | 0 | 0.3 | 2.05 | 3.36 | 4.08 | 4.29 | 4.17 | 4.04 | 3.74 | 2.09 | 0.22 | 0 | 0 | 0 | 0 | 0 | 0 | 0
SLATE_2_SLASR1 |  | Solar_1Axis | Solar Tracking | CISO | North | Norcal | ID | 50.5 | 0 | 0 | 0 | 0 | 0 | 0 | 0 | 1.07 | 8.27 | 15.77 | 19.5 | 21.47 | 21.48 | 20.27 | 18.98 | 12.96 | 2.82 | 0 | 0 | 0 | 0 | 0 | 0 | 0 | 0 | 0 | 0 | 0 | 0 | 0 | 0.01 | 6.23 | 25.93 | 32.33 | 33.02 | 31.29 | 30.84 | 30.64 | 31.3 | 26.7 | 14.01 | 0.77 | 0 | 0 | 0 | 0 | 0 | 0 | 0 | 0 | 0 | 0 | 0 | 0 | 1.31 | 16.13 | 30.27 | 32.43 | 30.44 | 31.26 | 30.8 | 28.35 | 26.18 | 24.38 | 17.16 | 3.97 | 0.01 | 0 | 0 | 0 | 0 | 0 | 0 | 0 | 0 | 0 | 0 | 0.7 | 15.06 | 33.25 | 36.57 | 36.37 | 35.73 | 36.59 | 36.67 | 36.12 | 36.71 | 35.2 | 32.11 | 14.9 | 0.69 | 0 | 0 | 0 | 0 | 0 | 0 | 0 | 0 | 0 | 0.01 | 5.55 | 26.21 | 36.96 | 38.64 | 38.69 | 38.34 | 39.16 | 39.15 | 40.06 | 40.05 | 39.16 | 36.91 | 22.84 | 3.55 | 0 | 0 | 0 | 0 | 0 | 0 | 0 | 0 | 0 | 0.04 | 7.97 | 28.96 | 39.24 | 42.02 | 42.54 | 42.86 | 43.1 | 42.98 | 42.6 | 42.59 | 41.66 | 38.65 | 28.64 | 8.07 | 0.09 | 0 | 0 | 0 | 0 | 0 | 0 | 0 | 0 | 0 | 3.62 | 23.24 | 37.47 | 41.35 | 41.92 | 42.22 | 42.05 | 41.97 | 41.51 | 41.43 | 39.75 | 36.85 | 25.85 | 6.08 | 0.04 | 0 | 0 | 0 | 0 | 0 | 0 | 0 | 0 | 0 | 0.51 | 13.61 | 31.46 | 38.04 | 39.81 | 39.99 | 40.3 | 39.99 | 39.67 | 39.39 | 37.07 | 30.4 | 13.49 | 0.75 | 0 | 0 | 0 | 0 | 0 | 0 | 0 | 0 | 0 | 0 | 0.05 | 8.32 | 29.66 | 37.36 | 38.62 | 38.34 | 37.91 | 37.98 | 38.51 | 38.68 | 36.45 | 23.99 | 4.72 | 0 | 0 | 0 | 0 | 0 | 0 | 0 | 0 | 0 | 0 | 0 | 0 | 2.48 | 19.69 | 32.56 | 33.55 | 32.88 | 32.05 | 32.29 | 32.87 | 32.75 | 27.57 | 9.16 | 0.19 | 0 | 0 | 0 | 0 | 0 | 0 | 0 | 0 | 0 | 0 | 0 | 0 | 0.09 | 7.68 | 23.11 | 27.22 | 26.71 | 25.85 | 26.61 | 27.4 | 25.74 | 16.12 | 1.91 | 0 | 0 | 0 | 0 | 0 | 0 | 0 | 0 | 0 | 0 | 0 | 0 | 0 | 0 | 1.51 | 10.33 | 16.96 | 20.62 | 21.65 | 21.08 | 20.41 | 18.88 | 10.56 | 1.14 | 0 | 0 | 0 | 0 | 0 | 0 | 0
RATSKE_2_RBSSB2 | RATSKE_2_RBSSB2_SUN | Hybrid_Solar1Axis | Solar Tracking | CISO | South | Socal | ID | 40 | 0 | 0 | 0 | 0 | 0 | 0 | 0.02 | 4.46 | 16.35 | 21.11 | 21.94 | 22.41 | 22.13 | 20.79 | 19.24 | 12.12 | 2.39 | 0 | 0 | 0 | 0 | 0 | 0 | 0 | 0 | 0 | 0 | 0 | 0 | 0 | 0.28 | 10.22 | 25 | 26.71 | 26.49 | 25.59 | 24.75 | 24.18 | 23.75 | 21.36 | 9.32 | 0.34 | 0 | 0 | 0 | 0 | 0 | 0 | 0 | 0 | 0 | 0 | 0 | 0 | 3.09 | 18.36 | 25.29 | 26.22 | 25.74 | 25.09 | 24.95 | 22.65 | 20.6 | 18.58 | 13.2 | 1.99 | 0 | 0 | 0 | 0 | 0 | 0 | 0 | 0 | 0 | 0 | 0 | 1.77 | 17.07 | 30.21 | 31.84 | 32.62 | 32.38 | 32.59 | 32.24 | 32.17 | 31.16 | 29.52 | 24.34 | 8.08 | 0.19 | 0 | 0 | 0 | 0 | 0 | 0 | 0 | 0 | 0 | 0.05 | 6.59 | 22.9 | 31.27 | 33.4 | 34.14 | 34.22 | 34.49 | 34.44 | 33.98 | 33.13 | 31.8 | 27.78 | 13.67 | 1.29 | 0 | 0 | 0 | 0 | 0 | 0 | 0 | 0 | 0 | 0.12 | 7.8 | 22.92 | 30.05 | 32.41 | 33.7 | 33.97 | 34.16 | 34.1 | 33.71 | 32.88 | 31.74 | 28.15 | 17.01 | 2.91 | 0 | 0 | 0 | 0 | 0 | 0 | 0 | 0 | 0 | 0.01 | 3.66 | 17.84 | 27.96 | 31.7 | 33.3 | 33.62 | 33.52 | 33.23 | 32.84 | 31.93 | 30.57 | 26.92 | 15.57 | 2.48 | 0 | 0 | 0 | 0 | 0 | 0 | 0 | 0 | 0 | 0 | 1.23 | 13.36 | 25.12 | 29.89 | 32.05 | 32.73 | 32.66 | 32.01 | 31.15 | 29.89 | 27.56 | 21.92 | 8.12 | 0.25 | 0 | 0 | 0 | 0 | 0 | 0 | 0 | 0 | 0 | 0 | 0.27 | 9.87 | 25.81 | 30.05 | 31.61 | 31.87 | 31.86 | 31.68 | 31.31 | 30.85 | 27.86 | 15.58 | 1.87 | 0 | 0 | 0 | 0 | 0 | 0 | 0 | 0 | 0 | 0 | 0 | 0.02 | 5.64 | 22.44 | 28.51 | 29.37 | 29.12 | 29.2 | 29.35 | 29.48 | 28.84 | 22.57 | 6.37 | 0.07 | 0 | 0 | 0 | 0 | 0 | 0 | 0 | 0 | 0 | 0 | 0 | 0 | 1.04 | 13.16 | 24.58 | 26.58 | 25.87 | 25.17 | 25.48 | 25.54 | 24.32 | 14.03 | 1.4 | 0 | 0 | 0 | 0 | 0 | 0 | 0 | 0 | 0 | 0 | 0 | 0 | 0 | 0.05 | 4.88 | 15.51 | 18.66 | 19.65 | 19.27 | 19.9 | 18.81 | 17.17 | 9.76 | 0.84 | 0 | 0 | 0 | 0 | 0 | 0 | 0
SANBRN_2_EESSB2 | SANBRN_2_EESSB2_SUN | Hybrid_Solar1Axis | Solar Tracking | CISO | South | Socal | ID | 130 | 0 | 0 | 0 | 0 | 0 | 0 | 0.06 | 14.5 | 53.12 | 68.6 | 71.3 | 72.82 | 71.92 | 67.55 | 62.52 | 39.4 | 7.76 | 0 | 0 | 0 | 0 | 0 | 0 | 0 | 0 | 0 | 0 | 0 | 0 | 0 | 0.9 | 33.21 | 81.25 | 86.82 | 86.09 | 83.17 | 80.45 | 78.58 | 77.19 | 69.41 | 30.28 | 1.12 | 0 | 0 | 0 | 0 | 0 | 0 | 0 | 0 | 0 | 0 | 0 | 0 | 10.04 | 59.67 | 82.2 | 85.2 | 83.66 | 81.55 | 81.07 | 73.6 | 66.94 | 60.4 | 42.91 | 6.48 | 0 | 0 | 0 | 0 | 0 | 0 | 0 | 0 | 0 | 0 | 0 | 5.75 | 55.47 | 98.19 | 103.49 | 106.01 | 105.23 | 105.92 | 104.77 | 104.54 | 101.27 | 95.93 | 79.12 | 26.27 | 0.62 | 0 | 0 | 0 | 0 | 0 | 0 | 0 | 0 | 0 | 0.17 | 21.4 | 74.43 | 101.63 | 108.54 | 110.96 | 111.2 | 112.1 | 111.93 | 110.43 | 107.68 | 103.34 | 90.27 | 44.41 | 4.18 | 0 | 0 | 0 | 0 | 0 | 0 | 0 | 0 | 0 | 0.39 | 25.36 | 74.49 | 97.67 | 105.32 | 109.54 | 110.41 | 111.01 | 110.83 | 109.57 | 106.87 | 103.15 | 91.49 | 55.28 | 9.46 | 0.01 | 0 | 0 | 0 | 0 | 0 | 0 | 0 | 0 | 0.03 | 11.89 | 57.98 | 90.85 | 103.04 | 108.21 | 109.27 | 108.95 | 108.01 | 106.71 | 103.78 | 99.36 | 87.48 | 50.6 | 8.06 | 0 | 0 | 0 | 0 | 0 | 0 | 0 | 0 | 0 | 0 | 4 | 43.42 | 81.65 | 97.14 | 104.15 | 106.38 | 106.13 | 104.05 | 101.23 | 97.14 | 89.56 | 71.23 | 26.39 | 0.81 | 0 | 0 | 0 | 0 | 0 | 0 | 0 | 0 | 0 | 0 | 0.89 | 32.09 | 83.87 | 97.67 | 102.74 | 103.56 | 103.53 | 102.97 | 101.76 | 100.28 | 90.55 | 50.64 | 6.08 | 0 | 0 | 0 | 0 | 0 | 0 | 0 | 0 | 0 | 0 | 0 | 0.06 | 18.32 | 72.94 | 92.65 | 95.46 | 94.63 | 94.89 | 95.39 | 95.82 | 93.74 | 73.34 | 20.69 | 0.23 | 0 | 0 | 0 | 0 | 0 | 0 | 0 | 0 | 0 | 0 | 0 | 0 | 3.39 | 42.77 | 79.87 | 86.39 | 84.07 | 81.79 | 82.8 | 82.99 | 79.02 | 45.59 | 4.54 | 0 | 0 | 0 | 0 | 0 | 0 | 0 | 0 | 0 | 0 | 0 | 0 | 0 | 0.16 | 15.86 | 50.42 | 60.63 | 63.88 | 62.62 | 64.66 | 61.12 | 55.8 | 31.71 | 2.72 | 0 | 0 | 0 | 0 | 0 | 0 | 0
SANBRN_2_ES1BT3 | SANBRN_2_ES1BT3_SUN | Hybrid_Solar1Axis | Solar Tracking | CISO | South | Socal | ID | 40 | 0 | 0 | 0 | 0 | 0 | 0 | 0.02 | 4.46 | 16.35 | 21.11 | 21.94 | 22.41 | 22.13 | 20.79 | 19.24 | 12.12 | 2.39 | 0 | 0 | 0 | 0 | 0 | 0 | 0 | 0 | 0 | 0 | 0 | 0 | 0 | 0.28 | 10.22 | 25 | 26.71 | 26.49 | 25.59 | 24.75 | 24.18 | 23.75 | 21.36 | 9.32 | 0.34 | 0 | 0 | 0 | 0 | 0 | 0 | 0 | 0 | 0 | 0 | 0 | 0 | 3.09 | 18.36 | 25.29 | 26.22 | 25.74 | 25.09 | 24.95 | 22.65 | 20.6 | 18.58 | 13.2 | 1.99 | 0 | 0 | 0 | 0 | 0 | 0 | 0 | 0 | 0 | 0 | 0 | 1.77 | 17.07 | 30.21 | 31.84 | 32.62 | 32.38 | 32.59 | 32.24 | 32.17 | 31.16 | 29.52 | 24.34 | 8.08 | 0.19 | 0 | 0 | 0 | 0 | 0 | 0 | 0 | 0 | 0 | 0.05 | 6.59 | 22.9 | 31.27 | 33.4 | 34.14 | 34.22 | 34.49 | 34.44 | 33.98 | 33.13 | 31.8 | 27.78 | 13.67 | 1.29 | 0 | 0 | 0 | 0 | 0 | 0 | 0 | 0 | 0 | 0.12 | 7.8 | 22.92 | 30.05 | 32.41 | 33.7 | 33.97 | 34.16 | 34.1 | 33.71 | 32.88 | 31.74 | 28.15 | 17.01 | 2.91 | 0 | 0 | 0 | 0 | 0 | 0 | 0 | 0 | 0 | 0.01 | 3.66 | 17.84 | 27.96 | 31.7 | 33.3 | 33.62 | 33.52 | 33.23 | 32.84 | 31.93 | 30.57 | 26.92 | 15.57 | 2.48 | 0 | 0 | 0 | 0 | 0 | 0 | 0 | 0 | 0 | 0 | 1.23 | 13.36 | 25.12 | 29.89 | 32.05 | 32.73 | 32.66 | 32.01 | 31.15 | 29.89 | 27.56 | 21.92 | 8.12 | 0.25 | 0 | 0 | 0 | 0 | 0 | 0 | 0 | 0 | 0 | 0 | 0.27 | 9.87 | 25.81 | 30.05 | 31.61 | 31.87 | 31.86 | 31.68 | 31.31 | 30.85 | 27.86 | 15.58 | 1.87 | 0 | 0 | 0 | 0 | 0 | 0 | 0 | 0 | 0 | 0 | 0 | 0.02 | 5.64 | 22.44 | 28.51 | 29.37 | 29.12 | 29.2 | 29.35 | 29.48 | 28.84 | 22.57 | 6.37 | 0.07 | 0 | 0 | 0 | 0 | 0 | 0 | 0 | 0 | 0 | 0 | 0 | 0 | 1.04 | 13.16 | 24.58 | 26.58 | 25.87 | 25.17 | 25.48 | 25.54 | 24.32 | 14.03 | 1.4 | 0 | 0 | 0 | 0 | 0 | 0 | 0 | 0 | 0 | 0 | 0 | 0 | 0 | 0.05 | 4.88 | 15.51 | 18.66 | 19.65 | 19.27 | 19.9 | 18.81 | 17.17 | 9.76 | 0.84 | 0 | 0 | 0 | 0 | 0 | 0 | 0
SANBRN_2_ES2SB3 | SANBRN_2_ES2SB3_SUN | Hybrid_Solar1Axis | Solar Tracking | CISO | South | Socal | ID | 33 | 0 | 0 | 0 | 0 | 0 | 0 | 0.02 | 3.68 | 13.48 | 17.41 | 18.1 | 18.49 | 18.26 | 17.15 | 15.87 | 10 | 1.97 | 0 | 0 | 0 | 0 | 0 | 0 | 0 | 0 | 0 | 0 | 0 | 0 | 0 | 0.23 | 8.43 | 20.63 | 22.04 | 21.85 | 21.11 | 20.42 | 19.95 | 19.59 | 17.62 | 7.69 | 0.28 | 0 | 0 | 0 | 0 | 0 | 0 | 0 | 0 | 0 | 0 | 0 | 0 | 2.55 | 15.15 | 20.87 | 21.63 | 21.24 | 20.7 | 20.58 | 18.68 | 16.99 | 15.33 | 10.89 | 1.64 | 0 | 0 | 0 | 0 | 0 | 0 | 0 | 0 | 0 | 0 | 0 | 1.46 | 14.08 | 24.93 | 26.27 | 26.91 | 26.71 | 26.89 | 26.6 | 26.54 | 25.71 | 24.35 | 20.08 | 6.67 | 0.16 | 0 | 0 | 0 | 0 | 0 | 0 | 0 | 0 | 0 | 0.04 | 5.43 | 18.89 | 25.8 | 27.55 | 28.17 | 28.23 | 28.46 | 28.41 | 28.03 | 27.33 | 26.23 | 22.92 | 11.27 | 1.06 | 0 | 0 | 0 | 0 | 0 | 0 | 0 | 0 | 0 | 0.1 | 6.44 | 18.91 | 24.79 | 26.74 | 27.81 | 28.03 | 28.18 | 28.13 | 27.81 | 27.13 | 26.18 | 23.22 | 14.03 | 2.4 | 0 | 0 | 0 | 0 | 0 | 0 | 0 | 0 | 0 | 0.01 | 3.02 | 14.72 | 23.06 | 26.16 | 27.47 | 27.74 | 27.66 | 27.42 | 27.09 | 26.35 | 25.22 | 22.21 | 12.85 | 2.05 | 0 | 0 | 0 | 0 | 0 | 0 | 0 | 0 | 0 | 0 | 1.02 | 11.02 | 20.73 | 24.66 | 26.44 | 27 | 26.94 | 26.41 | 25.7 | 24.66 | 22.73 | 18.08 | 6.7 | 0.21 | 0 | 0 | 0 | 0 | 0 | 0 | 0 | 0 | 0 | 0 | 0.23 | 8.15 | 21.29 | 24.79 | 26.08 | 26.29 | 26.28 | 26.14 | 25.83 | 25.45 | 22.99 | 12.86 | 1.54 | 0 | 0 | 0 | 0 | 0 | 0 | 0 | 0 | 0 | 0 | 0 | 0.02 | 4.65 | 18.52 | 23.52 | 24.23 | 24.02 | 24.09 | 24.21 | 24.32 | 23.8 | 18.62 | 5.25 | 0.06 | 0 | 0 | 0 | 0 | 0 | 0 | 0 | 0 | 0 | 0 | 0 | 0 | 0.86 | 10.86 | 20.27 | 21.93 | 21.34 | 20.76 | 21.02 | 21.07 | 20.06 | 11.57 | 1.15 | 0 | 0 | 0 | 0 | 0 | 0 | 0 | 0 | 0 | 0 | 0 | 0 | 0 | 0.04 | 4.03 | 12.8 | 15.39 | 16.22 | 15.9 | 16.41 | 15.51 | 14.16 | 8.05 | 0.69 | 0 | 0 | 0 | 0 | 0 | 0 | 0
SLRMS3_2_SRMSR1 |  | Solar_1Axis | Solar Tracking | CISO | South | Socal | FC | 250 | 0 | 0 | 0 | 0 | 0 | 0 | 0.12 | 27.89 | 102.16 | 131.93 | 137.12 | 140.05 | 138.31 | 129.91 | 120.22 | 75.77 | 14.92 | 0 | 0 | 0 | 0 | 0 | 0 | 0 | 0 | 0 | 0 | 0 | 0 | 0 | 1.72 | 63.86 | 156.25 | 166.95 | 165.56 | 159.95 | 154.71 | 151.12 | 148.43 | 133.48 | 58.24 | 2.15 | 0 | 0 | 0 | 0 | 0 | 0 | 0 | 0 | 0 | 0 | 0 | 0 | 19.31 | 114.75 | 158.07 | 163.85 | 160.88 | 156.83 | 155.91 | 141.54 | 128.73 | 116.15 | 82.52 | 12.46 | 0 | 0 | 0 | 0 | 0 | 0 | 0 | 0 | 0 | 0 | 0 | 11.06 | 106.68 | 188.84 | 199.02 | 203.86 | 202.36 | 203.7 | 201.48 | 201.05 | 194.75 | 184.48 | 152.14 | 50.51 | 1.19 | 0 | 0 | 0 | 0 | 0 | 0 | 0 | 0 | 0 | 0.33 | 41.16 | 143.14 | 195.44 | 208.73 | 213.38 | 213.85 | 215.58 | 215.26 | 212.37 | 207.07 | 198.73 | 173.6 | 85.41 | 8.04 | 0 | 0 | 0 | 0 | 0 | 0 | 0 | 0 | 0 | 0.75 | 48.78 | 143.26 | 187.83 | 202.55 | 210.65 | 212.32 | 213.47 | 213.13 | 210.72 | 205.53 | 198.37 | 175.94 | 106.31 | 18.2 | 0.01 | 0 | 0 | 0 | 0 | 0 | 0 | 0 | 0 | 0.06 | 22.86 | 111.5 | 174.72 | 198.15 | 208.1 | 210.13 | 209.52 | 207.71 | 205.22 | 199.58 | 191.08 | 168.24 | 97.32 | 15.5 | 0.01 | 0 | 0 | 0 | 0 | 0 | 0 | 0 | 0 | 0 | 7.7 | 83.49 | 157.02 | 186.81 | 200.29 | 204.58 | 204.1 | 200.09 | 194.68 | 186.81 | 172.23 | 136.99 | 50.74 | 1.55 | 0 | 0 | 0 | 0 | 0 | 0 | 0 | 0 | 0 | 0 | 1.71 | 61.72 | 161.29 | 187.82 | 197.58 | 199.16 | 199.1 | 198.01 | 195.69 | 192.84 | 174.13 | 97.39 | 11.68 | 0 | 0 | 0 | 0 | 0 | 0 | 0 | 0 | 0 | 0 | 0 | 0.12 | 35.23 | 140.27 | 178.17 | 183.58 | 181.98 | 182.49 | 183.44 | 184.26 | 180.27 | 141.05 | 39.79 | 0.44 | 0 | 0 | 0 | 0 | 0 | 0 | 0 | 0 | 0 | 0 | 0 | 0 | 6.51 | 82.25 | 153.6 | 166.14 | 161.67 | 157.29 | 159.22 | 159.6 | 151.97 | 87.67 | 8.72 | 0 | 0 | 0 | 0 | 0 | 0 | 0 | 0 | 0 | 0 | 0 | 0 | 0 | 0.3 | 30.5 | 96.97 | 116.6 | 122.84 | 120.43 | 124.35 | 117.53 | 107.3 | 60.97 | 5.23 | 0 | 0 | 0 | 0 | 0 | 0 | 0
SLST13_2_SOLAR1 |  | Solar_1Axis | Solar Tracking | CISO | North | Norcal | FC | 107.6 | 0 | 0 | 0 | 0 | 0 | 0 | 0 | 2.29 | 17.63 | 33.6 | 41.56 | 45.75 | 45.77 | 43.2 | 40.44 | 27.62 | 6.02 | 0 | 0 | 0 | 0 | 0 | 0 | 0 | 0 | 0 | 0 | 0 | 0 | 0 | 0.03 | 13.28 | 55.25 | 68.87 | 70.35 | 66.67 | 65.71 | 65.28 | 66.69 | 56.89 | 29.85 | 1.64 | 0 | 0 | 0 | 0 | 0 | 0 | 0 | 0 | 0 | 0 | 0 | 0 | 2.79 | 34.37 | 64.49 | 69.09 | 64.85 | 66.61 | 65.62 | 60.4 | 55.78 | 51.95 | 36.57 | 8.46 | 0.01 | 0 | 0 | 0 | 0 | 0 | 0 | 0 | 0 | 0 | 0 | 1.49 | 32.09 | 70.85 | 77.93 | 77.49 | 76.12 | 77.96 | 78.13 | 76.96 | 78.22 | 74.99 | 68.41 | 31.75 | 1.47 | 0 | 0 | 0 | 0 | 0 | 0 | 0 | 0 | 0 | 0.01 | 11.83 | 55.84 | 78.74 | 82.34 | 82.45 | 81.7 | 83.44 | 83.42 | 85.35 | 85.33 | 83.45 | 78.65 | 48.67 | 7.56 | 0 | 0 | 0 | 0 | 0 | 0 | 0 | 0 | 0 | 0.08 | 16.99 | 61.7 | 83.61 | 89.53 | 90.64 | 91.32 | 91.84 | 91.58 | 90.77 | 90.75 | 88.76 | 82.35 | 61.01 | 17.2 | 0.2 | 0 | 0 | 0 | 0 | 0 | 0 | 0 | 0 | 0 | 7.72 | 49.51 | 79.84 | 88.11 | 89.32 | 89.96 | 89.6 | 89.42 | 88.45 | 88.28 | 84.69 | 78.51 | 55.07 | 12.95 | 0.08 | 0 | 0 | 0 | 0 | 0 | 0 | 0 | 0 | 0 | 1.09 | 29.01 | 67.04 | 81.06 | 84.82 | 85.2 | 85.87 | 85.21 | 84.52 | 83.93 | 78.99 | 64.77 | 28.75 | 1.59 | 0 | 0 | 0 | 0 | 0 | 0 | 0 | 0 | 0 | 0 | 0.12 | 17.72 | 63.19 | 79.61 | 82.29 | 81.7 | 80.78 | 80.92 | 82.06 | 82.42 | 77.67 | 51.12 | 10.05 | 0.01 | 0 | 0 | 0 | 0 | 0 | 0 | 0 | 0 | 0 | 0 | 0 | 5.29 | 41.95 | 69.38 | 71.47 | 70.05 | 68.29 | 68.8 | 70.04 | 69.78 | 58.73 | 19.53 | 0.41 | 0 | 0 | 0 | 0 | 0 | 0 | 0 | 0 | 0 | 0 | 0 | 0 | 0.19 | 16.35 | 49.24 | 58 | 56.91 | 55.09 | 56.7 | 58.38 | 54.84 | 34.35 | 4.07 | 0 | 0 | 0 | 0 | 0 | 0 | 0 | 0 | 0 | 0 | 0 | 0 | 0 | 0 | 3.21 | 22.02 | 36.14 | 43.93 | 46.14 | 44.92 | 43.5 | 40.23 | 22.5 | 2.42 | 0 | 0 | 0 | 0 | 0 | 0 | 0
SLSTR1_2_SOLAR1 |  | Solar_1Axis | Solar Tracking | CISO | South | Socal | FC | 310 | 0 | 0 | 0 | 0 | 0 | 0 | 0.15 | 34.58 | 126.67 | 163.59 | 170.02 | 173.66 | 171.51 | 161.08 | 149.08 | 93.96 | 18.5 | 0 | 0 | 0 | 0 | 0 | 0 | 0 | 0 | 0 | 0 | 0 | 0 | 0 | 2.13 | 79.19 | 193.75 | 207.02 | 205.29 | 198.34 | 191.83 | 187.39 | 184.06 | 165.51 | 72.22 | 2.66 | 0 | 0 | 0 | 0 | 0 | 0 | 0 | 0 | 0 | 0 | 0 | 0 | 23.95 | 142.29 | 196.01 | 203.17 | 199.49 | 194.47 | 193.33 | 175.51 | 159.63 | 144.02 | 102.33 | 15.45 | 0 | 0 | 0 | 0 | 0 | 0 | 0 | 0 | 0 | 0 | 0 | 13.71 | 132.28 | 234.16 | 246.79 | 252.78 | 250.92 | 252.59 | 249.84 | 249.3 | 241.49 | 228.75 | 188.66 | 62.64 | 1.48 | 0 | 0 | 0 | 0 | 0 | 0 | 0 | 0 | 0 | 0.42 | 51.04 | 177.49 | 242.34 | 258.82 | 264.59 | 265.18 | 267.31 | 266.92 | 263.34 | 256.77 | 246.42 | 215.27 | 105.91 | 9.97 | 0 | 0 | 0 | 0 | 0 | 0 | 0 | 0 | 0 | 0.93 | 60.48 | 177.64 | 232.91 | 251.16 | 261.2 | 263.28 | 264.71 | 264.28 | 261.29 | 254.85 | 245.98 | 218.16 | 131.82 | 22.57 | 0.01 | 0 | 0 | 0 | 0 | 0 | 0 | 0 | 0 | 0.08 | 28.35 | 138.26 | 216.65 | 245.7 | 258.04 | 260.56 | 259.81 | 257.56 | 254.47 | 247.48 | 236.94 | 208.61 | 120.67 | 19.22 | 0.01 | 0 | 0 | 0 | 0 | 0 | 0 | 0 | 0 | 0 | 9.55 | 103.53 | 194.71 | 231.64 | 248.35 | 253.68 | 253.08 | 248.11 | 241.4 | 231.65 | 213.57 | 169.86 | 62.92 | 1.93 | 0 | 0 | 0 | 0 | 0 | 0 | 0 | 0 | 0 | 0 | 2.12 | 76.53 | 200 | 232.9 | 245 | 246.96 | 246.89 | 245.53 | 242.65 | 239.12 | 215.93 | 120.76 | 14.49 | 0 | 0 | 0 | 0 | 0 | 0 | 0 | 0 | 0 | 0 | 0 | 0.14 | 43.68 | 173.93 | 220.93 | 227.64 | 225.65 | 226.29 | 227.46 | 228.49 | 223.54 | 174.9 | 49.33 | 0.55 | 0 | 0 | 0 | 0 | 0 | 0 | 0 | 0 | 0 | 0 | 0 | 0 | 8.07 | 101.99 | 190.46 | 206.01 | 200.47 | 195.04 | 197.44 | 197.91 | 188.44 | 108.71 | 10.82 | 0 | 0 | 0 | 0 | 0 | 0 | 0 | 0 | 0 | 0 | 0 | 0 | 0 | 0.37 | 37.82 | 120.24 | 144.59 | 152.33 | 149.33 | 154.19 | 145.74 | 133.06 | 75.61 | 6.49 | 0 | 0 | 0 | 0 | 0 | 0 | 0
SLSTR2_2_SOLAR2 |  | Solar_1Axis | Solar Tracking | CISO | South | Socal | FC | 276 | 0 | 0 | 0 | 0 | 0 | 0 | 0.14 | 30.79 | 112.78 | 145.65 | 151.38 | 154.61 | 152.7 | 143.42 | 132.73 | 83.65 | 16.47 | 0 | 0 | 0 | 0 | 0 | 0 | 0 | 0 | 0 | 0 | 0 | 0 | 0 | 1.9 | 70.5 | 172.5 | 184.32 | 182.78 | 176.59 | 170.79 | 166.84 | 163.87 | 147.36 | 64.3 | 2.37 | 0 | 0 | 0 | 0 | 0 | 0 | 0 | 0 | 0 | 0 | 0 | 0 | 21.32 | 126.68 | 174.51 | 180.89 | 177.61 | 173.14 | 172.12 | 156.26 | 142.12 | 128.23 | 91.11 | 13.75 | 0 | 0 | 0 | 0 | 0 | 0 | 0 | 0 | 0 | 0 | 0 | 12.21 | 117.77 | 208.47 | 219.72 | 225.06 | 223.4 | 224.89 | 222.44 | 221.96 | 215.01 | 203.67 | 167.97 | 55.77 | 1.31 | 0 | 0 | 0 | 0 | 0 | 0 | 0 | 0 | 0 | 0.37 | 45.44 | 158.03 | 215.76 | 230.43 | 235.57 | 236.09 | 238 | 237.64 | 234.46 | 228.61 | 219.4 | 191.66 | 94.29 | 8.88 | 0 | 0 | 0 | 0 | 0 | 0 | 0 | 0 | 0 | 0.83 | 53.85 | 158.16 | 207.37 | 223.61 | 232.55 | 234.41 | 235.67 | 235.29 | 232.63 | 226.9 | 219 | 194.24 | 117.36 | 20.09 | 0.01 | 0 | 0 | 0 | 0 | 0 | 0 | 0 | 0 | 0.07 | 25.24 | 123.1 | 192.89 | 218.75 | 229.74 | 231.98 | 231.31 | 229.31 | 226.56 | 220.34 | 210.96 | 185.73 | 107.44 | 17.11 | 0.01 | 0 | 0 | 0 | 0 | 0 | 0 | 0 | 0 | 0 | 8.5 | 92.18 | 173.35 | 206.23 | 221.12 | 225.86 | 225.32 | 220.9 | 214.93 | 206.24 | 190.14 | 151.23 | 56.02 | 1.72 | 0 | 0 | 0 | 0 | 0 | 0 | 0 | 0 | 0 | 0 | 1.89 | 68.13 | 178.06 | 207.35 | 218.12 | 219.87 | 219.81 | 218.61 | 216.04 | 212.89 | 192.24 | 107.52 | 12.9 | 0 | 0 | 0 | 0 | 0 | 0 | 0 | 0 | 0 | 0 | 0 | 0.13 | 38.89 | 154.85 | 196.7 | 202.67 | 200.9 | 201.47 | 202.51 | 203.43 | 199.02 | 155.71 | 43.92 | 0.49 | 0 | 0 | 0 | 0 | 0 | 0 | 0 | 0 | 0 | 0 | 0 | 0 | 7.19 | 90.81 | 169.57 | 183.42 | 178.48 | 173.65 | 175.78 | 176.2 | 167.78 | 96.78 | 9.63 | 0 | 0 | 0 | 0 | 0 | 0 | 0 | 0 | 0 | 0 | 0 | 0 | 0 | 0.33 | 33.67 | 107.05 | 128.73 | 135.62 | 132.95 | 137.28 | 129.76 | 118.46 | 67.31 | 5.78 | 0 | 0 | 0 | 0 | 0 | 0 | 0
SMYRNA_1_DL1SR1 |  | Solar_1Axis | Solar Tracking | CISO | North | Norcal | FC | 1 | 0 | 0 | 0 | 0 | 0 | 0 | 0 | 0.02 | 0.16 | 0.31 | 0.39 | 0.43 | 0.43 | 0.4 | 0.38 | 0.26 | 0.06 | 0 | 0 | 0 | 0 | 0 | 0 | 0 | 0 | 0 | 0 | 0 | 0 | 0 | 0 | 0.12 | 0.51 | 0.64 | 0.65 | 0.62 | 0.61 | 0.61 | 0.62 | 0.53 | 0.28 | 0.02 | 0 | 0 | 0 | 0 | 0 | 0 | 0 | 0 | 0 | 0 | 0 | 0 | 0.03 | 0.32 | 0.6 | 0.64 | 0.6 | 0.62 | 0.61 | 0.56 | 0.52 | 0.48 | 0.34 | 0.08 | 0 | 0 | 0 | 0 | 0 | 0 | 0 | 0 | 0 | 0 | 0 | 0.01 | 0.3 | 0.66 | 0.72 | 0.72 | 0.71 | 0.72 | 0.73 | 0.72 | 0.73 | 0.7 | 0.64 | 0.3 | 0.01 | 0 | 0 | 0 | 0 | 0 | 0 | 0 | 0 | 0 | 0 | 0.11 | 0.52 | 0.73 | 0.77 | 0.77 | 0.76 | 0.78 | 0.78 | 0.79 | 0.79 | 0.78 | 0.73 | 0.45 | 0.07 | 0 | 0 | 0 | 0 | 0 | 0 | 0 | 0 | 0 | 0 | 0.16 | 0.57 | 0.78 | 0.83 | 0.84 | 0.85 | 0.85 | 0.85 | 0.84 | 0.84 | 0.82 | 0.77 | 0.57 | 0.16 | 0 | 0 | 0 | 0 | 0 | 0 | 0 | 0 | 0 | 0 | 0.07 | 0.46 | 0.74 | 0.82 | 0.83 | 0.84 | 0.83 | 0.83 | 0.82 | 0.82 | 0.79 | 0.73 | 0.51 | 0.12 | 0 | 0 | 0 | 0 | 0 | 0 | 0 | 0 | 0 | 0 | 0.01 | 0.27 | 0.62 | 0.75 | 0.79 | 0.79 | 0.8 | 0.79 | 0.79 | 0.78 | 0.73 | 0.6 | 0.27 | 0.01 | 0 | 0 | 0 | 0 | 0 | 0 | 0 | 0 | 0 | 0 | 0 | 0.16 | 0.59 | 0.74 | 0.76 | 0.76 | 0.75 | 0.75 | 0.76 | 0.77 | 0.72 | 0.48 | 0.09 | 0 | 0 | 0 | 0 | 0 | 0 | 0 | 0 | 0 | 0 | 0 | 0 | 0.05 | 0.39 | 0.64 | 0.66 | 0.65 | 0.63 | 0.64 | 0.65 | 0.65 | 0.55 | 0.18 | 0 | 0 | 0 | 0 | 0 | 0 | 0 | 0 | 0 | 0 | 0 | 0 | 0 | 0 | 0.15 | 0.46 | 0.54 | 0.53 | 0.51 | 0.53 | 0.54 | 0.51 | 0.32 | 0.04 | 0 | 0 | 0 | 0 | 0 | 0 | 0 | 0 | 0 | 0 | 0 | 0 | 0 | 0 | 0.03 | 0.2 | 0.34 | 0.41 | 0.43 | 0.42 | 0.4 | 0.37 | 0.21 | 0.02 | 0 | 0 | 0 | 0 | 0 | 0 | 0
SPRGVL_2_CREST |  | Solar_Fixed | Solar Fixed | CISO | South | Socal | EO | 3 | 0 | 0 | 0 | 0 | 0 | 0 | 0 | 0.36 | 1.24 | 1.69 | 1.86 | 1.93 | 1.84 | 1.76 | 1.47 | 0.81 | 0.12 | 0 | 0 | 0 | 0 | 0 | 0 | 0 | 0 | 0 | 0 | 0 | 0 | 0 | 0.03 | 0.65 | 1.57 | 1.93 | 2.05 | 2.07 | 1.99 | 1.89 | 1.71 | 1.34 | 0.49 | 0.01 | 0 | 0 | 0 | 0 | 0 | 0 | 0 | 0 | 0 | 0 | 0 | 0 | 0.22 | 1.14 | 1.77 | 2.02 | 2.06 | 2.09 | 2 | 1.89 | 1.71 | 1.39 | 0.75 | 0.1 | 0 | 0 | 0 | 0 | 0 | 0 | 0 | 0 | 0 | 0 | 0 | 0.11 | 0.88 | 1.78 | 2.24 | 2.43 | 2.52 | 2.53 | 2.48 | 2.41 | 2.22 | 1.92 | 1.31 | 0.34 | 0.01 | 0 | 0 | 0 | 0 | 0 | 0 | 0 | 0 | 0 | 0.01 | 0.35 | 1.26 | 1.88 | 2.27 | 2.5 | 2.6 | 2.63 | 2.6 | 2.55 | 2.38 | 2.08 | 1.52 | 0.59 | 0.05 | 0 | 0 | 0 | 0 | 0 | 0 | 0 | 0 | 0 | 0.01 | 0.4 | 1.23 | 1.84 | 2.29 | 2.51 | 2.63 | 2.64 | 2.62 | 2.54 | 2.34 | 2.05 | 1.6 | 0.76 | 0.1 | 0 | 0 | 0 | 0 | 0 | 0 | 0 | 0 | 0 | 0 | 0.21 | 0.89 | 1.61 | 2.04 | 2.3 | 2.46 | 2.52 | 2.49 | 2.41 | 2.22 | 1.95 | 1.49 | 0.69 | 0.08 | 0 | 0 | 0 | 0 | 0 | 0 | 0 | 0 | 0 | 0 | 0.09 | 0.77 | 1.62 | 2.04 | 2.33 | 2.53 | 2.59 | 2.48 | 2.4 | 2.2 | 1.88 | 1.26 | 0.37 | 0.01 | 0 | 0 | 0 | 0 | 0 | 0 | 0 | 0 | 0 | 0 | 0.03 | 0.61 | 1.57 | 2.07 | 2.32 | 2.47 | 2.5 | 2.5 | 2.39 | 2.16 | 1.72 | 0.8 | 0.08 | 0 | 0 | 0 | 0 | 0 | 0 | 0 | 0 | 0 | 0 | 0 | 0 | 0.38 | 1.4 | 2 | 2.25 | 2.4 | 2.43 | 2.39 | 2.27 | 2.03 | 1.35 | 0.32 | 0 | 0 | 0 | 0 | 0 | 0 | 0 | 0 | 0 | 0 | 0 | 0 | 0 | 0.1 | 0.89 | 1.75 | 2.04 | 2.16 | 2.19 | 2.13 | 2.01 | 1.65 | 0.77 | 0.06 | 0 | 0 | 0 | 0 | 0 | 0 | 0 | 0 | 0 | 0 | 0 | 0 | 0 | 0.01 | 0.4 | 1.16 | 1.56 | 1.7 | 1.79 | 1.77 | 1.62 | 1.27 | 0.59 | 0.04 | 0 | 0 | 0 | 0 | 0 | 0 | 0
SPRGVL_2_EXETPV |  | Solar_Fixed | Solar Fixed | CISO | South | Socal | EO | 3.5 | 0 | 0 | 0 | 0 | 0 | 0 | 0.01 | 0.42 | 1.45 | 1.97 | 2.17 | 2.25 | 2.15 | 2.05 | 1.72 | 0.95 | 0.14 | 0 | 0 | 0 | 0 | 0 | 0 | 0 | 0 | 0 | 0 | 0 | 0 | 0 | 0.03 | 0.76 | 1.84 | 2.25 | 2.39 | 2.42 | 2.32 | 2.2 | 1.99 | 1.56 | 0.57 | 0.01 | 0 | 0 | 0 | 0 | 0 | 0 | 0 | 0 | 0 | 0 | 0 | 0 | 0.25 | 1.33 | 2.06 | 2.35 | 2.4 | 2.44 | 2.34 | 2.21 | 1.99 | 1.62 | 0.87 | 0.12 | 0 | 0 | 0 | 0 | 0 | 0 | 0 | 0 | 0 | 0 | 0 | 0.12 | 1.03 | 2.08 | 2.61 | 2.83 | 2.95 | 2.95 | 2.89 | 2.81 | 2.59 | 2.24 | 1.53 | 0.4 | 0.01 | 0 | 0 | 0 | 0 | 0 | 0 | 0 | 0 | 0 | 0.01 | 0.41 | 1.47 | 2.2 | 2.64 | 2.91 | 3.04 | 3.06 | 3.03 | 2.97 | 2.78 | 2.43 | 1.77 | 0.69 | 0.05 | 0 | 0 | 0 | 0 | 0 | 0 | 0 | 0 | 0 | 0.01 | 0.47 | 1.43 | 2.14 | 2.67 | 2.92 | 3.07 | 3.08 | 3.06 | 2.97 | 2.73 | 2.39 | 1.86 | 0.89 | 0.12 | 0 | 0 | 0 | 0 | 0 | 0 | 0 | 0 | 0 | 0 | 0.25 | 1.03 | 1.87 | 2.38 | 2.69 | 2.87 | 2.94 | 2.91 | 2.81 | 2.6 | 2.27 | 1.74 | 0.8 | 0.1 | 0 | 0 | 0 | 0 | 0 | 0 | 0 | 0 | 0 | 0 | 0.1 | 0.9 | 1.89 | 2.38 | 2.72 | 2.96 | 3.02 | 2.89 | 2.8 | 2.57 | 2.19 | 1.48 | 0.43 | 0.01 | 0 | 0 | 0 | 0 | 0 | 0 | 0 | 0 | 0 | 0 | 0.03 | 0.71 | 1.83 | 2.41 | 2.71 | 2.88 | 2.92 | 2.92 | 2.79 | 2.52 | 2.01 | 0.94 | 0.1 | 0 | 0 | 0 | 0 | 0 | 0 | 0 | 0 | 0 | 0 | 0 | 0.01 | 0.45 | 1.64 | 2.33 | 2.62 | 2.8 | 2.83 | 2.79 | 2.65 | 2.37 | 1.57 | 0.37 | 0.01 | 0 | 0 | 0 | 0 | 0 | 0 | 0 | 0 | 0 | 0 | 0 | 0 | 0.12 | 1.04 | 2.04 | 2.38 | 2.52 | 2.56 | 2.49 | 2.34 | 1.93 | 0.9 | 0.07 | 0 | 0 | 0 | 0 | 0 | 0 | 0 | 0 | 0 | 0 | 0 | 0 | 0 | 0.01 | 0.46 | 1.35 | 1.82 | 1.98 | 2.09 | 2.07 | 1.89 | 1.49 | 0.69 | 0.04 | 0 | 0 | 0 | 0 | 0 | 0 | 0
SPRGVL_2_LINDPV |  | Solar_Fixed | Solar Fixed | CISO | South | Socal | EO | 4 | 0 | 0 | 0 | 0 | 0 | 0 | 0.01 | 0.48 | 1.65 | 2.25 | 2.48 | 2.57 | 2.46 | 2.34 | 1.96 | 1.09 | 0.16 | 0 | 0 | 0 | 0 | 0 | 0 | 0 | 0 | 0 | 0 | 0 | 0 | 0 | 0.04 | 0.87 | 2.1 | 2.57 | 2.73 | 2.76 | 2.65 | 2.52 | 2.28 | 1.79 | 0.65 | 0.02 | 0 | 0 | 0 | 0 | 0 | 0 | 0 | 0 | 0 | 0 | 0 | 0 | 0.29 | 1.52 | 2.36 | 2.69 | 2.75 | 2.79 | 2.67 | 2.52 | 2.28 | 1.85 | 1 | 0.13 | 0 | 0 | 0 | 0 | 0 | 0 | 0 | 0 | 0 | 0 | 0 | 0.14 | 1.18 | 2.38 | 2.99 | 3.24 | 3.37 | 3.37 | 3.31 | 3.22 | 2.96 | 2.56 | 1.74 | 0.46 | 0.01 | 0 | 0 | 0 | 0 | 0 | 0 | 0 | 0 | 0 | 0.01 | 0.47 | 1.68 | 2.51 | 3.02 | 3.33 | 3.47 | 3.5 | 3.47 | 3.4 | 3.17 | 2.78 | 2.02 | 0.78 | 0.06 | 0 | 0 | 0 | 0 | 0 | 0 | 0 | 0 | 0 | 0.02 | 0.53 | 1.64 | 2.45 | 3.05 | 3.34 | 3.51 | 3.52 | 3.49 | 3.39 | 3.12 | 2.73 | 2.13 | 1.01 | 0.14 | 0 | 0 | 0 | 0 | 0 | 0 | 0 | 0 | 0 | 0 | 0.28 | 1.18 | 2.14 | 2.72 | 3.07 | 3.28 | 3.36 | 3.32 | 3.22 | 2.97 | 2.6 | 1.99 | 0.91 | 0.11 | 0 | 0 | 0 | 0 | 0 | 0 | 0 | 0 | 0 | 0 | 0.12 | 1.03 | 2.16 | 2.73 | 3.11 | 3.38 | 3.45 | 3.31 | 3.2 | 2.94 | 2.51 | 1.69 | 0.49 | 0.02 | 0 | 0 | 0 | 0 | 0 | 0 | 0 | 0 | 0 | 0 | 0.04 | 0.81 | 2.1 | 2.76 | 3.09 | 3.3 | 3.34 | 3.34 | 3.19 | 2.88 | 2.29 | 1.07 | 0.11 | 0 | 0 | 0 | 0 | 0 | 0 | 0 | 0 | 0 | 0 | 0 | 0.01 | 0.51 | 1.87 | 2.66 | 3 | 3.2 | 3.24 | 3.19 | 3.03 | 2.71 | 1.8 | 0.42 | 0.01 | 0 | 0 | 0 | 0 | 0 | 0 | 0 | 0 | 0 | 0 | 0 | 0 | 0.13 | 1.19 | 2.34 | 2.72 | 2.89 | 2.92 | 2.84 | 2.68 | 2.2 | 1.03 | 0.08 | 0 | 0 | 0 | 0 | 0 | 0 | 0 | 0 | 0 | 0 | 0 | 0 | 0 | 0.01 | 0.53 | 1.54 | 2.08 | 2.27 | 2.39 | 2.36 | 2.16 | 1.7 | 0.78 | 0.05 | 0 | 0 | 0 | 0 | 0 | 0 | 0
SPRGVL_2_PORTPV |  | Solar_Fixed | Solar Fixed | CISO | South | Socal | EO | 3.5 | 0 | 0 | 0 | 0 | 0 | 0 | 0.01 | 0.42 | 1.45 | 1.97 | 2.17 | 2.25 | 2.15 | 2.05 | 1.72 | 0.95 | 0.14 | 0 | 0 | 0 | 0 | 0 | 0 | 0 | 0 | 0 | 0 | 0 | 0 | 0 | 0.03 | 0.76 | 1.84 | 2.25 | 2.39 | 2.42 | 2.32 | 2.2 | 1.99 | 1.56 | 0.57 | 0.01 | 0 | 0 | 0 | 0 | 0 | 0 | 0 | 0 | 0 | 0 | 0 | 0 | 0.25 | 1.33 | 2.06 | 2.35 | 2.4 | 2.44 | 2.34 | 2.21 | 1.99 | 1.62 | 0.87 | 0.12 | 0 | 0 | 0 | 0 | 0 | 0 | 0 | 0 | 0 | 0 | 0 | 0.12 | 1.03 | 2.08 | 2.61 | 2.83 | 2.95 | 2.95 | 2.89 | 2.81 | 2.59 | 2.24 | 1.53 | 0.4 | 0.01 | 0 | 0 | 0 | 0 | 0 | 0 | 0 | 0 | 0 | 0.01 | 0.41 | 1.47 | 2.2 | 2.64 | 2.91 | 3.04 | 3.06 | 3.03 | 2.97 | 2.78 | 2.43 | 1.77 | 0.69 | 0.05 | 0 | 0 | 0 | 0 | 0 | 0 | 0 | 0 | 0 | 0.01 | 0.47 | 1.43 | 2.14 | 2.67 | 2.92 | 3.07 | 3.08 | 3.06 | 2.97 | 2.73 | 2.39 | 1.86 | 0.89 | 0.12 | 0 | 0 | 0 | 0 | 0 | 0 | 0 | 0 | 0 | 0 | 0.25 | 1.03 | 1.87 | 2.38 | 2.69 | 2.87 | 2.94 | 2.91 | 2.81 | 2.6 | 2.27 | 1.74 | 0.8 | 0.1 | 0 | 0 | 0 | 0 | 0 | 0 | 0 | 0 | 0 | 0 | 0.1 | 0.9 | 1.89 | 2.38 | 2.72 | 2.96 | 3.02 | 2.89 | 2.8 | 2.57 | 2.19 | 1.48 | 0.43 | 0.01 | 0 | 0 | 0 | 0 | 0 | 0 | 0 | 0 | 0 | 0 | 0.03 | 0.71 | 1.83 | 2.41 | 2.71 | 2.88 | 2.92 | 2.92 | 2.79 | 2.52 | 2.01 | 0.94 | 0.1 | 0 | 0 | 0 | 0 | 0 | 0 | 0 | 0 | 0 | 0 | 0 | 0.01 | 0.45 | 1.64 | 2.33 | 2.62 | 2.8 | 2.83 | 2.79 | 2.65 | 2.37 | 1.57 | 0.37 | 0.01 | 0 | 0 | 0 | 0 | 0 | 0 | 0 | 0 | 0 | 0 | 0 | 0 | 0.12 | 1.04 | 2.04 | 2.38 | 2.52 | 2.56 | 2.49 | 2.34 | 1.93 | 0.9 | 0.07 | 0 | 0 | 0 | 0 | 0 | 0 | 0 | 0 | 0 | 0 | 0 | 0 | 0 | 0.01 | 0.46 | 1.35 | 1.82 | 1.98 | 2.09 | 2.07 | 1.89 | 1.49 | 0.69 | 0.04 | 0 | 0 | 0 | 0 | 0 | 0 | 0
STROUD_6_SOLAR |  | Solar_Fixed | Solar Fixed | CISO | North | Norcal | FC | 20 | 0 | 0 | 0 | 0 | 0 | 0 | 0 | 0.47 | 3.5 | 7.26 | 9.03 | 9.71 | 9.58 | 8.84 | 7.62 | 5.18 | 1.2 | 0 | 0 | 0 | 0 | 0 | 0 | 0 | 0 | 0 | 0 | 0 | 0 | 0 | 0 | 2.02 | 8.41 | 11.7 | 12.89 | 13.01 | 13.1 | 12.76 | 11.98 | 9.43 | 4.45 | 0.33 | 0 | 0 | 0 | 0 | 0 | 0 | 0 | 0 | 0 | 0 | 0 | 0 | 0.48 | 5.2 | 9.94 | 11.63 | 11.95 | 11.7 | 12.02 | 11.7 | 10.61 | 8.78 | 6.01 | 1.47 | 0 | 0 | 0 | 0 | 0 | 0 | 0 | 0 | 0 | 0 | 0 | 0.2 | 4.03 | 10.43 | 13.51 | 15.01 | 15.55 | 16.2 | 15.9 | 15.72 | 15.24 | 13.5 | 10.37 | 4.28 | 0.27 | 0 | 0 | 0 | 0 | 0 | 0 | 0 | 0 | 0 | 0 | 1.28 | 7.04 | 11.9 | 14.4 | 15.86 | 16.26 | 16.4 | 16.47 | 16.43 | 15.84 | 14.2 | 11.71 | 6.32 | 1.05 | 0 | 0 | 0 | 0 | 0 | 0 | 0 | 0 | 0 | 0.01 | 1.78 | 7.39 | 12.09 | 14.6 | 15.82 | 16.63 | 16.86 | 17.13 | 16.86 | 16.09 | 14.69 | 12.18 | 7.66 | 2.08 | 0.03 | 0 | 0 | 0 | 0 | 0 | 0 | 0 | 0 | 0 | 0.85 | 6.15 | 11.5 | 14.49 | 15.97 | 16.97 | 17.19 | 17.08 | 16.81 | 16.03 | 14.64 | 11.98 | 7.41 | 1.64 | 0.01 | 0 | 0 | 0 | 0 | 0 | 0 | 0 | 0 | 0 | 0.13 | 3.71 | 9.79 | 13.17 | 14.77 | 15.86 | 16.36 | 16.29 | 16.2 | 15.36 | 13.46 | 10.02 | 4.02 | 0.24 | 0 | 0 | 0 | 0 | 0 | 0 | 0 | 0 | 0 | 0 | 0.01 | 2.49 | 9.52 | 13.68 | 15.33 | 16.18 | 16.43 | 16.31 | 16.05 | 15.23 | 13.14 | 8.01 | 1.73 | 0 | 0 | 0 | 0 | 0 | 0 | 0 | 0 | 0 | 0 | 0 | 0 | 0.89 | 6.74 | 11.92 | 13.83 | 14.19 | 14.3 | 14.23 | 14.09 | 12.97 | 9.78 | 3.47 | 0.13 | 0 | 0 | 0 | 0 | 0 | 0 | 0 | 0 | 0 | 0 | 0 | 0 | 0.04 | 2.86 | 9.17 | 11.86 | 12.58 | 12.47 | 12.43 | 12.02 | 10.55 | 6.07 | 0.83 | 0 | 0 | 0 | 0 | 0 | 0 | 0 | 0 | 0 | 0 | 0 | 0 | 0 | 0 | 0.68 | 3.52 | 6.84 | 8.66 | 9.49 | 9.25 | 8.54 | 7.37 | 4.16 | 0.53 | 0 | 0 | 0 | 0 | 0 | 0 | 0
STROUD_6_WWHSR1 |  | Solar_1Axis | Solar Tracking | CISO | North | Norcal | EO | 1.5 | 0 | 0 | 0 | 0 | 0 | 0 | 0 | 0.03 | 0.25 | 0.47 | 0.58 | 0.64 | 0.64 | 0.6 | 0.56 | 0.39 | 0.08 | 0 | 0 | 0 | 0 | 0 | 0 | 0 | 0 | 0 | 0 | 0 | 0 | 0 | 0 | 0.19 | 0.77 | 0.96 | 0.98 | 0.93 | 0.92 | 0.91 | 0.93 | 0.79 | 0.42 | 0.02 | 0 | 0 | 0 | 0 | 0 | 0 | 0 | 0 | 0 | 0 | 0 | 0 | 0.04 | 0.48 | 0.9 | 0.96 | 0.9 | 0.93 | 0.91 | 0.84 | 0.78 | 0.72 | 0.51 | 0.12 | 0 | 0 | 0 | 0 | 0 | 0 | 0 | 0 | 0 | 0 | 0 | 0.02 | 0.45 | 0.99 | 1.09 | 1.08 | 1.06 | 1.09 | 1.09 | 1.07 | 1.09 | 1.05 | 0.95 | 0.44 | 0.02 | 0 | 0 | 0 | 0 | 0 | 0 | 0 | 0 | 0 | 0 | 0.16 | 0.78 | 1.1 | 1.15 | 1.15 | 1.14 | 1.16 | 1.16 | 1.19 | 1.19 | 1.16 | 1.1 | 0.68 | 0.11 | 0 | 0 | 0 | 0 | 0 | 0 | 0 | 0 | 0 | 0 | 0.24 | 0.86 | 1.17 | 1.25 | 1.26 | 1.27 | 1.28 | 1.28 | 1.27 | 1.27 | 1.24 | 1.15 | 0.85 | 0.24 | 0 | 0 | 0 | 0 | 0 | 0 | 0 | 0 | 0 | 0 | 0.11 | 0.69 | 1.11 | 1.23 | 1.25 | 1.25 | 1.25 | 1.25 | 1.23 | 1.23 | 1.18 | 1.09 | 0.77 | 0.18 | 0 | 0 | 0 | 0 | 0 | 0 | 0 | 0 | 0 | 0 | 0.02 | 0.4 | 0.93 | 1.13 | 1.18 | 1.19 | 1.2 | 1.19 | 1.18 | 1.17 | 1.1 | 0.9 | 0.4 | 0.02 | 0 | 0 | 0 | 0 | 0 | 0 | 0 | 0 | 0 | 0 | 0 | 0.25 | 0.88 | 1.11 | 1.15 | 1.14 | 1.13 | 1.13 | 1.14 | 1.15 | 1.08 | 0.71 | 0.14 | 0 | 0 | 0 | 0 | 0 | 0 | 0 | 0 | 0 | 0 | 0 | 0 | 0.07 | 0.58 | 0.97 | 1 | 0.98 | 0.95 | 0.96 | 0.98 | 0.97 | 0.82 | 0.27 | 0.01 | 0 | 0 | 0 | 0 | 0 | 0 | 0 | 0 | 0 | 0 | 0 | 0 | 0 | 0.23 | 0.69 | 0.81 | 0.79 | 0.77 | 0.79 | 0.81 | 0.76 | 0.48 | 0.06 | 0 | 0 | 0 | 0 | 0 | 0 | 0 | 0 | 0 | 0 | 0 | 0 | 0 | 0 | 0.04 | 0.31 | 0.5 | 0.61 | 0.64 | 0.63 | 0.61 | 0.56 | 0.31 | 0.03 | 0 | 0 | 0 | 0 | 0 | 0 | 0
SUMWHT_6_SWSSR1 |  | Solar_1Axis | Solar Tracking | CISO | North | Norcal | FC | 18.5 | 0 | 0 | 0 | 0 | 0 | 0 | 0 | 0.39 | 3.03 | 5.78 | 7.14 | 7.87 | 7.87 | 7.43 | 6.95 | 4.75 | 1.03 | 0 | 0 | 0 | 0 | 0 | 0 | 0 | 0 | 0 | 0 | 0 | 0 | 0 | 0 | 2.28 | 9.5 | 11.84 | 12.1 | 11.46 | 11.3 | 11.22 | 11.47 | 9.78 | 5.13 | 0.28 | 0 | 0 | 0 | 0 | 0 | 0 | 0 | 0 | 0 | 0 | 0 | 0 | 0.48 | 5.91 | 11.09 | 11.88 | 11.15 | 11.45 | 11.28 | 10.38 | 9.59 | 8.93 | 6.29 | 1.45 | 0 | 0 | 0 | 0 | 0 | 0 | 0 | 0 | 0 | 0 | 0 | 0.26 | 5.52 | 12.18 | 13.4 | 13.32 | 13.09 | 13.4 | 13.43 | 13.23 | 13.45 | 12.89 | 11.76 | 5.46 | 0.25 | 0 | 0 | 0 | 0 | 0 | 0 | 0 | 0 | 0 | 0 | 2.03 | 9.6 | 13.54 | 14.16 | 14.18 | 14.05 | 14.35 | 14.34 | 14.67 | 14.67 | 14.35 | 13.52 | 8.37 | 1.3 | 0 | 0 | 0 | 0 | 0 | 0 | 0 | 0 | 0 | 0.01 | 2.92 | 10.61 | 14.38 | 15.39 | 15.58 | 15.7 | 15.79 | 15.75 | 15.61 | 15.6 | 15.26 | 14.16 | 10.49 | 2.96 | 0.03 | 0 | 0 | 0 | 0 | 0 | 0 | 0 | 0 | 0 | 1.33 | 8.51 | 13.73 | 15.15 | 15.36 | 15.47 | 15.41 | 15.37 | 15.21 | 15.18 | 14.56 | 13.5 | 9.47 | 2.23 | 0.01 | 0 | 0 | 0 | 0 | 0 | 0 | 0 | 0 | 0 | 0.19 | 4.99 | 11.53 | 13.94 | 14.58 | 14.65 | 14.76 | 14.65 | 14.53 | 14.43 | 13.58 | 11.14 | 4.94 | 0.27 | 0 | 0 | 0 | 0 | 0 | 0 | 0 | 0 | 0 | 0 | 0.02 | 3.05 | 10.86 | 13.69 | 14.15 | 14.05 | 13.89 | 13.91 | 14.11 | 14.17 | 13.35 | 8.79 | 1.73 | 0 | 0 | 0 | 0 | 0 | 0 | 0 | 0 | 0 | 0 | 0 | 0 | 0.91 | 7.21 | 11.93 | 12.29 | 12.04 | 11.74 | 11.83 | 12.04 | 12 | 10.1 | 3.36 | 0.07 | 0 | 0 | 0 | 0 | 0 | 0 | 0 | 0 | 0 | 0 | 0 | 0 | 0.03 | 2.81 | 8.47 | 9.97 | 9.78 | 9.47 | 9.75 | 10.04 | 9.43 | 5.91 | 0.7 | 0 | 0 | 0 | 0 | 0 | 0 | 0 | 0 | 0 | 0 | 0 | 0 | 0 | 0 | 0.55 | 3.79 | 6.21 | 7.55 | 7.93 | 7.72 | 7.48 | 6.92 | 3.87 | 0.42 | 0 | 0 | 0 | 0 | 0 | 0 | 0
SUNCAT_2_A2BSR2 |  | Paired_Solar_1Axis | Solar Tracking | CISO | South | Socal | ID | 133 | 0 | 0 | 0 | 0 | 0 | 0 | 0.07 | 14.84 | 54.35 | 70.19 | 72.95 | 74.5 | 73.58 | 69.11 | 63.96 | 40.31 | 7.94 | 0 | 0 | 0 | 0 | 0 | 0 | 0 | 0 | 0 | 0 | 0 | 0 | 0 | 0.92 | 33.98 | 83.13 | 88.82 | 88.08 | 85.09 | 82.3 | 80.4 | 78.97 | 71.01 | 30.98 | 1.14 | 0 | 0 | 0 | 0 | 0 | 0 | 0 | 0 | 0 | 0 | 0 | 0 | 10.27 | 61.05 | 84.09 | 87.17 | 85.59 | 83.43 | 82.94 | 75.3 | 68.49 | 61.79 | 43.9 | 6.63 | 0 | 0 | 0 | 0 | 0 | 0 | 0 | 0 | 0 | 0 | 0 | 5.88 | 56.75 | 100.46 | 105.88 | 108.45 | 107.65 | 108.37 | 107.19 | 106.96 | 103.61 | 98.14 | 80.94 | 26.87 | 0.63 | 0 | 0 | 0 | 0 | 0 | 0 | 0 | 0 | 0 | 0.18 | 21.9 | 76.15 | 103.97 | 111.04 | 113.52 | 113.77 | 114.69 | 114.52 | 112.98 | 110.16 | 105.72 | 92.36 | 45.44 | 4.28 | 0 | 0 | 0 | 0 | 0 | 0 | 0 | 0 | 0 | 0.4 | 25.95 | 76.21 | 99.93 | 107.75 | 112.06 | 112.96 | 113.57 | 113.38 | 112.1 | 109.34 | 105.53 | 93.6 | 56.56 | 9.68 | 0.01 | 0 | 0 | 0 | 0 | 0 | 0 | 0 | 0 | 0.03 | 12.16 | 59.32 | 92.95 | 105.41 | 110.71 | 111.79 | 111.47 | 110.5 | 109.18 | 106.18 | 101.66 | 89.5 | 51.77 | 8.25 | 0 | 0 | 0 | 0 | 0 | 0 | 0 | 0 | 0 | 0 | 4.1 | 44.42 | 83.54 | 99.38 | 106.55 | 108.84 | 108.58 | 106.45 | 103.57 | 99.38 | 91.63 | 72.88 | 26.99 | 0.83 | 0 | 0 | 0 | 0 | 0 | 0 | 0 | 0 | 0 | 0 | 0.91 | 32.83 | 85.8 | 99.92 | 105.11 | 105.95 | 105.92 | 105.34 | 104.11 | 102.59 | 92.64 | 51.81 | 6.22 | 0 | 0 | 0 | 0 | 0 | 0 | 0 | 0 | 0 | 0 | 0 | 0.06 | 18.74 | 74.62 | 94.79 | 97.66 | 96.81 | 97.08 | 97.59 | 98.03 | 95.91 | 75.04 | 21.17 | 0.23 | 0 | 0 | 0 | 0 | 0 | 0 | 0 | 0 | 0 | 0 | 0 | 0 | 3.46 | 43.76 | 81.71 | 88.39 | 86.01 | 83.68 | 84.71 | 84.91 | 80.85 | 46.64 | 4.64 | 0 | 0 | 0 | 0 | 0 | 0 | 0 | 0 | 0 | 0 | 0 | 0 | 0 | 0.16 | 16.23 | 51.59 | 62.03 | 65.35 | 64.07 | 66.15 | 62.53 | 57.08 | 32.44 | 2.78 | 0 | 0 | 0 | 0 | 0 | 0 | 0
SUNSLR_1_SSVSR1 |  | Solar_1Axis | Solar Tracking | CISO | South | Socal | FC | 100 | 0 | 0 | 0 | 0 | 0 | 0 | 0.05 | 11.15 | 40.86 | 52.77 | 54.85 | 56.02 | 55.33 | 51.96 | 48.09 | 30.31 | 5.97 | 0 | 0 | 0 | 0 | 0 | 0 | 0 | 0 | 0 | 0 | 0 | 0 | 0 | 0.69 | 25.55 | 62.5 | 66.78 | 66.22 | 63.98 | 61.88 | 60.45 | 59.37 | 53.39 | 23.3 | 0.86 | 0 | 0 | 0 | 0 | 0 | 0 | 0 | 0 | 0 | 0 | 0 | 0 | 7.72 | 45.9 | 63.23 | 65.54 | 64.35 | 62.73 | 62.36 | 56.62 | 51.49 | 46.46 | 33.01 | 4.98 | 0 | 0 | 0 | 0 | 0 | 0 | 0 | 0 | 0 | 0 | 0 | 4.42 | 42.67 | 75.53 | 79.61 | 81.54 | 80.94 | 81.48 | 80.59 | 80.42 | 77.9 | 73.79 | 60.86 | 20.21 | 0.48 | 0 | 0 | 0 | 0 | 0 | 0 | 0 | 0 | 0 | 0.13 | 16.46 | 57.26 | 78.18 | 83.49 | 85.35 | 85.54 | 86.23 | 86.1 | 84.95 | 82.83 | 79.49 | 69.44 | 34.16 | 3.22 | 0 | 0 | 0 | 0 | 0 | 0 | 0 | 0 | 0 | 0.3 | 19.51 | 57.3 | 75.13 | 81.02 | 84.26 | 84.93 | 85.39 | 85.25 | 84.29 | 82.21 | 79.35 | 70.38 | 42.52 | 7.28 | 0 | 0 | 0 | 0 | 0 | 0 | 0 | 0 | 0 | 0.03 | 9.15 | 44.6 | 69.89 | 79.26 | 83.24 | 84.05 | 83.81 | 83.08 | 82.09 | 79.83 | 76.43 | 67.29 | 38.93 | 6.2 | 0 | 0 | 0 | 0 | 0 | 0 | 0 | 0 | 0 | 0 | 3.08 | 33.4 | 62.81 | 74.72 | 80.11 | 81.83 | 81.64 | 80.04 | 77.87 | 74.72 | 68.89 | 54.8 | 20.3 | 0.62 | 0 | 0 | 0 | 0 | 0 | 0 | 0 | 0 | 0 | 0 | 0.68 | 24.69 | 64.51 | 75.13 | 79.03 | 79.66 | 79.64 | 79.2 | 78.28 | 77.14 | 69.65 | 38.96 | 4.67 | 0 | 0 | 0 | 0 | 0 | 0 | 0 | 0 | 0 | 0 | 0 | 0.05 | 14.09 | 56.11 | 71.27 | 73.43 | 72.79 | 73 | 73.37 | 73.71 | 72.11 | 56.42 | 15.91 | 0.18 | 0 | 0 | 0 | 0 | 0 | 0 | 0 | 0 | 0 | 0 | 0 | 0 | 2.6 | 32.9 | 61.44 | 66.46 | 64.67 | 62.92 | 63.69 | 63.84 | 60.79 | 35.07 | 3.49 | 0 | 0 | 0 | 0 | 0 | 0 | 0 | 0 | 0 | 0 | 0 | 0 | 0 | 0.12 | 12.2 | 38.79 | 46.64 | 49.14 | 48.17 | 49.74 | 47.01 | 42.92 | 24.39 | 2.09 | 0 | 0 | 0 | 0 | 0 | 0 | 0
SUNSPT_2_WNASR1 |  | Solar_1Axis | Solar Tracking | CISO | South | Socal | FC | 20 | 0 | 0 | 0 | 0 | 0 | 0 | 0.01 | 2.23 | 8.17 | 10.55 | 10.97 | 11.2 | 11.07 | 10.39 | 9.62 | 6.06 | 1.19 | 0 | 0 | 0 | 0 | 0 | 0 | 0 | 0 | 0 | 0 | 0 | 0 | 0 | 0.14 | 5.11 | 12.5 | 13.36 | 13.24 | 12.8 | 12.38 | 12.09 | 11.87 | 10.68 | 4.66 | 0.17 | 0 | 0 | 0 | 0 | 0 | 0 | 0 | 0 | 0 | 0 | 0 | 0 | 1.54 | 9.18 | 12.65 | 13.11 | 12.87 | 12.55 | 12.47 | 11.32 | 10.3 | 9.29 | 6.6 | 1 | 0 | 0 | 0 | 0 | 0 | 0 | 0 | 0 | 0 | 0 | 0 | 0.88 | 8.53 | 15.11 | 15.92 | 16.31 | 16.19 | 16.3 | 16.12 | 16.08 | 15.58 | 14.76 | 12.17 | 4.04 | 0.1 | 0 | 0 | 0 | 0 | 0 | 0 | 0 | 0 | 0 | 0.03 | 3.29 | 11.45 | 15.64 | 16.7 | 17.07 | 17.11 | 17.25 | 17.22 | 16.99 | 16.57 | 15.9 | 13.89 | 6.83 | 0.64 | 0 | 0 | 0 | 0 | 0 | 0 | 0 | 0 | 0 | 0.06 | 3.9 | 11.46 | 15.03 | 16.2 | 16.85 | 16.99 | 17.08 | 17.05 | 16.86 | 16.44 | 15.87 | 14.08 | 8.5 | 1.46 | 0 | 0 | 0 | 0 | 0 | 0 | 0 | 0 | 0 | 0.01 | 1.83 | 8.92 | 13.98 | 15.85 | 16.65 | 16.81 | 16.76 | 16.62 | 16.42 | 15.97 | 15.29 | 13.46 | 7.79 | 1.24 | 0 | 0 | 0 | 0 | 0 | 0 | 0 | 0 | 0 | 0 | 0.62 | 6.68 | 12.56 | 14.94 | 16.02 | 16.37 | 16.33 | 16.01 | 15.57 | 14.94 | 13.78 | 10.96 | 4.06 | 0.12 | 0 | 0 | 0 | 0 | 0 | 0 | 0 | 0 | 0 | 0 | 0.14 | 4.94 | 12.9 | 15.03 | 15.81 | 15.93 | 15.93 | 15.84 | 15.66 | 15.43 | 13.93 | 7.79 | 0.93 | 0 | 0 | 0 | 0 | 0 | 0 | 0 | 0 | 0 | 0 | 0 | 0.01 | 2.82 | 11.22 | 14.25 | 14.69 | 14.56 | 14.6 | 14.67 | 14.74 | 14.42 | 11.28 | 3.18 | 0.04 | 0 | 0 | 0 | 0 | 0 | 0 | 0 | 0 | 0 | 0 | 0 | 0 | 0.52 | 6.58 | 12.29 | 13.29 | 12.93 | 12.58 | 12.74 | 12.77 | 12.16 | 7.01 | 0.7 | 0 | 0 | 0 | 0 | 0 | 0 | 0 | 0 | 0 | 0 | 0 | 0 | 0 | 0.02 | 2.44 | 7.76 | 9.33 | 9.83 | 9.63 | 9.95 | 9.4 | 8.58 | 4.88 | 0.42 | 0 | 0 | 0 | 0 | 0 | 0 | 0
SUNST2_5_SS2SR1 |  | Solar_1Axis | Solar Tracking | CISO | South | Socal | FC | 150 | 0 | 0 | 0 | 0 | 0 | 0 | 0.07 | 16.73 | 61.29 | 79.16 | 82.27 | 84.03 | 82.99 | 77.94 | 72.13 | 45.46 | 8.95 | 0 | 0 | 0 | 0 | 0 | 0 | 0 | 0 | 0 | 0 | 0 | 0 | 0 | 1.03 | 38.32 | 93.75 | 100.17 | 99.33 | 95.97 | 92.82 | 90.67 | 89.06 | 80.09 | 34.94 | 1.29 | 0 | 0 | 0 | 0 | 0 | 0 | 0 | 0 | 0 | 0 | 0 | 0 | 11.59 | 68.85 | 94.84 | 98.31 | 96.53 | 94.1 | 93.54 | 84.92 | 77.24 | 69.69 | 49.51 | 7.47 | 0 | 0 | 0 | 0 | 0 | 0 | 0 | 0 | 0 | 0 | 0 | 6.63 | 64.01 | 113.3 | 119.41 | 122.31 | 121.41 | 122.22 | 120.89 | 120.63 | 116.85 | 110.69 | 91.29 | 30.31 | 0.71 | 0 | 0 | 0 | 0 | 0 | 0 | 0 | 0 | 0 | 0.2 | 24.69 | 85.88 | 117.26 | 125.24 | 128.03 | 128.31 | 129.35 | 129.15 | 127.42 | 124.24 | 119.24 | 104.16 | 51.25 | 4.83 | 0 | 0 | 0 | 0 | 0 | 0 | 0 | 0 | 0 | 0.45 | 29.27 | 85.95 | 112.7 | 121.53 | 126.39 | 127.39 | 128.08 | 127.88 | 126.43 | 123.32 | 119.02 | 105.56 | 63.79 | 10.92 | 0.01 | 0 | 0 | 0 | 0 | 0 | 0 | 0 | 0 | 0.04 | 13.72 | 66.9 | 104.83 | 118.89 | 124.86 | 126.08 | 125.71 | 124.63 | 123.13 | 119.75 | 114.65 | 100.94 | 58.39 | 9.3 | 0 | 0 | 0 | 0 | 0 | 0 | 0 | 0 | 0 | 0 | 4.62 | 50.1 | 94.21 | 112.08 | 120.17 | 122.75 | 122.46 | 120.05 | 116.81 | 112.09 | 103.34 | 82.19 | 30.45 | 0.93 | 0 | 0 | 0 | 0 | 0 | 0 | 0 | 0 | 0 | 0 | 1.03 | 37.03 | 96.77 | 112.69 | 118.55 | 119.5 | 119.46 | 118.81 | 117.41 | 115.7 | 104.48 | 58.43 | 7.01 | 0 | 0 | 0 | 0 | 0 | 0 | 0 | 0 | 0 | 0 | 0 | 0.07 | 21.14 | 84.16 | 106.9 | 110.15 | 109.19 | 109.49 | 110.06 | 110.56 | 108.16 | 84.63 | 23.87 | 0.26 | 0 | 0 | 0 | 0 | 0 | 0 | 0 | 0 | 0 | 0 | 0 | 0 | 3.91 | 49.35 | 92.16 | 99.68 | 97 | 94.37 | 95.53 | 95.76 | 91.18 | 52.6 | 5.23 | 0 | 0 | 0 | 0 | 0 | 0 | 0 | 0 | 0 | 0 | 0 | 0 | 0 | 0.18 | 18.3 | 58.18 | 69.96 | 73.71 | 72.26 | 74.61 | 70.52 | 64.38 | 36.58 | 3.14 | 0 | 0 | 0 | 0 | 0 | 0 | 0
TEHAPI_2_PW1WD1 |  | Wind | Wind | CISO | South | Socal | FC | 47.49 | 4.41 | 4.58 | 5.23 | 4.93 | 4.88 | 4.54 | 3.72 | 3.21 | 3.38 | 3.39 | 3.35 | 3.51 | 3.88 | 4.45 | 4.43 | 4.85 | 4.26 | 4.25 | 3.99 | 4.05 | 3.89 | 3.81 | 3.96 | 3.78 | 5.87 | 6.5 | 6.73 | 6.36 | 5.62 | 5.3 | 5.54 | 5.6 | 5.41 | 6.05 | 6.28 | 6.4 | 7.45 | 6.95 | 7.98 | 7.05 | 8.44 | 8.35 | 9.63 | 9.26 | 9.36 | 8.47 | 7.63 | 6.43 | 9.6 | 10.01 | 9.33 | 8.79 | 8.08 | 6.93 | 6.66 | 6.36 | 6.93 | 6.1 | 6.21 | 6.95 | 7.75 | 9.05 | 9.51 | 10.62 | 10.88 | 11.11 | 10.79 | 10.66 | 10.47 | 10.58 | 11.25 | 10.13 | 17.18 | 15.38 | 13.4 | 11.42 | 9.82 | 8.47 | 5.91 | 4.45 | 4.16 | 3.91 | 3.62 | 3.91 | 4.28 | 6.49 | 9.71 | 12.86 | 15.47 | 16.9 | 17.37 | 17.87 | 18.87 | 17.84 | 17.22 | 17.4 | 19.22 | 18.09 | 17.7 | 15.96 | 13.15 | 10.85 | 8.11 | 6.25 | 4.36 | 3.51 | 3.09 | 2.9 | 4.03 | 6.65 | 10.85 | 15.67 | 18.19 | 20.07 | 19.59 | 19.59 | 19.99 | 20.31 | 20.82 | 19.52 | 19.15 | 17.98 | 16.53 | 13.99 | 12.17 | 9.55 | 6.75 | 4.51 | 3.56 | 2.39 | 2.82 | 2.94 | 3.63 | 5.62 | 9.08 | 12.54 | 15.32 | 17.84 | 19.83 | 21.76 | 21.27 | 21.18 | 21 | 20.18 | 21.47 | 19.81 | 17.5 | 15.77 | 13.82 | 10.76 | 7.88 | 4.84 | 3.04 | 2.22 | 2.7 | 3.69 | 5.27 | 7.85 | 10.77 | 14.59 | 17.78 | 20.22 | 21.93 | 22.45 | 23.36 | 23.23 | 22.82 | 22.03 | 17.63 | 15.86 | 13.69 | 11.1 | 9.76 | 7.84 | 5.43 | 3.43 | 2.48 | 2.03 | 2.3 | 2.92 | 4.24 | 5.94 | 8.46 | 11.2 | 14.25 | 16.42 | 18.61 | 19.88 | 19.96 | 19.33 | 18.9 | 18.16 | 11.98 | 11.6 | 10.73 | 8.25 | 7.1 | 6.04 | 4.54 | 3.25 | 2.48 | 2.71 | 3.32 | 3.88 | 4.77 | 5.91 | 7.75 | 9.06 | 10.08 | 11.91 | 13.76 | 14.49 | 14.3 | 13.45 | 12.57 | 11.92 | 5.35 | 5.18 | 4.95 | 4.4 | 4.05 | 3.89 | 2.77 | 2.03 | 1.71 | 1.87 | 2.4 | 2.59 | 2.39 | 2.7 | 2.86 | 3.55 | 4.78 | 5.4 | 6.15 | 7.06 | 6.36 | 5.78 | 5.3 | 5.22 | 2.76 | 3.05 | 2.94 | 3.08 | 2.85 | 2.79 | 2.64 | 2.3 | 2.4 | 2.71 | 2.97 | 3.43 | 3.28 | 3.37 | 3.57 | 3.65 | 3.21 | 3.14 | 3.8 | 3.9 | 3.88 | 3.46 | 3.16 | 2.92 | 3.12 | 3.19 | 3.38 | 3.21 | 3.37 | 3.19 | 2.82 | 3.39 | 3.15 | 2.84 | 2.8 | 2.98 | 3.38 | 3.76 | 3.48 | 2.95 | 3.02 | 3.07 | 3.19 | 3.11 | 3.36 | 3.61 | 3.7 | 3.43
TEHAPI_2_PW2WD2 |  | Wind | Wind | CISO | South | Socal | FC | 14.4 | 1.34 | 1.39 | 1.59 | 1.49 | 1.48 | 1.38 | 1.13 | 0.97 | 1.03 | 1.03 | 1.02 | 1.06 | 1.18 | 1.35 | 1.34 | 1.47 | 1.29 | 1.29 | 1.21 | 1.23 | 1.18 | 1.16 | 1.2 | 1.15 | 1.78 | 1.97 | 2.04 | 1.93 | 1.7 | 1.61 | 1.68 | 1.7 | 1.64 | 1.83 | 1.9 | 1.94 | 2.26 | 2.11 | 2.42 | 2.14 | 2.56 | 2.53 | 2.92 | 2.81 | 2.84 | 2.57 | 2.31 | 1.95 | 2.91 | 3.03 | 2.83 | 2.66 | 2.45 | 2.1 | 2.02 | 1.93 | 2.1 | 1.85 | 1.88 | 2.11 | 2.35 | 2.75 | 2.88 | 3.22 | 3.3 | 3.37 | 3.27 | 3.23 | 3.17 | 3.21 | 3.41 | 3.07 | 5.21 | 4.66 | 4.06 | 3.46 | 2.98 | 2.57 | 1.79 | 1.35 | 1.26 | 1.18 | 1.1 | 1.19 | 1.3 | 1.97 | 2.95 | 3.9 | 4.69 | 5.12 | 5.27 | 5.42 | 5.72 | 5.41 | 5.22 | 5.28 | 5.83 | 5.49 | 5.37 | 4.84 | 3.99 | 3.29 | 2.46 | 1.89 | 1.32 | 1.06 | 0.94 | 0.88 | 1.22 | 2.02 | 3.29 | 4.75 | 5.52 | 6.08 | 5.94 | 5.94 | 6.06 | 6.16 | 6.31 | 5.92 | 5.81 | 5.45 | 5.01 | 4.24 | 3.69 | 2.89 | 2.05 | 1.37 | 1.08 | 0.73 | 0.86 | 0.89 | 1.1 | 1.7 | 2.75 | 3.8 | 4.65 | 5.41 | 6.01 | 6.6 | 6.45 | 6.42 | 6.37 | 6.12 | 6.51 | 6.01 | 5.31 | 4.78 | 4.19 | 3.26 | 2.39 | 1.47 | 0.92 | 0.67 | 0.82 | 1.12 | 1.6 | 2.38 | 3.27 | 4.42 | 5.39 | 6.13 | 6.65 | 6.81 | 7.08 | 7.04 | 6.92 | 6.68 | 5.35 | 4.81 | 4.15 | 3.36 | 2.96 | 2.38 | 1.65 | 1.04 | 0.75 | 0.62 | 0.7 | 0.89 | 1.29 | 1.8 | 2.56 | 3.4 | 4.32 | 4.98 | 5.64 | 6.03 | 6.05 | 5.86 | 5.73 | 5.51 | 3.63 | 3.52 | 3.25 | 2.5 | 2.15 | 1.83 | 1.38 | 0.99 | 0.75 | 0.82 | 1.01 | 1.18 | 1.45 | 1.79 | 2.35 | 2.75 | 3.06 | 3.61 | 4.17 | 4.39 | 4.34 | 4.08 | 3.81 | 3.61 | 1.62 | 1.57 | 1.5 | 1.33 | 1.23 | 1.18 | 0.84 | 0.62 | 0.52 | 0.57 | 0.73 | 0.79 | 0.72 | 0.82 | 0.87 | 1.08 | 1.45 | 1.64 | 1.86 | 2.14 | 1.93 | 1.75 | 1.61 | 1.58 | 0.84 | 0.93 | 0.89 | 0.93 | 0.86 | 0.85 | 0.8 | 0.7 | 0.73 | 0.82 | 0.9 | 1.04 | 1 | 1.02 | 1.08 | 1.11 | 0.97 | 0.95 | 1.15 | 1.18 | 1.18 | 1.05 | 0.96 | 0.89 | 0.95 | 0.97 | 1.02 | 0.97 | 1.02 | 0.97 | 0.86 | 1.03 | 0.96 | 0.86 | 0.85 | 0.9 | 1.02 | 1.14 | 1.06 | 0.89 | 0.92 | 0.93 | 0.97 | 0.94 | 1.02 | 1.1 | 1.12 | 1.04
TEHAPI_2_WIND1 |  | Wind | Wind | CISO | South | Socal | FC | 19.85 | 1.84 | 1.91 | 2.19 | 2.06 | 2.04 | 1.9 | 1.55 | 1.34 | 1.41 | 1.42 | 1.4 | 1.47 | 1.62 | 1.86 | 1.85 | 2.03 | 1.78 | 1.78 | 1.67 | 1.69 | 1.63 | 1.59 | 1.66 | 1.58 | 2.46 | 2.72 | 2.81 | 2.66 | 2.35 | 2.22 | 2.31 | 2.34 | 2.26 | 2.53 | 2.62 | 2.68 | 3.12 | 2.9 | 3.34 | 2.95 | 3.53 | 3.49 | 4.03 | 3.87 | 3.91 | 3.54 | 3.19 | 2.69 | 4.01 | 4.18 | 3.9 | 3.67 | 3.38 | 2.9 | 2.78 | 2.66 | 2.9 | 2.55 | 2.6 | 2.91 | 3.24 | 3.78 | 3.98 | 4.44 | 4.55 | 4.64 | 4.51 | 4.45 | 4.37 | 4.42 | 4.7 | 4.23 | 7.18 | 6.43 | 5.6 | 4.77 | 4.11 | 3.54 | 2.47 | 1.86 | 1.74 | 1.63 | 1.52 | 1.63 | 1.79 | 2.71 | 4.06 | 5.38 | 6.47 | 7.06 | 7.26 | 7.47 | 7.89 | 7.46 | 7.2 | 7.27 | 8.03 | 7.56 | 7.4 | 6.67 | 5.5 | 4.53 | 3.39 | 2.61 | 1.82 | 1.47 | 1.29 | 1.21 | 1.69 | 2.78 | 4.54 | 6.55 | 7.6 | 8.39 | 8.19 | 8.19 | 8.36 | 8.49 | 8.7 | 8.16 | 8.01 | 7.52 | 6.91 | 5.85 | 5.09 | 3.99 | 2.82 | 1.89 | 1.49 | 1 | 1.18 | 1.23 | 1.52 | 2.35 | 3.79 | 5.24 | 6.4 | 7.46 | 8.29 | 9.09 | 8.89 | 8.85 | 8.78 | 8.44 | 8.97 | 8.28 | 7.32 | 6.59 | 5.78 | 4.5 | 3.29 | 2.02 | 1.27 | 0.93 | 1.13 | 1.54 | 2.2 | 3.28 | 4.5 | 6.1 | 7.43 | 8.45 | 9.17 | 9.38 | 9.76 | 9.71 | 9.54 | 9.21 | 7.37 | 6.63 | 5.72 | 4.64 | 4.08 | 3.28 | 2.27 | 1.43 | 1.04 | 0.85 | 0.96 | 1.22 | 1.77 | 2.48 | 3.53 | 4.68 | 5.96 | 6.86 | 7.78 | 8.31 | 8.34 | 8.08 | 7.9 | 7.59 | 5.01 | 4.85 | 4.49 | 3.45 | 2.97 | 2.52 | 1.9 | 1.36 | 1.04 | 1.13 | 1.39 | 1.62 | 1.99 | 2.47 | 3.24 | 3.79 | 4.21 | 4.98 | 5.75 | 6.06 | 5.98 | 5.62 | 5.25 | 4.98 | 2.24 | 2.17 | 2.07 | 1.84 | 1.69 | 1.62 | 1.16 | 0.85 | 0.71 | 0.78 | 1 | 1.08 | 1 | 1.13 | 1.2 | 1.48 | 2 | 2.26 | 2.57 | 2.95 | 2.66 | 2.42 | 2.21 | 2.18 | 1.15 | 1.28 | 1.23 | 1.29 | 1.19 | 1.17 | 1.1 | 0.96 | 1 | 1.13 | 1.24 | 1.43 | 1.37 | 1.41 | 1.49 | 1.53 | 1.34 | 1.31 | 1.59 | 1.63 | 1.62 | 1.45 | 1.32 | 1.22 | 1.3 | 1.33 | 1.41 | 1.34 | 1.41 | 1.33 | 1.18 | 1.42 | 1.32 | 1.19 | 1.17 | 1.24 | 1.41 | 1.57 | 1.45 | 1.23 | 1.26 | 1.28 | 1.34 | 1.3 | 1.4 | 1.51 | 1.55 | 1.44
TEHAPI_2_WIND2 |  | Wind | Wind | CISO | South | Socal | FC | 23.66 | 2.2 | 2.28 | 2.61 | 2.45 | 2.43 | 2.26 | 1.85 | 1.6 | 1.69 | 1.69 | 1.67 | 1.75 | 1.94 | 2.22 | 2.21 | 2.42 | 2.12 | 2.12 | 1.99 | 2.02 | 1.94 | 1.9 | 1.98 | 1.89 | 2.93 | 3.24 | 3.35 | 3.17 | 2.8 | 2.64 | 2.76 | 2.79 | 2.69 | 3.01 | 3.13 | 3.19 | 3.71 | 3.46 | 3.98 | 3.51 | 4.21 | 4.16 | 4.8 | 4.61 | 4.66 | 4.22 | 3.8 | 3.21 | 4.78 | 4.98 | 4.65 | 4.38 | 4.03 | 3.45 | 3.32 | 3.17 | 3.45 | 3.04 | 3.1 | 3.46 | 3.86 | 4.51 | 4.74 | 5.29 | 5.42 | 5.53 | 5.37 | 5.31 | 5.21 | 5.27 | 5.6 | 5.05 | 8.56 | 7.66 | 6.68 | 5.69 | 4.89 | 4.22 | 2.94 | 2.22 | 2.07 | 1.95 | 1.81 | 1.95 | 2.13 | 3.23 | 4.84 | 6.41 | 7.71 | 8.42 | 8.66 | 8.9 | 9.4 | 8.89 | 8.58 | 8.67 | 9.58 | 9.01 | 8.82 | 7.95 | 6.55 | 5.4 | 4.04 | 3.11 | 2.17 | 1.75 | 1.54 | 1.44 | 2.01 | 3.32 | 5.41 | 7.81 | 9.06 | 10 | 9.76 | 9.76 | 9.96 | 10.12 | 10.37 | 9.73 | 9.54 | 8.96 | 8.24 | 6.97 | 6.06 | 4.76 | 3.36 | 2.25 | 1.77 | 1.19 | 1.41 | 1.47 | 1.81 | 2.8 | 4.52 | 6.25 | 7.63 | 8.89 | 9.88 | 10.84 | 10.6 | 10.55 | 10.46 | 10.05 | 10.7 | 9.87 | 8.72 | 7.86 | 6.89 | 5.36 | 3.92 | 2.41 | 1.52 | 1.11 | 1.34 | 1.84 | 2.63 | 3.91 | 5.37 | 7.27 | 8.86 | 10.08 | 10.93 | 11.19 | 11.64 | 11.57 | 11.37 | 10.98 | 8.78 | 7.9 | 6.82 | 5.53 | 4.86 | 3.91 | 2.71 | 1.71 | 1.23 | 1.01 | 1.15 | 1.46 | 2.11 | 2.96 | 4.21 | 5.58 | 7.1 | 8.18 | 9.27 | 9.9 | 9.94 | 9.63 | 9.42 | 9.05 | 5.97 | 5.78 | 5.35 | 4.11 | 3.54 | 3.01 | 2.26 | 1.62 | 1.24 | 1.35 | 1.65 | 1.94 | 2.38 | 2.95 | 3.86 | 4.51 | 5.02 | 5.93 | 6.86 | 7.22 | 7.12 | 6.7 | 6.26 | 5.94 | 2.66 | 2.58 | 2.46 | 2.19 | 2.02 | 1.94 | 1.38 | 1.01 | 0.85 | 0.93 | 1.19 | 1.29 | 1.19 | 1.34 | 1.43 | 1.77 | 2.38 | 2.69 | 3.06 | 3.52 | 3.17 | 2.88 | 2.64 | 2.6 | 1.37 | 1.52 | 1.47 | 1.54 | 1.42 | 1.39 | 1.31 | 1.15 | 1.2 | 1.35 | 1.48 | 1.71 | 1.64 | 1.68 | 1.78 | 1.82 | 1.6 | 1.56 | 1.89 | 1.94 | 1.93 | 1.73 | 1.58 | 1.45 | 1.55 | 1.59 | 1.68 | 1.6 | 1.68 | 1.59 | 1.41 | 1.69 | 1.57 | 1.42 | 1.4 | 1.48 | 1.68 | 1.88 | 1.73 | 1.47 | 1.51 | 1.53 | 1.59 | 1.55 | 1.67 | 1.8 | 1.84 | 1.71
TIFFNY_1_DILLON |  | Wind | Wind | CISO | South | Socal | FC | 45 | 4.18 | 4.34 | 4.96 | 4.67 | 4.62 | 4.3 | 3.52 | 3.04 | 3.21 | 3.21 | 3.18 | 3.33 | 3.68 | 4.22 | 4.2 | 4.59 | 4.03 | 4.03 | 3.78 | 3.84 | 3.69 | 3.61 | 3.76 | 3.59 | 5.57 | 6.16 | 6.38 | 6.02 | 5.32 | 5.02 | 5.25 | 5.3 | 5.12 | 5.73 | 5.95 | 6.07 | 7.06 | 6.58 | 7.56 | 6.68 | 8 | 7.91 | 9.13 | 8.77 | 8.87 | 8.03 | 7.23 | 6.1 | 9.1 | 9.48 | 8.84 | 8.32 | 7.66 | 6.57 | 6.31 | 6.02 | 6.56 | 5.78 | 5.89 | 6.59 | 7.35 | 8.58 | 9.02 | 10.06 | 10.31 | 10.53 | 10.22 | 10.1 | 9.92 | 10.03 | 10.66 | 9.6 | 16.28 | 14.58 | 12.7 | 10.82 | 9.31 | 8.03 | 5.6 | 4.22 | 3.95 | 3.7 | 3.43 | 3.7 | 4.06 | 6.15 | 9.2 | 12.19 | 14.66 | 16.02 | 16.46 | 16.93 | 17.88 | 16.9 | 16.32 | 16.49 | 18.21 | 17.14 | 16.77 | 15.13 | 12.46 | 10.28 | 7.68 | 5.92 | 4.13 | 3.33 | 2.92 | 2.75 | 3.82 | 6.31 | 10.28 | 14.85 | 17.24 | 19.02 | 18.56 | 18.56 | 18.94 | 19.24 | 19.73 | 18.5 | 18.15 | 17.04 | 15.66 | 13.26 | 11.53 | 9.05 | 6.4 | 4.28 | 3.37 | 2.27 | 2.67 | 2.79 | 3.44 | 5.32 | 8.6 | 11.89 | 14.52 | 16.91 | 18.79 | 20.61 | 20.16 | 20.07 | 19.9 | 19.12 | 20.35 | 18.77 | 16.59 | 14.95 | 13.1 | 10.19 | 7.46 | 4.58 | 2.88 | 2.1 | 2.55 | 3.5 | 5 | 7.44 | 10.21 | 13.83 | 16.85 | 19.16 | 20.78 | 21.28 | 22.13 | 22.01 | 21.62 | 20.88 | 16.71 | 15.03 | 12.97 | 10.51 | 9.25 | 7.43 | 5.15 | 3.25 | 2.35 | 1.93 | 2.18 | 2.77 | 4.02 | 5.63 | 8.01 | 10.62 | 13.5 | 15.56 | 17.63 | 18.84 | 18.91 | 18.32 | 17.91 | 17.21 | 11.35 | 10.99 | 10.17 | 7.81 | 6.73 | 5.72 | 4.3 | 3.08 | 2.35 | 2.57 | 3.15 | 3.68 | 4.52 | 5.6 | 7.35 | 8.58 | 9.56 | 11.29 | 13.04 | 13.73 | 13.55 | 12.75 | 11.91 | 11.29 | 5.07 | 4.91 | 4.69 | 4.17 | 3.84 | 3.68 | 2.62 | 1.92 | 1.62 | 1.77 | 2.27 | 2.45 | 2.26 | 2.56 | 2.71 | 3.36 | 4.53 | 5.12 | 5.83 | 6.69 | 6.03 | 5.48 | 5.02 | 4.95 | 2.61 | 2.89 | 2.79 | 2.92 | 2.7 | 2.65 | 2.5 | 2.18 | 2.28 | 2.57 | 2.81 | 3.25 | 3.11 | 3.19 | 3.38 | 3.46 | 3.04 | 2.97 | 3.6 | 3.7 | 3.68 | 3.28 | 3 | 2.77 | 2.95 | 3.02 | 3.2 | 3.04 | 3.19 | 3.03 | 2.67 | 3.21 | 2.99 | 2.69 | 2.66 | 2.82 | 3.2 | 3.57 | 3.3 | 2.79 | 2.87 | 2.91 | 3.03 | 2.94 | 3.18 | 3.42 | 3.5 | 3.25
TMPLTN_2_SOLAR |  | Solar_Fixed | Solar Fixed | CISO | North | Norcal | FC | 1.5 | 0 | 0 | 0 | 0 | 0 | 0 | 0 | 0.03 | 0.26 | 0.54 | 0.68 | 0.73 | 0.72 | 0.66 | 0.57 | 0.39 | 0.09 | 0 | 0 | 0 | 0 | 0 | 0 | 0 | 0 | 0 | 0 | 0 | 0 | 0 | 0 | 0.15 | 0.63 | 0.88 | 0.97 | 0.98 | 0.98 | 0.96 | 0.9 | 0.71 | 0.33 | 0.02 | 0 | 0 | 0 | 0 | 0 | 0 | 0 | 0 | 0 | 0 | 0 | 0 | 0.04 | 0.39 | 0.75 | 0.87 | 0.9 | 0.88 | 0.9 | 0.88 | 0.8 | 0.66 | 0.45 | 0.11 | 0 | 0 | 0 | 0 | 0 | 0 | 0 | 0 | 0 | 0 | 0 | 0.02 | 0.3 | 0.78 | 1.01 | 1.13 | 1.17 | 1.22 | 1.19 | 1.18 | 1.14 | 1.01 | 0.78 | 0.32 | 0.02 | 0 | 0 | 0 | 0 | 0 | 0 | 0 | 0 | 0 | 0 | 0.1 | 0.53 | 0.89 | 1.08 | 1.19 | 1.22 | 1.23 | 1.24 | 1.23 | 1.19 | 1.06 | 0.88 | 0.47 | 0.08 | 0 | 0 | 0 | 0 | 0 | 0 | 0 | 0 | 0 | 0 | 0.13 | 0.55 | 0.91 | 1.1 | 1.19 | 1.25 | 1.26 | 1.28 | 1.26 | 1.21 | 1.1 | 0.91 | 0.57 | 0.16 | 0 | 0 | 0 | 0 | 0 | 0 | 0 | 0 | 0 | 0 | 0.06 | 0.46 | 0.86 | 1.09 | 1.2 | 1.27 | 1.29 | 1.28 | 1.26 | 1.2 | 1.1 | 0.9 | 0.56 | 0.12 | 0 | 0 | 0 | 0 | 0 | 0 | 0 | 0 | 0 | 0 | 0.01 | 0.28 | 0.73 | 0.99 | 1.11 | 1.19 | 1.23 | 1.22 | 1.21 | 1.15 | 1.01 | 0.75 | 0.3 | 0.02 | 0 | 0 | 0 | 0 | 0 | 0 | 0 | 0 | 0 | 0 | 0 | 0.19 | 0.71 | 1.03 | 1.15 | 1.21 | 1.23 | 1.22 | 1.2 | 1.14 | 0.99 | 0.6 | 0.13 | 0 | 0 | 0 | 0 | 0 | 0 | 0 | 0 | 0 | 0 | 0 | 0 | 0.07 | 0.51 | 0.89 | 1.04 | 1.06 | 1.07 | 1.07 | 1.06 | 0.97 | 0.73 | 0.26 | 0.01 | 0 | 0 | 0 | 0 | 0 | 0 | 0 | 0 | 0 | 0 | 0 | 0 | 0 | 0.21 | 0.69 | 0.89 | 0.94 | 0.94 | 0.93 | 0.9 | 0.79 | 0.46 | 0.06 | 0 | 0 | 0 | 0 | 0 | 0 | 0 | 0 | 0 | 0 | 0 | 0 | 0 | 0 | 0.05 | 0.26 | 0.51 | 0.65 | 0.71 | 0.69 | 0.64 | 0.55 | 0.31 | 0.04 | 0 | 0 | 0 | 0 | 0 | 0 | 0
TOPAZ_2_SOLAR |  | Solar_Fixed | Solar Fixed | CISO | North | Norcal | FC | 550 | 0 | 0 | 0 | 0 | 0 | 0 | 0 | 12.83 | 96.31 | 199.61 | 248.45 | 266.91 | 263.32 | 243.08 | 209.46 | 142.33 | 33.03 | 0.02 | 0 | 0 | 0 | 0 | 0 | 0 | 0 | 0 | 0 | 0 | 0 | 0 | 0.02 | 55.46 | 231.38 | 321.68 | 354.5 | 357.76 | 360.35 | 350.93 | 329.37 | 259.46 | 122.35 | 9.14 | 0 | 0 | 0 | 0 | 0 | 0 | 0 | 0 | 0 | 0 | 0 | 0 | 13.15 | 143.11 | 273.31 | 319.75 | 328.61 | 321.7 | 330.46 | 321.63 | 291.69 | 241.35 | 165.26 | 40.55 | 0.11 | 0 | 0 | 0 | 0 | 0 | 0 | 0 | 0 | 0 | 0 | 5.6 | 110.71 | 286.94 | 371.44 | 412.72 | 427.6 | 445.62 | 437.28 | 432.43 | 419.08 | 371.17 | 285.22 | 117.69 | 7.37 | 0 | 0 | 0 | 0 | 0 | 0 | 0 | 0 | 0 | 0.01 | 35.13 | 193.61 | 327.12 | 395.98 | 436.01 | 447.26 | 451.02 | 452.9 | 451.86 | 435.46 | 390.42 | 322.01 | 173.92 | 28.83 | 0.05 | 0 | 0 | 0 | 0 | 0 | 0 | 0 | 0 | 0.18 | 49.05 | 203.16 | 332.37 | 401.63 | 435.11 | 457.22 | 463.55 | 471.07 | 463.52 | 442.59 | 403.99 | 334.86 | 210.72 | 57.08 | 0.72 | 0 | 0 | 0 | 0 | 0 | 0 | 0 | 0 | 0 | 23.51 | 169.07 | 316.29 | 398.51 | 439.29 | 466.76 | 472.79 | 469.81 | 462.3 | 440.83 | 402.73 | 329.52 | 203.65 | 45.06 | 0.31 | 0 | 0 | 0 | 0 | 0 | 0 | 0 | 0 | 0 | 3.69 | 102.1 | 269.2 | 362.21 | 406.13 | 436.05 | 449.86 | 447.88 | 445.46 | 422.48 | 370.26 | 275.64 | 110.53 | 6.65 | 0 | 0 | 0 | 0 | 0 | 0 | 0 | 0 | 0 | 0 | 0.38 | 68.41 | 261.67 | 376.21 | 421.53 | 445.02 | 451.73 | 448.54 | 441.24 | 418.82 | 361.47 | 220.4 | 47.62 | 0.13 | 0 | 0 | 0 | 0 | 0 | 0 | 0 | 0 | 0 | 0 | 0 | 24.54 | 185.38 | 327.77 | 380.31 | 390.33 | 393.27 | 391.22 | 387.37 | 356.61 | 269.04 | 95.5 | 3.57 | 0 | 0 | 0 | 0 | 0 | 0 | 0 | 0 | 0 | 0 | 0 | 0 | 1.16 | 78.56 | 252.21 | 326.02 | 346.07 | 343.05 | 341.85 | 330.68 | 290.16 | 166.91 | 22.77 | 0 | 0 | 0 | 0 | 0 | 0 | 0 | 0 | 0 | 0 | 0 | 0 | 0 | 0 | 18.64 | 96.9 | 188.05 | 238.23 | 260.93 | 254.4 | 234.92 | 202.7 | 114.42 | 14.56 | 0 | 0 | 0 | 0 | 0 | 0 | 0
TORTLA_1_SOLAR |  | Solar_1Axis | Solar Tracking | CISO | South | Socal | FC | 20 | 0 | 0 | 0 | 0 | 0 | 0 | 0.01 | 2.23 | 8.17 | 10.55 | 10.97 | 11.2 | 11.07 | 10.39 | 9.62 | 6.06 | 1.19 | 0 | 0 | 0 | 0 | 0 | 0 | 0 | 0 | 0 | 0 | 0 | 0 | 0 | 0.14 | 5.11 | 12.5 | 13.36 | 13.24 | 12.8 | 12.38 | 12.09 | 11.87 | 10.68 | 4.66 | 0.17 | 0 | 0 | 0 | 0 | 0 | 0 | 0 | 0 | 0 | 0 | 0 | 0 | 1.54 | 9.18 | 12.65 | 13.11 | 12.87 | 12.55 | 12.47 | 11.32 | 10.3 | 9.29 | 6.6 | 1 | 0 | 0 | 0 | 0 | 0 | 0 | 0 | 0 | 0 | 0 | 0 | 0.88 | 8.53 | 15.11 | 15.92 | 16.31 | 16.19 | 16.3 | 16.12 | 16.08 | 15.58 | 14.76 | 12.17 | 4.04 | 0.1 | 0 | 0 | 0 | 0 | 0 | 0 | 0 | 0 | 0 | 0.03 | 3.29 | 11.45 | 15.64 | 16.7 | 17.07 | 17.11 | 17.25 | 17.22 | 16.99 | 16.57 | 15.9 | 13.89 | 6.83 | 0.64 | 0 | 0 | 0 | 0 | 0 | 0 | 0 | 0 | 0 | 0.06 | 3.9 | 11.46 | 15.03 | 16.2 | 16.85 | 16.99 | 17.08 | 17.05 | 16.86 | 16.44 | 15.87 | 14.08 | 8.5 | 1.46 | 0 | 0 | 0 | 0 | 0 | 0 | 0 | 0 | 0 | 0.01 | 1.83 | 8.92 | 13.98 | 15.85 | 16.65 | 16.81 | 16.76 | 16.62 | 16.42 | 15.97 | 15.29 | 13.46 | 7.79 | 1.24 | 0 | 0 | 0 | 0 | 0 | 0 | 0 | 0 | 0 | 0 | 0.62 | 6.68 | 12.56 | 14.94 | 16.02 | 16.37 | 16.33 | 16.01 | 15.57 | 14.94 | 13.78 | 10.96 | 4.06 | 0.12 | 0 | 0 | 0 | 0 | 0 | 0 | 0 | 0 | 0 | 0 | 0.14 | 4.94 | 12.9 | 15.03 | 15.81 | 15.93 | 15.93 | 15.84 | 15.66 | 15.43 | 13.93 | 7.79 | 0.93 | 0 | 0 | 0 | 0 | 0 | 0 | 0 | 0 | 0 | 0 | 0 | 0.01 | 2.82 | 11.22 | 14.25 | 14.69 | 14.56 | 14.6 | 14.67 | 14.74 | 14.42 | 11.28 | 3.18 | 0.04 | 0 | 0 | 0 | 0 | 0 | 0 | 0 | 0 | 0 | 0 | 0 | 0 | 0.52 | 6.58 | 12.29 | 13.29 | 12.93 | 12.58 | 12.74 | 12.77 | 12.16 | 7.01 | 0.7 | 0 | 0 | 0 | 0 | 0 | 0 | 0 | 0 | 0 | 0 | 0 | 0 | 0 | 0.02 | 2.44 | 7.76 | 9.33 | 9.83 | 9.63 | 9.95 | 9.4 | 8.58 | 4.88 | 0.42 | 0 | 0 | 0 | 0 | 0 | 0 | 0
TRNQL8_2_AMASR1 |  | Solar_1Axis | Solar Tracking | CISO | North | Norcal | ID | 20 | 0 | 0 | 0 | 0 | 0 | 0 | 0 | 0.42 | 3.28 | 6.25 | 7.72 | 8.5 | 8.51 | 8.03 | 7.52 | 5.13 | 1.12 | 0 | 0 | 0 | 0 | 0 | 0 | 0 | 0 | 0 | 0 | 0 | 0 | 0 | 0 | 2.47 | 10.27 | 12.8 | 13.08 | 12.39 | 12.21 | 12.13 | 12.4 | 10.57 | 5.55 | 0.31 | 0 | 0 | 0 | 0 | 0 | 0 | 0 | 0 | 0 | 0 | 0 | 0 | 0.52 | 6.39 | 11.99 | 12.84 | 12.05 | 12.38 | 12.2 | 11.23 | 10.37 | 9.66 | 6.8 | 1.57 | 0 | 0 | 0 | 0 | 0 | 0 | 0 | 0 | 0 | 0 | 0 | 0.28 | 5.97 | 13.17 | 14.48 | 14.4 | 14.15 | 14.49 | 14.52 | 14.31 | 14.54 | 13.94 | 12.71 | 5.9 | 0.27 | 0 | 0 | 0 | 0 | 0 | 0 | 0 | 0 | 0 | 0 | 2.2 | 10.38 | 14.64 | 15.3 | 15.32 | 15.19 | 15.51 | 15.51 | 15.86 | 15.86 | 15.51 | 14.62 | 9.05 | 1.41 | 0 | 0 | 0 | 0 | 0 | 0 | 0 | 0 | 0 | 0.01 | 3.16 | 11.47 | 15.54 | 16.64 | 16.85 | 16.97 | 17.07 | 17.02 | 16.87 | 16.87 | 16.5 | 15.31 | 11.34 | 3.2 | 0.04 | 0 | 0 | 0 | 0 | 0 | 0 | 0 | 0 | 0 | 1.43 | 9.2 | 14.84 | 16.38 | 16.6 | 16.72 | 16.65 | 16.62 | 16.44 | 16.41 | 15.74 | 14.59 | 10.24 | 2.41 | 0.01 | 0 | 0 | 0 | 0 | 0 | 0 | 0 | 0 | 0 | 0.2 | 5.39 | 12.46 | 15.07 | 15.77 | 15.84 | 15.96 | 15.84 | 15.71 | 15.6 | 14.68 | 12.04 | 5.34 | 0.3 | 0 | 0 | 0 | 0 | 0 | 0 | 0 | 0 | 0 | 0 | 0.02 | 3.29 | 11.75 | 14.8 | 15.3 | 15.19 | 15.01 | 15.04 | 15.25 | 15.32 | 14.44 | 9.5 | 1.87 | 0 | 0 | 0 | 0 | 0 | 0 | 0 | 0 | 0 | 0 | 0 | 0 | 0.98 | 7.8 | 12.9 | 13.29 | 13.02 | 12.69 | 12.79 | 13.02 | 12.97 | 10.92 | 3.63 | 0.08 | 0 | 0 | 0 | 0 | 0 | 0 | 0 | 0 | 0 | 0 | 0 | 0 | 0.04 | 3.04 | 9.15 | 10.78 | 10.58 | 10.24 | 10.54 | 10.85 | 10.19 | 6.39 | 0.76 | 0 | 0 | 0 | 0 | 0 | 0 | 0 | 0 | 0 | 0 | 0 | 0 | 0 | 0 | 0.6 | 4.09 | 6.72 | 8.16 | 8.58 | 8.35 | 8.09 | 7.48 | 4.18 | 0.45 | 0 | 0 | 0 | 0 | 0 | 0 | 0
TRNQL8_2_AZUSR1 |  | Solar_1Axis | Solar Tracking | CISO | North | Norcal | ID | 20 | 0 | 0 | 0 | 0 | 0 | 0 | 0 | 0.42 | 3.28 | 6.25 | 7.72 | 8.5 | 8.51 | 8.03 | 7.52 | 5.13 | 1.12 | 0 | 0 | 0 | 0 | 0 | 0 | 0 | 0 | 0 | 0 | 0 | 0 | 0 | 0 | 2.47 | 10.27 | 12.8 | 13.08 | 12.39 | 12.21 | 12.13 | 12.4 | 10.57 | 5.55 | 0.31 | 0 | 0 | 0 | 0 | 0 | 0 | 0 | 0 | 0 | 0 | 0 | 0 | 0.52 | 6.39 | 11.99 | 12.84 | 12.05 | 12.38 | 12.2 | 11.23 | 10.37 | 9.66 | 6.8 | 1.57 | 0 | 0 | 0 | 0 | 0 | 0 | 0 | 0 | 0 | 0 | 0 | 0.28 | 5.97 | 13.17 | 14.48 | 14.4 | 14.15 | 14.49 | 14.52 | 14.31 | 14.54 | 13.94 | 12.71 | 5.9 | 0.27 | 0 | 0 | 0 | 0 | 0 | 0 | 0 | 0 | 0 | 0 | 2.2 | 10.38 | 14.64 | 15.3 | 15.32 | 15.19 | 15.51 | 15.51 | 15.86 | 15.86 | 15.51 | 14.62 | 9.05 | 1.41 | 0 | 0 | 0 | 0 | 0 | 0 | 0 | 0 | 0 | 0.01 | 3.16 | 11.47 | 15.54 | 16.64 | 16.85 | 16.97 | 17.07 | 17.02 | 16.87 | 16.87 | 16.5 | 15.31 | 11.34 | 3.2 | 0.04 | 0 | 0 | 0 | 0 | 0 | 0 | 0 | 0 | 0 | 1.43 | 9.2 | 14.84 | 16.38 | 16.6 | 16.72 | 16.65 | 16.62 | 16.44 | 16.41 | 15.74 | 14.59 | 10.24 | 2.41 | 0.01 | 0 | 0 | 0 | 0 | 0 | 0 | 0 | 0 | 0 | 0.2 | 5.39 | 12.46 | 15.07 | 15.77 | 15.84 | 15.96 | 15.84 | 15.71 | 15.6 | 14.68 | 12.04 | 5.34 | 0.3 | 0 | 0 | 0 | 0 | 0 | 0 | 0 | 0 | 0 | 0 | 0.02 | 3.29 | 11.75 | 14.8 | 15.3 | 15.19 | 15.01 | 15.04 | 15.25 | 15.32 | 14.44 | 9.5 | 1.87 | 0 | 0 | 0 | 0 | 0 | 0 | 0 | 0 | 0 | 0 | 0 | 0 | 0.98 | 7.8 | 12.9 | 13.29 | 13.02 | 12.69 | 12.79 | 13.02 | 12.97 | 10.92 | 3.63 | 0.08 | 0 | 0 | 0 | 0 | 0 | 0 | 0 | 0 | 0 | 0 | 0 | 0 | 0.04 | 3.04 | 9.15 | 10.78 | 10.58 | 10.24 | 10.54 | 10.85 | 10.19 | 6.39 | 0.76 | 0 | 0 | 0 | 0 | 0 | 0 | 0 | 0 | 0 | 0 | 0 | 0 | 0 | 0 | 0.6 | 4.09 | 6.72 | 8.16 | 8.58 | 8.35 | 8.09 | 7.48 | 4.18 | 0.45 | 0 | 0 | 0 | 0 | 0 | 0 | 0
TRNQL8_2_ROJSR1 |  | Solar_1Axis | Solar Tracking | CISO | North | Norcal | ID | 100 | 0 | 0 | 0 | 0 | 0 | 0 | 0 | 2.12 | 16.38 | 31.23 | 38.62 | 42.52 | 42.54 | 40.15 | 37.58 | 25.67 | 5.59 | 0 | 0 | 0 | 0 | 0 | 0 | 0 | 0 | 0 | 0 | 0 | 0 | 0 | 0.02 | 12.34 | 51.35 | 64.01 | 65.38 | 61.96 | 61.07 | 60.67 | 61.98 | 52.87 | 27.74 | 1.53 | 0 | 0 | 0 | 0 | 0 | 0 | 0 | 0 | 0 | 0 | 0 | 0 | 2.59 | 31.94 | 59.93 | 64.21 | 60.27 | 61.91 | 60.99 | 56.13 | 51.84 | 48.28 | 33.98 | 7.86 | 0.01 | 0 | 0 | 0 | 0 | 0 | 0 | 0 | 0 | 0 | 0 | 1.38 | 29.83 | 65.84 | 72.42 | 72.02 | 70.75 | 72.45 | 72.61 | 71.53 | 72.69 | 69.7 | 63.57 | 29.5 | 1.36 | 0 | 0 | 0 | 0 | 0 | 0 | 0 | 0 | 0 | 0.01 | 11 | 51.9 | 73.18 | 76.52 | 76.62 | 75.93 | 77.54 | 77.53 | 79.32 | 79.3 | 77.55 | 73.1 | 45.23 | 7.03 | 0 | 0 | 0 | 0 | 0 | 0 | 0 | 0 | 0 | 0.07 | 15.79 | 57.35 | 77.7 | 83.2 | 84.23 | 84.87 | 85.35 | 85.11 | 84.36 | 84.34 | 82.49 | 76.53 | 56.7 | 15.99 | 0.19 | 0 | 0 | 0 | 0 | 0 | 0 | 0 | 0 | 0 | 7.17 | 46.01 | 74.2 | 81.89 | 83.01 | 83.61 | 83.27 | 83.11 | 82.2 | 82.05 | 78.71 | 72.97 | 51.18 | 12.04 | 0.07 | 0 | 0 | 0 | 0 | 0 | 0 | 0 | 0 | 0 | 1.01 | 26.96 | 62.3 | 75.33 | 78.83 | 79.19 | 79.8 | 79.19 | 78.55 | 78 | 73.41 | 60.2 | 26.72 | 1.48 | 0 | 0 | 0 | 0 | 0 | 0 | 0 | 0 | 0 | 0 | 0.11 | 16.47 | 58.73 | 73.99 | 76.48 | 75.93 | 75.07 | 75.21 | 76.26 | 76.6 | 72.19 | 47.51 | 9.34 | 0.01 | 0 | 0 | 0 | 0 | 0 | 0 | 0 | 0 | 0 | 0 | 0 | 4.91 | 38.99 | 64.48 | 66.43 | 65.11 | 63.47 | 63.94 | 65.1 | 64.85 | 54.59 | 18.15 | 0.38 | 0 | 0 | 0 | 0 | 0 | 0 | 0 | 0 | 0 | 0 | 0 | 0 | 0.18 | 15.2 | 45.76 | 53.91 | 52.89 | 51.19 | 52.69 | 54.26 | 50.97 | 31.93 | 3.79 | 0 | 0 | 0 | 0 | 0 | 0 | 0 | 0 | 0 | 0 | 0 | 0 | 0 | 0 | 2.99 | 20.46 | 33.59 | 40.82 | 42.88 | 41.75 | 40.43 | 37.39 | 20.91 | 2.25 | 0 | 0 | 0 | 0 | 0 | 0 | 0
TRNQL8_2_VERSR1 |  | Solar_1Axis | Solar Tracking | CISO | North | Norcal | ID | 60 | 0 | 0 | 0 | 0 | 0 | 0 | 0 | 1.27 | 9.83 | 18.74 | 23.17 | 25.51 | 25.52 | 24.09 | 22.55 | 15.4 | 3.36 | 0 | 0 | 0 | 0 | 0 | 0 | 0 | 0 | 0 | 0 | 0 | 0 | 0 | 0.01 | 7.41 | 30.81 | 38.41 | 39.23 | 37.18 | 36.64 | 36.4 | 37.19 | 31.72 | 16.64 | 0.92 | 0 | 0 | 0 | 0 | 0 | 0 | 0 | 0 | 0 | 0 | 0 | 0 | 1.55 | 19.16 | 35.96 | 38.53 | 36.16 | 37.14 | 36.59 | 33.68 | 31.1 | 28.97 | 20.39 | 4.72 | 0.01 | 0 | 0 | 0 | 0 | 0 | 0 | 0 | 0 | 0 | 0 | 0.83 | 17.9 | 39.5 | 43.45 | 43.21 | 42.45 | 43.47 | 43.57 | 42.92 | 43.62 | 41.82 | 38.14 | 17.7 | 0.82 | 0 | 0 | 0 | 0 | 0 | 0 | 0 | 0 | 0 | 0.01 | 6.6 | 31.14 | 43.91 | 45.91 | 45.97 | 45.56 | 46.53 | 46.52 | 47.59 | 47.58 | 46.53 | 43.86 | 27.14 | 4.22 | 0 | 0 | 0 | 0 | 0 | 0 | 0 | 0 | 0 | 0.04 | 9.47 | 34.41 | 46.62 | 49.92 | 50.54 | 50.92 | 51.21 | 51.07 | 50.62 | 50.6 | 49.5 | 45.92 | 34.02 | 9.59 | 0.11 | 0 | 0 | 0 | 0 | 0 | 0 | 0 | 0 | 0 | 4.3 | 27.61 | 44.52 | 49.13 | 49.81 | 50.16 | 49.96 | 49.86 | 49.32 | 49.23 | 47.23 | 43.78 | 30.71 | 7.22 | 0.04 | 0 | 0 | 0 | 0 | 0 | 0 | 0 | 0 | 0 | 0.61 | 16.18 | 37.38 | 45.2 | 47.3 | 47.51 | 47.88 | 47.51 | 47.13 | 46.8 | 44.04 | 36.12 | 16.03 | 0.89 | 0 | 0 | 0 | 0 | 0 | 0 | 0 | 0 | 0 | 0 | 0.06 | 9.88 | 35.24 | 44.39 | 45.89 | 45.56 | 45.04 | 45.12 | 45.76 | 45.96 | 43.31 | 28.51 | 5.6 | 0.01 | 0 | 0 | 0 | 0 | 0 | 0 | 0 | 0 | 0 | 0 | 0 | 2.95 | 23.39 | 38.69 | 39.86 | 39.06 | 38.08 | 38.37 | 39.06 | 38.91 | 32.75 | 10.89 | 0.23 | 0 | 0 | 0 | 0 | 0 | 0 | 0 | 0 | 0 | 0 | 0 | 0 | 0.11 | 9.12 | 27.46 | 32.34 | 31.73 | 30.72 | 31.62 | 32.55 | 30.58 | 19.16 | 2.27 | 0 | 0 | 0 | 0 | 0 | 0 | 0 | 0 | 0 | 0 | 0 | 0 | 0 | 0 | 1.79 | 12.28 | 20.15 | 24.49 | 25.73 | 25.05 | 24.26 | 22.43 | 12.54 | 1.35 | 0 | 0 | 0 | 0 | 0 | 0 | 0
TRNQLT_2_SOLAR |  | Paired_Solar_Fixed | Solar Fixed | CISO | North | Norcal | FC | 200 | 0 | 0 | 0 | 0 | 0 | 0 | 0 | 4.67 | 35.02 | 72.59 | 90.35 | 97.06 | 95.75 | 88.39 | 76.17 | 51.76 | 12.01 | 0.01 | 0 | 0 | 0 | 0 | 0 | 0 | 0 | 0 | 0 | 0 | 0 | 0 | 0.01 | 20.17 | 84.14 | 116.97 | 128.91 | 130.1 | 131.04 | 127.61 | 119.77 | 94.35 | 44.49 | 3.32 | 0 | 0 | 0 | 0 | 0 | 0 | 0 | 0 | 0 | 0 | 0 | 0 | 4.78 | 52.04 | 99.38 | 116.27 | 119.49 | 116.98 | 120.17 | 116.96 | 106.07 | 87.76 | 60.09 | 14.75 | 0.04 | 0 | 0 | 0 | 0 | 0 | 0 | 0 | 0 | 0 | 0 | 2.04 | 40.26 | 104.34 | 135.07 | 150.08 | 155.49 | 162.04 | 159.01 | 157.25 | 152.39 | 134.97 | 103.71 | 42.8 | 2.68 | 0 | 0 | 0 | 0 | 0 | 0 | 0 | 0 | 0 | 0 | 12.78 | 70.4 | 118.95 | 143.99 | 158.55 | 162.64 | 164.01 | 164.69 | 164.31 | 158.35 | 141.97 | 117.09 | 63.24 | 10.48 | 0.02 | 0 | 0 | 0 | 0 | 0 | 0 | 0 | 0 | 0.07 | 17.84 | 73.88 | 120.86 | 146.05 | 158.22 | 166.26 | 168.56 | 171.3 | 168.55 | 160.94 | 146.91 | 121.77 | 76.62 | 20.76 | 0.26 | 0 | 0 | 0 | 0 | 0 | 0 | 0 | 0 | 0 | 8.55 | 61.48 | 115.01 | 144.91 | 159.74 | 169.73 | 171.93 | 170.84 | 168.11 | 160.3 | 146.45 | 119.83 | 74.06 | 16.39 | 0.11 | 0 | 0 | 0 | 0 | 0 | 0 | 0 | 0 | 0 | 1.34 | 37.13 | 97.89 | 131.71 | 147.68 | 158.56 | 163.59 | 162.87 | 161.98 | 153.63 | 134.64 | 100.23 | 40.19 | 2.42 | 0 | 0 | 0 | 0 | 0 | 0 | 0 | 0 | 0 | 0 | 0.14 | 24.88 | 95.15 | 136.8 | 153.28 | 161.82 | 164.26 | 163.1 | 160.45 | 152.3 | 131.45 | 80.14 | 17.32 | 0.05 | 0 | 0 | 0 | 0 | 0 | 0 | 0 | 0 | 0 | 0 | 0 | 8.93 | 67.41 | 119.19 | 138.3 | 141.94 | 143.01 | 142.26 | 140.86 | 129.68 | 97.83 | 34.73 | 1.3 | 0 | 0 | 0 | 0 | 0 | 0 | 0 | 0 | 0 | 0 | 0 | 0 | 0.42 | 28.57 | 91.71 | 118.55 | 125.84 | 124.74 | 124.31 | 120.25 | 105.51 | 60.69 | 8.28 | 0 | 0 | 0 | 0 | 0 | 0 | 0 | 0 | 0 | 0 | 0 | 0 | 0 | 0 | 6.78 | 35.24 | 68.38 | 86.63 | 94.88 | 92.51 | 85.43 | 73.71 | 41.61 | 5.29 | 0 | 0 | 0 | 0 | 0 | 0 | 0
TRNSWD_1_QF |  | Wind | Wind | CISO | South | Socal | FC | 38.97 | 3.62 | 3.76 | 4.3 | 4.04 | 4 | 3.73 | 3.05 | 2.63 | 2.78 | 2.78 | 2.75 | 2.88 | 3.19 | 3.65 | 3.64 | 3.98 | 3.49 | 3.49 | 3.27 | 3.32 | 3.19 | 3.13 | 3.25 | 3.1 | 4.82 | 5.33 | 5.52 | 5.22 | 4.61 | 4.35 | 4.54 | 4.59 | 4.44 | 4.96 | 5.15 | 5.25 | 6.12 | 5.7 | 6.55 | 5.79 | 6.93 | 6.85 | 7.9 | 7.6 | 7.68 | 6.95 | 6.26 | 5.28 | 7.88 | 8.21 | 7.66 | 7.21 | 6.63 | 5.69 | 5.46 | 5.22 | 5.68 | 5 | 5.1 | 5.7 | 6.36 | 7.43 | 7.81 | 8.71 | 8.93 | 9.12 | 8.85 | 8.74 | 8.59 | 8.68 | 9.23 | 8.31 | 14.1 | 12.62 | 11 | 9.37 | 8.06 | 6.95 | 4.85 | 3.65 | 3.42 | 3.21 | 2.97 | 3.21 | 3.51 | 5.32 | 7.97 | 10.56 | 12.7 | 13.87 | 14.26 | 14.66 | 15.49 | 14.64 | 14.13 | 14.28 | 15.77 | 14.85 | 14.52 | 13.1 | 10.79 | 8.9 | 6.65 | 5.13 | 3.57 | 2.88 | 2.53 | 2.38 | 3.31 | 5.46 | 8.9 | 12.86 | 14.93 | 16.47 | 16.08 | 16.07 | 16.4 | 16.66 | 17.08 | 16.02 | 15.72 | 14.76 | 13.57 | 11.48 | 9.99 | 7.83 | 5.54 | 3.7 | 2.92 | 1.96 | 2.32 | 2.42 | 2.98 | 4.61 | 7.45 | 10.29 | 12.57 | 14.64 | 16.27 | 17.85 | 17.46 | 17.38 | 17.24 | 16.56 | 17.62 | 16.26 | 14.36 | 12.94 | 11.34 | 8.83 | 6.46 | 3.97 | 2.5 | 1.82 | 2.21 | 3.03 | 4.33 | 6.44 | 8.84 | 11.97 | 14.59 | 16.6 | 18 | 18.42 | 19.17 | 19.06 | 18.73 | 18.08 | 14.47 | 13.02 | 11.23 | 9.11 | 8.01 | 6.44 | 4.46 | 2.81 | 2.03 | 1.67 | 1.89 | 2.4 | 3.48 | 4.87 | 6.94 | 9.19 | 11.69 | 13.48 | 15.27 | 16.31 | 16.38 | 15.86 | 15.51 | 14.9 | 9.83 | 9.52 | 8.81 | 6.77 | 5.83 | 4.95 | 3.72 | 2.67 | 2.04 | 2.23 | 2.73 | 3.19 | 3.91 | 4.85 | 6.36 | 7.43 | 8.27 | 9.77 | 11.29 | 11.89 | 11.73 | 11.04 | 10.32 | 9.78 | 4.39 | 4.25 | 4.06 | 3.61 | 3.32 | 3.19 | 2.27 | 1.67 | 1.4 | 1.53 | 1.97 | 2.13 | 1.96 | 2.22 | 2.35 | 2.91 | 3.93 | 4.43 | 5.05 | 5.79 | 5.22 | 4.74 | 4.35 | 4.28 | 2.26 | 2.5 | 2.42 | 2.53 | 2.34 | 2.29 | 2.16 | 1.89 | 1.97 | 2.23 | 2.44 | 2.82 | 2.69 | 2.76 | 2.93 | 3 | 2.64 | 2.57 | 3.11 | 3.2 | 3.19 | 2.84 | 2.6 | 2.4 | 2.56 | 2.62 | 2.77 | 2.63 | 2.76 | 2.62 | 2.32 | 2.78 | 2.59 | 2.33 | 2.3 | 2.44 | 2.77 | 3.09 | 2.86 | 2.42 | 2.48 | 2.52 | 2.62 | 2.55 | 2.76 | 2.96 | 3.03 | 2.82
TULEWD_1_TULWD1 |  | Wind | Wind | CISO | South | Socal | FC | 130.5 | 12.12 | 12.59 | 14.38 | 13.54 | 13.41 | 12.48 | 10.21 | 8.82 | 9.3 | 9.31 | 9.22 | 9.65 | 10.67 | 12.23 | 12.18 | 13.32 | 11.7 | 11.69 | 10.96 | 11.12 | 10.69 | 10.48 | 10.89 | 10.4 | 16.14 | 17.86 | 18.49 | 17.47 | 15.43 | 14.56 | 15.21 | 15.38 | 14.86 | 16.62 | 17.24 | 17.59 | 20.48 | 19.09 | 21.93 | 19.38 | 23.19 | 22.94 | 26.46 | 25.44 | 25.72 | 23.27 | 20.96 | 17.68 | 26.38 | 27.49 | 25.65 | 24.14 | 22.21 | 19.05 | 18.29 | 17.47 | 19.04 | 16.76 | 17.08 | 19.1 | 21.31 | 24.88 | 26.14 | 29.17 | 29.91 | 30.53 | 29.64 | 29.28 | 28.76 | 29.07 | 30.91 | 27.83 | 47.21 | 42.27 | 36.83 | 31.38 | 27 | 23.28 | 16.24 | 12.23 | 11.44 | 10.74 | 9.96 | 10.74 | 11.77 | 17.83 | 26.69 | 35.35 | 42.52 | 46.44 | 47.74 | 49.1 | 51.86 | 49.02 | 47.32 | 47.83 | 52.82 | 49.72 | 48.63 | 43.87 | 36.14 | 29.81 | 22.28 | 17.17 | 11.97 | 9.65 | 8.48 | 7.97 | 11.08 | 18.29 | 29.82 | 43.06 | 49.99 | 55.14 | 53.84 | 53.83 | 54.93 | 55.8 | 57.21 | 53.64 | 52.63 | 49.42 | 45.43 | 38.45 | 33.44 | 26.23 | 18.55 | 12.4 | 9.78 | 6.58 | 7.75 | 8.09 | 9.98 | 15.44 | 24.95 | 34.47 | 42.1 | 49.04 | 54.49 | 59.78 | 58.46 | 58.2 | 57.72 | 55.46 | 59 | 54.45 | 48.1 | 43.35 | 37.98 | 29.56 | 21.64 | 13.29 | 8.36 | 6.1 | 7.41 | 10.15 | 14.49 | 21.57 | 29.61 | 40.1 | 48.86 | 55.58 | 60.26 | 61.7 | 64.18 | 63.83 | 62.71 | 60.55 | 48.45 | 43.59 | 37.61 | 30.49 | 26.82 | 21.55 | 14.93 | 9.42 | 6.81 | 5.59 | 6.33 | 8.03 | 11.66 | 16.32 | 23.24 | 30.79 | 39.16 | 45.12 | 51.13 | 54.62 | 54.84 | 53.12 | 51.95 | 49.9 | 32.92 | 31.88 | 29.49 | 22.66 | 19.52 | 16.59 | 12.47 | 8.94 | 6.82 | 7.46 | 9.13 | 10.67 | 13.1 | 16.25 | 21.31 | 24.89 | 27.71 | 32.73 | 37.82 | 39.82 | 39.29 | 36.97 | 34.54 | 32.75 | 14.7 | 14.24 | 13.59 | 12.09 | 11.13 | 10.68 | 7.6 | 5.58 | 4.69 | 5.13 | 6.58 | 7.12 | 6.56 | 7.42 | 7.86 | 9.74 | 13.15 | 14.84 | 16.9 | 19.4 | 17.47 | 15.88 | 14.56 | 14.35 | 7.58 | 8.38 | 8.09 | 8.47 | 7.82 | 7.67 | 7.25 | 6.32 | 6.6 | 7.46 | 8.16 | 9.43 | 9.02 | 9.25 | 9.8 | 10.04 | 8.83 | 8.62 | 10.43 | 10.73 | 10.67 | 9.52 | 8.7 | 8.02 | 8.57 | 8.76 | 9.28 | 8.81 | 9.26 | 8.77 | 7.75 | 9.32 | 8.67 | 7.81 | 7.71 | 8.18 | 9.29 | 10.34 | 9.56 | 8.1 | 8.31 | 8.44 | 8.78 | 8.54 | 9.23 | 9.92 | 10.16 | 9.44
TWISSL_6_SOLAR |  | Solar_Fixed | Solar Fixed | CISO | North | Norcal | FC | 1.5 | 0 | 0 | 0 | 0 | 0 | 0 | 0 | 0.03 | 0.26 | 0.54 | 0.68 | 0.73 | 0.72 | 0.66 | 0.57 | 0.39 | 0.09 | 0 | 0 | 0 | 0 | 0 | 0 | 0 | 0 | 0 | 0 | 0 | 0 | 0 | 0 | 0.15 | 0.63 | 0.88 | 0.97 | 0.98 | 0.98 | 0.96 | 0.9 | 0.71 | 0.33 | 0.02 | 0 | 0 | 0 | 0 | 0 | 0 | 0 | 0 | 0 | 0 | 0 | 0 | 0.04 | 0.39 | 0.75 | 0.87 | 0.9 | 0.88 | 0.9 | 0.88 | 0.8 | 0.66 | 0.45 | 0.11 | 0 | 0 | 0 | 0 | 0 | 0 | 0 | 0 | 0 | 0 | 0 | 0.02 | 0.3 | 0.78 | 1.01 | 1.13 | 1.17 | 1.22 | 1.19 | 1.18 | 1.14 | 1.01 | 0.78 | 0.32 | 0.02 | 0 | 0 | 0 | 0 | 0 | 0 | 0 | 0 | 0 | 0 | 0.1 | 0.53 | 0.89 | 1.08 | 1.19 | 1.22 | 1.23 | 1.24 | 1.23 | 1.19 | 1.06 | 0.88 | 0.47 | 0.08 | 0 | 0 | 0 | 0 | 0 | 0 | 0 | 0 | 0 | 0 | 0.13 | 0.55 | 0.91 | 1.1 | 1.19 | 1.25 | 1.26 | 1.28 | 1.26 | 1.21 | 1.1 | 0.91 | 0.57 | 0.16 | 0 | 0 | 0 | 0 | 0 | 0 | 0 | 0 | 0 | 0 | 0.06 | 0.46 | 0.86 | 1.09 | 1.2 | 1.27 | 1.29 | 1.28 | 1.26 | 1.2 | 1.1 | 0.9 | 0.56 | 0.12 | 0 | 0 | 0 | 0 | 0 | 0 | 0 | 0 | 0 | 0 | 0.01 | 0.28 | 0.73 | 0.99 | 1.11 | 1.19 | 1.23 | 1.22 | 1.21 | 1.15 | 1.01 | 0.75 | 0.3 | 0.02 | 0 | 0 | 0 | 0 | 0 | 0 | 0 | 0 | 0 | 0 | 0 | 0.19 | 0.71 | 1.03 | 1.15 | 1.21 | 1.23 | 1.22 | 1.2 | 1.14 | 0.99 | 0.6 | 0.13 | 0 | 0 | 0 | 0 | 0 | 0 | 0 | 0 | 0 | 0 | 0 | 0 | 0.07 | 0.51 | 0.89 | 1.04 | 1.06 | 1.07 | 1.07 | 1.06 | 0.97 | 0.73 | 0.26 | 0.01 | 0 | 0 | 0 | 0 | 0 | 0 | 0 | 0 | 0 | 0 | 0 | 0 | 0 | 0.21 | 0.69 | 0.89 | 0.94 | 0.94 | 0.93 | 0.9 | 0.79 | 0.46 | 0.06 | 0 | 0 | 0 | 0 | 0 | 0 | 0 | 0 | 0 | 0 | 0 | 0 | 0 | 0 | 0.05 | 0.26 | 0.51 | 0.65 | 0.71 | 0.69 | 0.64 | 0.55 | 0.31 | 0.04 | 0 | 0 | 0 | 0 | 0 | 0 | 0
TWISSL_6_SOLAR1 |  | Solar_1Axis | Solar Tracking | CISO | North | Norcal | FC | 20 | 0 | 0 | 0 | 0 | 0 | 0 | 0 | 0.42 | 3.28 | 6.25 | 7.72 | 8.5 | 8.51 | 8.03 | 7.52 | 5.13 | 1.12 | 0 | 0 | 0 | 0 | 0 | 0 | 0 | 0 | 0 | 0 | 0 | 0 | 0 | 0 | 2.47 | 10.27 | 12.8 | 13.08 | 12.39 | 12.21 | 12.13 | 12.4 | 10.57 | 5.55 | 0.31 | 0 | 0 | 0 | 0 | 0 | 0 | 0 | 0 | 0 | 0 | 0 | 0 | 0.52 | 6.39 | 11.99 | 12.84 | 12.05 | 12.38 | 12.2 | 11.23 | 10.37 | 9.66 | 6.8 | 1.57 | 0 | 0 | 0 | 0 | 0 | 0 | 0 | 0 | 0 | 0 | 0 | 0.28 | 5.97 | 13.17 | 14.48 | 14.4 | 14.15 | 14.49 | 14.52 | 14.31 | 14.54 | 13.94 | 12.71 | 5.9 | 0.27 | 0 | 0 | 0 | 0 | 0 | 0 | 0 | 0 | 0 | 0 | 2.2 | 10.38 | 14.64 | 15.3 | 15.32 | 15.19 | 15.51 | 15.51 | 15.86 | 15.86 | 15.51 | 14.62 | 9.05 | 1.41 | 0 | 0 | 0 | 0 | 0 | 0 | 0 | 0 | 0 | 0.01 | 3.16 | 11.47 | 15.54 | 16.64 | 16.85 | 16.97 | 17.07 | 17.02 | 16.87 | 16.87 | 16.5 | 15.31 | 11.34 | 3.2 | 0.04 | 0 | 0 | 0 | 0 | 0 | 0 | 0 | 0 | 0 | 1.43 | 9.2 | 14.84 | 16.38 | 16.6 | 16.72 | 16.65 | 16.62 | 16.44 | 16.41 | 15.74 | 14.59 | 10.24 | 2.41 | 0.01 | 0 | 0 | 0 | 0 | 0 | 0 | 0 | 0 | 0 | 0.2 | 5.39 | 12.46 | 15.07 | 15.77 | 15.84 | 15.96 | 15.84 | 15.71 | 15.6 | 14.68 | 12.04 | 5.34 | 0.3 | 0 | 0 | 0 | 0 | 0 | 0 | 0 | 0 | 0 | 0 | 0.02 | 3.29 | 11.75 | 14.8 | 15.3 | 15.19 | 15.01 | 15.04 | 15.25 | 15.32 | 14.44 | 9.5 | 1.87 | 0 | 0 | 0 | 0 | 0 | 0 | 0 | 0 | 0 | 0 | 0 | 0 | 0.98 | 7.8 | 12.9 | 13.29 | 13.02 | 12.69 | 12.79 | 13.02 | 12.97 | 10.92 | 3.63 | 0.08 | 0 | 0 | 0 | 0 | 0 | 0 | 0 | 0 | 0 | 0 | 0 | 0 | 0.04 | 3.04 | 9.15 | 10.78 | 10.58 | 10.24 | 10.54 | 10.85 | 10.19 | 6.39 | 0.76 | 0 | 0 | 0 | 0 | 0 | 0 | 0 | 0 | 0 | 0 | 0 | 0 | 0 | 0 | 0.6 | 4.09 | 6.72 | 8.16 | 8.58 | 8.35 | 8.09 | 7.48 | 4.18 | 0.45 | 0 | 0 | 0 | 0 | 0 | 0 | 0
TX-ELK_6_ECKSR2 |  | Solar_1Axis | Solar Tracking | CISO | North | Norcal | EO | 3 | 0 | 0 | 0 | 0 | 0 | 0 | 0 | 0.06 | 0.49 | 0.94 | 1.16 | 1.28 | 1.28 | 1.2 | 1.13 | 0.77 | 0.17 | 0 | 0 | 0 | 0 | 0 | 0 | 0 | 0 | 0 | 0 | 0 | 0 | 0 | 0 | 0.37 | 1.54 | 1.92 | 1.96 | 1.86 | 1.83 | 1.82 | 1.86 | 1.59 | 0.83 | 0.05 | 0 | 0 | 0 | 0 | 0 | 0 | 0 | 0 | 0 | 0 | 0 | 0 | 0.08 | 0.96 | 1.8 | 1.93 | 1.81 | 1.86 | 1.83 | 1.68 | 1.56 | 1.45 | 1.02 | 0.24 | 0 | 0 | 0 | 0 | 0 | 0 | 0 | 0 | 0 | 0 | 0 | 0.04 | 0.89 | 1.98 | 2.17 | 2.16 | 2.12 | 2.17 | 2.18 | 2.15 | 2.18 | 2.09 | 1.91 | 0.89 | 0.04 | 0 | 0 | 0 | 0 | 0 | 0 | 0 | 0 | 0 | 0 | 0.33 | 1.56 | 2.2 | 2.3 | 2.3 | 2.28 | 2.33 | 2.33 | 2.38 | 2.38 | 2.33 | 2.19 | 1.36 | 0.21 | 0 | 0 | 0 | 0 | 0 | 0 | 0 | 0 | 0 | 0 | 0.47 | 1.72 | 2.33 | 2.5 | 2.53 | 2.55 | 2.56 | 2.55 | 2.53 | 2.53 | 2.47 | 2.3 | 1.7 | 0.48 | 0.01 | 0 | 0 | 0 | 0 | 0 | 0 | 0 | 0 | 0 | 0.22 | 1.38 | 2.23 | 2.46 | 2.49 | 2.51 | 2.5 | 2.49 | 2.47 | 2.46 | 2.36 | 2.19 | 1.54 | 0.36 | 0 | 0 | 0 | 0 | 0 | 0 | 0 | 0 | 0 | 0 | 0.03 | 0.81 | 1.87 | 2.26 | 2.36 | 2.38 | 2.39 | 2.38 | 2.36 | 2.34 | 2.2 | 1.81 | 0.8 | 0.04 | 0 | 0 | 0 | 0 | 0 | 0 | 0 | 0 | 0 | 0 | 0 | 0.49 | 1.76 | 2.22 | 2.29 | 2.28 | 2.25 | 2.26 | 2.29 | 2.3 | 2.17 | 1.43 | 0.28 | 0 | 0 | 0 | 0 | 0 | 0 | 0 | 0 | 0 | 0 | 0 | 0 | 0.15 | 1.17 | 1.93 | 1.99 | 1.95 | 1.9 | 1.92 | 1.95 | 1.95 | 1.64 | 0.54 | 0.01 | 0 | 0 | 0 | 0 | 0 | 0 | 0 | 0 | 0 | 0 | 0 | 0 | 0.01 | 0.46 | 1.37 | 1.62 | 1.59 | 1.54 | 1.58 | 1.63 | 1.53 | 0.96 | 0.11 | 0 | 0 | 0 | 0 | 0 | 0 | 0 | 0 | 0 | 0 | 0 | 0 | 0 | 0 | 0.09 | 0.61 | 1.01 | 1.22 | 1.29 | 1.25 | 1.21 | 1.12 | 0.63 | 0.07 | 0 | 0 | 0 | 0 | 0 | 0 | 0
TX-ELK_6_SOLAR1 |  | Solar_1Axis | Solar Tracking | CISO | North | Norcal | EO | 1.5 | 0 | 0 | 0 | 0 | 0 | 0 | 0 | 0.03 | 0.25 | 0.47 | 0.58 | 0.64 | 0.64 | 0.6 | 0.56 | 0.39 | 0.08 | 0 | 0 | 0 | 0 | 0 | 0 | 0 | 0 | 0 | 0 | 0 | 0 | 0 | 0 | 0.19 | 0.77 | 0.96 | 0.98 | 0.93 | 0.92 | 0.91 | 0.93 | 0.79 | 0.42 | 0.02 | 0 | 0 | 0 | 0 | 0 | 0 | 0 | 0 | 0 | 0 | 0 | 0 | 0.04 | 0.48 | 0.9 | 0.96 | 0.9 | 0.93 | 0.91 | 0.84 | 0.78 | 0.72 | 0.51 | 0.12 | 0 | 0 | 0 | 0 | 0 | 0 | 0 | 0 | 0 | 0 | 0 | 0.02 | 0.45 | 0.99 | 1.09 | 1.08 | 1.06 | 1.09 | 1.09 | 1.07 | 1.09 | 1.05 | 0.95 | 0.44 | 0.02 | 0 | 0 | 0 | 0 | 0 | 0 | 0 | 0 | 0 | 0 | 0.16 | 0.78 | 1.1 | 1.15 | 1.15 | 1.14 | 1.16 | 1.16 | 1.19 | 1.19 | 1.16 | 1.1 | 0.68 | 0.11 | 0 | 0 | 0 | 0 | 0 | 0 | 0 | 0 | 0 | 0 | 0.24 | 0.86 | 1.17 | 1.25 | 1.26 | 1.27 | 1.28 | 1.28 | 1.27 | 1.27 | 1.24 | 1.15 | 0.85 | 0.24 | 0 | 0 | 0 | 0 | 0 | 0 | 0 | 0 | 0 | 0 | 0.11 | 0.69 | 1.11 | 1.23 | 1.25 | 1.25 | 1.25 | 1.25 | 1.23 | 1.23 | 1.18 | 1.09 | 0.77 | 0.18 | 0 | 0 | 0 | 0 | 0 | 0 | 0 | 0 | 0 | 0 | 0.02 | 0.4 | 0.93 | 1.13 | 1.18 | 1.19 | 1.2 | 1.19 | 1.18 | 1.17 | 1.1 | 0.9 | 0.4 | 0.02 | 0 | 0 | 0 | 0 | 0 | 0 | 0 | 0 | 0 | 0 | 0 | 0.25 | 0.88 | 1.11 | 1.15 | 1.14 | 1.13 | 1.13 | 1.14 | 1.15 | 1.08 | 0.71 | 0.14 | 0 | 0 | 0 | 0 | 0 | 0 | 0 | 0 | 0 | 0 | 0 | 0 | 0.07 | 0.58 | 0.97 | 1 | 0.98 | 0.95 | 0.96 | 0.98 | 0.97 | 0.82 | 0.27 | 0.01 | 0 | 0 | 0 | 0 | 0 | 0 | 0 | 0 | 0 | 0 | 0 | 0 | 0 | 0.23 | 0.69 | 0.81 | 0.79 | 0.77 | 0.79 | 0.81 | 0.76 | 0.48 | 0.06 | 0 | 0 | 0 | 0 | 0 | 0 | 0 | 0 | 0 | 0 | 0 | 0 | 0 | 0 | 0.04 | 0.31 | 0.5 | 0.61 | 0.64 | 0.63 | 0.61 | 0.56 | 0.31 | 0.03 | 0 | 0 | 0 | 0 | 0 | 0 | 0
USWND2_1_WIND1 |  | Wind | Wind | CISO | North | Norcal | FC | 42.96 | 2.99 | 3.23 | 2.66 | 2.72 | 2.64 | 2.65 | 2.73 | 2.97 | 2.69 | 2.3 | 2.35 | 2.18 | 2.12 | 1.97 | 1.78 | 1.71 | 1.8 | 2 | 2.44 | 2.99 | 3.09 | 3.27 | 3.14 | 3.11 | 6.27 | 6.26 | 5.78 | 5.57 | 5.18 | 5 | 5.08 | 5.61 | 4.94 | 4.59 | 4.55 | 4.06 | 3.92 | 4.11 | 4.24 | 3.64 | 3.1 | 3.21 | 3.65 | 5.03 | 5.44 | 5.35 | 6.41 | 6.64 | 7.73 | 7.05 | 6.78 | 6.4 | 5.21 | 4.24 | 4.57 | 4.5 | 3.66 | 3.26 | 3.06 | 3.35 | 3.33 | 4.15 | 4.23 | 4.67 | 5.31 | 6.05 | 7.61 | 8.05 | 8.06 | 7.98 | 7.94 | 8.13 | 17.23 | 15.97 | 13.81 | 12.76 | 11.22 | 10.26 | 8.27 | 6.88 | 5.94 | 5.67 | 4.82 | 4.28 | 4.52 | 5.8 | 7.03 | 9.92 | 11.88 | 14.63 | 15.09 | 16.05 | 16.89 | 17.7 | 18.07 | 18.49 | 19.11 | 19.71 | 19.56 | 16.74 | 14.43 | 13.38 | 10.89 | 10.86 | 9.04 | 7.46 | 5.87 | 6.32 | 7.64 | 8.75 | 12.37 | 15.52 | 18.26 | 19.53 | 19.82 | 20.58 | 21.47 | 20.71 | 20.36 | 20.19 | 20.7 | 20.84 | 19.52 | 18.8 | 16.95 | 14.24 | 11.55 | 10.41 | 8.62 | 6.44 | 4.35 | 4.34 | 4.42 | 6.39 | 10.46 | 14.49 | 16.98 | 18.33 | 18.89 | 20.06 | 22 | 21.95 | 22.44 | 22.04 | 25.55 | 24.46 | 24.07 | 22.9 | 21 | 19.91 | 16.87 | 13.11 | 9.82 | 7.98 | 6.1 | 5.51 | 7.03 | 9.84 | 13.95 | 16.39 | 18.45 | 20.02 | 21.68 | 22.43 | 23.8 | 24.79 | 26.05 | 26.56 | 21.61 | 19.8 | 17.84 | 15.61 | 13.55 | 11.78 | 10.45 | 7.16 | 4.74 | 3.47 | 2.55 | 2.14 | 2.17 | 2.68 | 4.16 | 7.33 | 10.81 | 13.05 | 15.79 | 19.51 | 20.78 | 21.3 | 21.63 | 21.43 | 20.32 | 18.57 | 16.72 | 14.86 | 13.16 | 11.81 | 11.2 | 9.88 | 8.66 | 6.73 | 4.66 | 3.39 | 3.64 | 4.03 | 5.4 | 8.31 | 10.57 | 12.76 | 15.57 | 17.12 | 18.14 | 18.31 | 19.82 | 19.64 | 8.84 | 8.62 | 7.72 | 7.07 | 6.44 | 4.79 | 4.57 | 3.57 | 3.03 | 3.04 | 2.44 | 2.28 | 2.08 | 2.06 | 2.23 | 2.52 | 3.08 | 4.7 | 5.26 | 6.26 | 7.89 | 8.83 | 9.85 | 9.88 | 2.72 | 2.53 | 2.86 | 2.82 | 2.4 | 2.55 | 2.48 | 2.44 | 1.92 | 1.6 | 1.46 | 1.33 | 1.44 | 1.3 | 1.49 | 1.67 | 1.51 | 1.73 | 1.96 | 2.05 | 2.59 | 2.84 | 3.07 | 3.15 | 2.9 | 3.17 | 2.67 | 2.68 | 2.73 | 2.95 | 2.82 | 2.76 | 2.8 | 2.37 | 2.06 | 2.06 | 1.97 | 1.73 | 2.02 | 2.02 | 1.88 | 2.37 | 2.68 | 3.12 | 3.42 | 3.21 | 3.26 | 3
USWND2_1_WIND2 |  | Wind | Wind | CISO | North | Norcal | FC | 42.96 | 2.99 | 3.23 | 2.66 | 2.72 | 2.64 | 2.65 | 2.73 | 2.97 | 2.69 | 2.3 | 2.35 | 2.18 | 2.12 | 1.97 | 1.78 | 1.71 | 1.8 | 2 | 2.44 | 2.99 | 3.09 | 3.27 | 3.14 | 3.11 | 6.27 | 6.26 | 5.78 | 5.57 | 5.18 | 5 | 5.08 | 5.61 | 4.94 | 4.59 | 4.55 | 4.06 | 3.92 | 4.11 | 4.24 | 3.64 | 3.1 | 3.21 | 3.65 | 5.03 | 5.44 | 5.35 | 6.41 | 6.64 | 7.73 | 7.05 | 6.78 | 6.4 | 5.21 | 4.24 | 4.57 | 4.5 | 3.66 | 3.26 | 3.06 | 3.35 | 3.33 | 4.15 | 4.23 | 4.67 | 5.31 | 6.05 | 7.61 | 8.05 | 8.06 | 7.98 | 7.94 | 8.13 | 17.23 | 15.97 | 13.81 | 12.76 | 11.22 | 10.26 | 8.27 | 6.88 | 5.94 | 5.67 | 4.82 | 4.28 | 4.52 | 5.8 | 7.03 | 9.92 | 11.88 | 14.63 | 15.09 | 16.05 | 16.89 | 17.7 | 18.07 | 18.49 | 19.11 | 19.71 | 19.56 | 16.74 | 14.43 | 13.38 | 10.89 | 10.86 | 9.04 | 7.46 | 5.87 | 6.32 | 7.64 | 8.75 | 12.37 | 15.52 | 18.26 | 19.53 | 19.82 | 20.58 | 21.47 | 20.71 | 20.36 | 20.19 | 20.7 | 20.84 | 19.52 | 18.8 | 16.95 | 14.24 | 11.55 | 10.41 | 8.62 | 6.44 | 4.35 | 4.34 | 4.42 | 6.39 | 10.46 | 14.49 | 16.98 | 18.33 | 18.89 | 20.06 | 22 | 21.95 | 22.44 | 22.04 | 25.55 | 24.46 | 24.07 | 22.9 | 21 | 19.91 | 16.87 | 13.11 | 9.82 | 7.98 | 6.1 | 5.51 | 7.03 | 9.84 | 13.95 | 16.39 | 18.45 | 20.02 | 21.68 | 22.43 | 23.8 | 24.79 | 26.05 | 26.56 | 21.61 | 19.8 | 17.84 | 15.61 | 13.55 | 11.78 | 10.45 | 7.16 | 4.74 | 3.47 | 2.55 | 2.14 | 2.17 | 2.68 | 4.16 | 7.33 | 10.81 | 13.05 | 15.79 | 19.51 | 20.78 | 21.3 | 21.63 | 21.43 | 20.32 | 18.57 | 16.72 | 14.86 | 13.16 | 11.81 | 11.2 | 9.88 | 8.66 | 6.73 | 4.66 | 3.39 | 3.64 | 4.03 | 5.4 | 8.31 | 10.57 | 12.76 | 15.57 | 17.12 | 18.14 | 18.31 | 19.82 | 19.64 | 8.84 | 8.62 | 7.72 | 7.07 | 6.44 | 4.79 | 4.57 | 3.57 | 3.03 | 3.04 | 2.44 | 2.28 | 2.08 | 2.06 | 2.23 | 2.52 | 3.08 | 4.7 | 5.26 | 6.26 | 7.89 | 8.83 | 9.85 | 9.88 | 2.72 | 2.53 | 2.86 | 2.82 | 2.4 | 2.55 | 2.48 | 2.44 | 1.92 | 1.6 | 1.46 | 1.33 | 1.44 | 1.3 | 1.49 | 1.67 | 1.51 | 1.73 | 1.96 | 2.05 | 2.59 | 2.84 | 3.07 | 3.15 | 2.9 | 3.17 | 2.67 | 2.68 | 2.73 | 2.95 | 2.82 | 2.76 | 2.8 | 2.37 | 2.06 | 2.06 | 1.97 | 1.73 | 2.02 | 2.02 | 1.88 | 2.37 | 2.68 | 3.12 | 3.42 | 3.21 | 3.26 | 3
USWND2_1_WIND3 |  | Wind | Wind | CISO | North | Norcal | FC | 46 | 3.2 | 3.45 | 2.85 | 2.91 | 2.83 | 2.84 | 2.92 | 3.18 | 2.88 | 2.46 | 2.51 | 2.33 | 2.27 | 2.11 | 1.91 | 1.83 | 1.93 | 2.15 | 2.61 | 3.2 | 3.3 | 3.5 | 3.36 | 3.33 | 6.71 | 6.71 | 6.19 | 5.97 | 5.55 | 5.35 | 5.44 | 6.01 | 5.29 | 4.91 | 4.87 | 4.35 | 4.19 | 4.4 | 4.54 | 3.9 | 3.32 | 3.44 | 3.91 | 5.38 | 5.82 | 5.73 | 6.86 | 7.11 | 8.28 | 7.54 | 7.26 | 6.85 | 5.58 | 4.54 | 4.89 | 4.81 | 3.92 | 3.49 | 3.28 | 3.58 | 3.56 | 4.44 | 4.53 | 5 | 5.69 | 6.48 | 8.15 | 8.62 | 8.63 | 8.55 | 8.5 | 8.71 | 18.45 | 17.1 | 14.79 | 13.67 | 12.01 | 10.99 | 8.86 | 7.37 | 6.36 | 6.08 | 5.16 | 4.58 | 4.84 | 6.21 | 7.52 | 10.62 | 12.72 | 15.67 | 16.16 | 17.19 | 18.09 | 18.96 | 19.35 | 19.8 | 20.47 | 21.11 | 20.94 | 17.93 | 15.45 | 14.33 | 11.66 | 11.63 | 9.68 | 7.99 | 6.29 | 6.77 | 8.18 | 9.37 | 13.25 | 16.62 | 19.56 | 20.92 | 21.22 | 22.03 | 22.98 | 22.18 | 21.8 | 21.62 | 22.17 | 22.31 | 20.91 | 20.13 | 18.15 | 15.25 | 12.37 | 11.15 | 9.23 | 6.89 | 4.66 | 4.65 | 4.73 | 6.84 | 11.2 | 15.52 | 18.19 | 19.63 | 20.22 | 21.48 | 23.55 | 23.51 | 24.03 | 23.6 | 27.35 | 26.19 | 25.77 | 24.52 | 22.49 | 21.32 | 18.07 | 14.04 | 10.51 | 8.55 | 6.53 | 5.9 | 7.53 | 10.54 | 14.94 | 17.55 | 19.75 | 21.43 | 23.21 | 24.02 | 25.48 | 26.55 | 27.9 | 28.44 | 23.13 | 21.2 | 19.1 | 16.72 | 14.51 | 12.61 | 11.19 | 7.67 | 5.07 | 3.72 | 2.74 | 2.29 | 2.32 | 2.87 | 4.46 | 7.84 | 11.57 | 13.98 | 16.91 | 20.89 | 22.25 | 22.8 | 23.16 | 22.95 | 21.76 | 19.88 | 17.9 | 15.91 | 14.09 | 12.64 | 12 | 10.58 | 9.27 | 7.21 | 4.99 | 3.63 | 3.9 | 4.31 | 5.78 | 8.9 | 11.32 | 13.67 | 16.67 | 18.33 | 19.42 | 19.6 | 21.23 | 21.03 | 9.46 | 9.23 | 8.26 | 7.57 | 6.89 | 5.13 | 4.89 | 3.83 | 3.24 | 3.26 | 2.61 | 2.44 | 2.23 | 2.21 | 2.39 | 2.69 | 3.3 | 5.03 | 5.63 | 6.7 | 8.45 | 9.45 | 10.55 | 10.58 | 2.91 | 2.71 | 3.07 | 3.02 | 2.57 | 2.73 | 2.65 | 2.61 | 2.06 | 1.71 | 1.56 | 1.42 | 1.54 | 1.4 | 1.6 | 1.79 | 1.62 | 1.85 | 2.1 | 2.19 | 2.77 | 3.04 | 3.29 | 3.37 | 3.11 | 3.39 | 2.86 | 2.87 | 2.92 | 3.16 | 3.02 | 2.95 | 3 | 2.54 | 2.2 | 2.21 | 2.11 | 1.85 | 2.17 | 2.16 | 2.01 | 2.54 | 2.87 | 3.34 | 3.66 | 3.43 | 3.49 | 3.21
USWNDR_2_LABWD1 |  | Wind | Wind | CISO | North | Norcal | FC | 9 | 0.63 | 0.68 | 0.56 | 0.57 | 0.55 | 0.55 | 0.57 | 0.62 | 0.56 | 0.48 | 0.49 | 0.46 | 0.45 | 0.41 | 0.37 | 0.36 | 0.38 | 0.42 | 0.51 | 0.63 | 0.65 | 0.69 | 0.66 | 0.65 | 1.31 | 1.31 | 1.21 | 1.17 | 1.09 | 1.05 | 1.06 | 1.18 | 1.03 | 0.96 | 0.95 | 0.85 | 0.82 | 0.86 | 0.89 | 0.76 | 0.65 | 0.67 | 0.76 | 1.05 | 1.14 | 1.12 | 1.34 | 1.39 | 1.62 | 1.48 | 1.42 | 1.34 | 1.09 | 0.89 | 0.96 | 0.94 | 0.77 | 0.68 | 0.64 | 0.7 | 0.7 | 0.87 | 0.89 | 0.98 | 1.11 | 1.27 | 1.59 | 1.69 | 1.69 | 1.67 | 1.66 | 1.7 | 3.61 | 3.34 | 2.89 | 2.67 | 2.35 | 2.15 | 1.73 | 1.44 | 1.24 | 1.19 | 1.01 | 0.9 | 0.95 | 1.21 | 1.47 | 2.08 | 2.49 | 3.07 | 3.16 | 3.36 | 3.54 | 3.71 | 3.79 | 3.87 | 4 | 4.13 | 4.1 | 3.51 | 3.02 | 2.8 | 2.28 | 2.28 | 1.89 | 1.56 | 1.23 | 1.32 | 1.6 | 1.83 | 2.59 | 3.25 | 3.83 | 4.09 | 4.15 | 4.31 | 4.5 | 4.34 | 4.27 | 4.23 | 4.34 | 4.37 | 4.09 | 3.94 | 3.55 | 2.98 | 2.42 | 2.18 | 1.81 | 1.35 | 0.91 | 0.91 | 0.93 | 1.34 | 2.19 | 3.04 | 3.56 | 3.84 | 3.96 | 4.2 | 4.61 | 4.6 | 4.7 | 4.62 | 5.35 | 5.12 | 5.04 | 4.8 | 4.4 | 4.17 | 3.53 | 2.75 | 2.06 | 1.67 | 1.28 | 1.15 | 1.47 | 2.06 | 2.92 | 3.43 | 3.86 | 4.19 | 4.54 | 4.7 | 4.99 | 5.19 | 5.46 | 5.56 | 4.53 | 4.15 | 3.74 | 3.27 | 2.84 | 2.47 | 2.19 | 1.5 | 0.99 | 0.73 | 0.54 | 0.45 | 0.45 | 0.56 | 0.87 | 1.53 | 2.26 | 2.73 | 3.31 | 4.09 | 4.35 | 4.46 | 4.53 | 4.49 | 4.26 | 3.89 | 3.5 | 3.11 | 2.76 | 2.47 | 2.35 | 2.07 | 1.81 | 1.41 | 0.98 | 0.71 | 0.76 | 0.84 | 1.13 | 1.74 | 2.21 | 2.67 | 3.26 | 3.59 | 3.8 | 3.84 | 4.15 | 4.11 | 1.85 | 1.81 | 1.62 | 1.48 | 1.35 | 1 | 0.96 | 0.75 | 0.63 | 0.64 | 0.51 | 0.48 | 0.44 | 0.43 | 0.47 | 0.53 | 0.65 | 0.98 | 1.1 | 1.31 | 1.65 | 1.85 | 2.06 | 2.07 | 0.57 | 0.53 | 0.6 | 0.59 | 0.5 | 0.53 | 0.52 | 0.51 | 0.4 | 0.34 | 0.31 | 0.28 | 0.3 | 0.27 | 0.31 | 0.35 | 0.32 | 0.36 | 0.41 | 0.43 | 0.54 | 0.59 | 0.64 | 0.66 | 0.61 | 0.66 | 0.56 | 0.56 | 0.57 | 0.62 | 0.59 | 0.58 | 0.59 | 0.5 | 0.43 | 0.43 | 0.41 | 0.36 | 0.42 | 0.42 | 0.39 | 0.5 | 0.56 | 0.65 | 0.72 | 0.67 | 0.68 | 0.63
USWNDR_2_SMUD |  | Wind | Wind | CISO | North | Norcal | FC | #N/A | #N/A | #N/A | #N/A | #N/A | #N/A | #N/A | #N/A | #N/A | #N/A | #N/A | #N/A | #N/A | #N/A | #N/A | #N/A | #N/A | #N/A | #N/A | #N/A | #N/A | #N/A | #N/A | #N/A | #N/A | #N/A | #N/A | #N/A | #N/A | #N/A | #N/A | #N/A | #N/A | #N/A | #N/A | #N/A | #N/A | #N/A | #N/A | #N/A | #N/A | #N/A | #N/A | #N/A | #N/A | #N/A | #N/A | #N/A | #N/A | #N/A | #N/A | #N/A | #N/A | #N/A | #N/A | #N/A | #N/A | #N/A | #N/A | #N/A | #N/A | #N/A | #N/A | #N/A | #N/A | #N/A | #N/A | #N/A | #N/A | #N/A | #N/A | #N/A | #N/A | #N/A | #N/A | #N/A | #N/A | #N/A | #N/A | #N/A | #N/A | #N/A | #N/A | #N/A | #N/A | #N/A | #N/A | #N/A | #N/A | #N/A | #N/A | #N/A | #N/A | #N/A | #N/A | #N/A | #N/A | #N/A | #N/A | #N/A | #N/A | #N/A | #N/A | #N/A | #N/A | #N/A | #N/A | #N/A | #N/A | #N/A | #N/A | #N/A | #N/A | #N/A | #N/A | #N/A | #N/A | #N/A | #N/A | #N/A | #N/A | #N/A | #N/A | #N/A | #N/A | #N/A | #N/A | #N/A | #N/A | #N/A | #N/A | #N/A | #N/A | #N/A | #N/A | #N/A | #N/A | #N/A | #N/A | #N/A | #N/A | #N/A | #N/A | #N/A | #N/A | #N/A | #N/A | #N/A | #N/A | #N/A | #N/A | #N/A | #N/A | #N/A | #N/A | #N/A | #N/A | #N/A | #N/A | #N/A | #N/A | #N/A | #N/A | #N/A | #N/A | #N/A | #N/A | #N/A | #N/A | #N/A | #N/A | #N/A | #N/A | #N/A | #N/A | #N/A | #N/A | #N/A | #N/A | #N/A | #N/A | #N/A | #N/A | #N/A | #N/A | #N/A | #N/A | #N/A | #N/A | #N/A | #N/A | #N/A | #N/A | #N/A | #N/A | #N/A | #N/A | #N/A | #N/A | #N/A | #N/A | #N/A | #N/A | #N/A | #N/A | #N/A | #N/A | #N/A | #N/A | #N/A | #N/A | #N/A | #N/A | #N/A | #N/A | #N/A | #N/A | #N/A | #N/A | #N/A | #N/A | #N/A | #N/A | #N/A | #N/A | #N/A | #N/A | #N/A | #N/A | #N/A | #N/A | #N/A | #N/A | #N/A | #N/A | #N/A | #N/A | #N/A | #N/A | #N/A | #N/A | #N/A | #N/A | #N/A | #N/A | #N/A | #N/A | #N/A | #N/A | #N/A | #N/A | #N/A | #N/A | #N/A | #N/A | #N/A | #N/A | #N/A | #N/A | #N/A | #N/A | #N/A | #N/A | #N/A | #N/A | #N/A | #N/A | #N/A | #N/A | #N/A | #N/A | #N/A | #N/A | #N/A | #N/A | #N/A | #N/A | #N/A | #N/A | #N/A | #N/A | #N/A | #N/A | #N/A | #N/A | #N/A | #N/A | #N/A | #N/A
USWNDR_2_SMUD2 |  | Wind | Wind | CISO | North | Norcal | FC | #N/A | #N/A | #N/A | #N/A | #N/A | #N/A | #N/A | #N/A | #N/A | #N/A | #N/A | #N/A | #N/A | #N/A | #N/A | #N/A | #N/A | #N/A | #N/A | #N/A | #N/A | #N/A | #N/A | #N/A | #N/A | #N/A | #N/A | #N/A | #N/A | #N/A | #N/A | #N/A | #N/A | #N/A | #N/A | #N/A | #N/A | #N/A | #N/A | #N/A | #N/A | #N/A | #N/A | #N/A | #N/A | #N/A | #N/A | #N/A | #N/A | #N/A | #N/A | #N/A | #N/A | #N/A | #N/A | #N/A | #N/A | #N/A | #N/A | #N/A | #N/A | #N/A | #N/A | #N/A | #N/A | #N/A | #N/A | #N/A | #N/A | #N/A | #N/A | #N/A | #N/A | #N/A | #N/A | #N/A | #N/A | #N/A | #N/A | #N/A | #N/A | #N/A | #N/A | #N/A | #N/A | #N/A | #N/A | #N/A | #N/A | #N/A | #N/A | #N/A | #N/A | #N/A | #N/A | #N/A | #N/A | #N/A | #N/A | #N/A | #N/A | #N/A | #N/A | #N/A | #N/A | #N/A | #N/A | #N/A | #N/A | #N/A | #N/A | #N/A | #N/A | #N/A | #N/A | #N/A | #N/A | #N/A | #N/A | #N/A | #N/A | #N/A | #N/A | #N/A | #N/A | #N/A | #N/A | #N/A | #N/A | #N/A | #N/A | #N/A | #N/A | #N/A | #N/A | #N/A | #N/A | #N/A | #N/A | #N/A | #N/A | #N/A | #N/A | #N/A | #N/A | #N/A | #N/A | #N/A | #N/A | #N/A | #N/A | #N/A | #N/A | #N/A | #N/A | #N/A | #N/A | #N/A | #N/A | #N/A | #N/A | #N/A | #N/A | #N/A | #N/A | #N/A | #N/A | #N/A | #N/A | #N/A | #N/A | #N/A | #N/A | #N/A | #N/A | #N/A | #N/A | #N/A | #N/A | #N/A | #N/A | #N/A | #N/A | #N/A | #N/A | #N/A | #N/A | #N/A | #N/A | #N/A | #N/A | #N/A | #N/A | #N/A | #N/A | #N/A | #N/A | #N/A | #N/A | #N/A | #N/A | #N/A | #N/A | #N/A | #N/A | #N/A | #N/A | #N/A | #N/A | #N/A | #N/A | #N/A | #N/A | #N/A | #N/A | #N/A | #N/A | #N/A | #N/A | #N/A | #N/A | #N/A | #N/A | #N/A | #N/A | #N/A | #N/A | #N/A | #N/A | #N/A | #N/A | #N/A | #N/A | #N/A | #N/A | #N/A | #N/A | #N/A | #N/A | #N/A | #N/A | #N/A | #N/A | #N/A | #N/A | #N/A | #N/A | #N/A | #N/A | #N/A | #N/A | #N/A | #N/A | #N/A | #N/A | #N/A | #N/A | #N/A | #N/A | #N/A | #N/A | #N/A | #N/A | #N/A | #N/A | #N/A | #N/A | #N/A | #N/A | #N/A | #N/A | #N/A | #N/A | #N/A | #N/A | #N/A | #N/A | #N/A | #N/A | #N/A | #N/A | #N/A | #N/A | #N/A | #N/A | #N/A | #N/A | #N/A | #N/A
USWPFK_6_FRICK |  | Wind | Wind | CISO | North | Norcal | FC | 10 | 0.7 | 0.75 | 0.62 | 0.63 | 0.61 | 0.62 | 0.64 | 0.69 | 0.63 | 0.53 | 0.55 | 0.51 | 0.49 | 0.46 | 0.41 | 0.4 | 0.42 | 0.47 | 0.57 | 0.7 | 0.72 | 0.76 | 0.73 | 0.72 | 1.46 | 1.46 | 1.34 | 1.3 | 1.21 | 1.16 | 1.18 | 1.31 | 1.15 | 1.07 | 1.06 | 0.95 | 0.91 | 0.96 | 0.99 | 0.85 | 0.72 | 0.75 | 0.85 | 1.17 | 1.27 | 1.25 | 1.49 | 1.55 | 1.8 | 1.64 | 1.58 | 1.49 | 1.21 | 0.99 | 1.06 | 1.05 | 0.85 | 0.76 | 0.71 | 0.78 | 0.77 | 0.97 | 0.98 | 1.09 | 1.24 | 1.41 | 1.77 | 1.87 | 1.88 | 1.86 | 1.85 | 1.89 | 4.01 | 3.72 | 3.21 | 2.97 | 2.61 | 2.39 | 1.93 | 1.6 | 1.38 | 1.32 | 1.12 | 1 | 1.05 | 1.35 | 1.64 | 2.31 | 2.76 | 3.41 | 3.51 | 3.74 | 3.93 | 4.12 | 4.21 | 4.31 | 4.45 | 4.59 | 4.55 | 3.9 | 3.36 | 3.12 | 2.54 | 2.53 | 2.1 | 1.74 | 1.37 | 1.47 | 1.78 | 2.04 | 2.88 | 3.61 | 4.25 | 4.55 | 4.61 | 4.79 | 5 | 4.82 | 4.74 | 4.7 | 4.82 | 4.85 | 4.54 | 4.38 | 3.95 | 3.32 | 2.69 | 2.42 | 2.01 | 1.5 | 1.01 | 1.01 | 1.03 | 1.49 | 2.43 | 3.37 | 3.95 | 4.27 | 4.4 | 4.67 | 5.12 | 5.11 | 5.22 | 5.13 | 5.95 | 5.69 | 5.6 | 5.33 | 4.89 | 4.64 | 3.93 | 3.05 | 2.29 | 1.86 | 1.42 | 1.28 | 1.64 | 2.29 | 3.25 | 3.81 | 4.29 | 4.66 | 5.05 | 5.22 | 5.54 | 5.77 | 6.06 | 6.18 | 5.03 | 4.61 | 4.15 | 3.63 | 3.15 | 2.74 | 2.43 | 1.67 | 1.1 | 0.81 | 0.59 | 0.5 | 0.5 | 0.62 | 0.97 | 1.71 | 2.52 | 3.04 | 3.68 | 4.54 | 4.84 | 4.96 | 5.04 | 4.99 | 4.73 | 4.32 | 3.89 | 3.46 | 3.06 | 2.75 | 2.61 | 2.3 | 2.02 | 1.57 | 1.09 | 0.79 | 0.85 | 0.94 | 1.26 | 1.93 | 2.46 | 2.97 | 3.62 | 3.99 | 4.22 | 4.26 | 4.61 | 4.57 | 2.06 | 2.01 | 1.8 | 1.65 | 1.5 | 1.11 | 1.06 | 0.83 | 0.7 | 0.71 | 0.57 | 0.53 | 0.48 | 0.48 | 0.52 | 0.59 | 0.72 | 1.09 | 1.22 | 1.46 | 1.84 | 2.06 | 2.29 | 2.3 | 0.63 | 0.59 | 0.67 | 0.66 | 0.56 | 0.59 | 0.58 | 0.57 | 0.45 | 0.37 | 0.34 | 0.31 | 0.34 | 0.3 | 0.35 | 0.39 | 0.35 | 0.4 | 0.46 | 0.48 | 0.6 | 0.66 | 0.71 | 0.73 | 0.68 | 0.74 | 0.62 | 0.62 | 0.64 | 0.69 | 0.66 | 0.64 | 0.65 | 0.55 | 0.48 | 0.48 | 0.46 | 0.4 | 0.47 | 0.47 | 0.44 | 0.55 | 0.62 | 0.73 | 0.8 | 0.75 | 0.76 | 0.7
USWPJR_2_UNITS |  | Wind | Wind | CISO | North | Norcal | FC | 78.2 | 5.44 | 5.87 | 4.85 | 4.95 | 4.8 | 4.82 | 4.97 | 5.41 | 4.9 | 4.18 | 4.27 | 3.97 | 3.87 | 3.59 | 3.24 | 3.12 | 3.28 | 3.65 | 4.44 | 5.44 | 5.62 | 5.96 | 5.71 | 5.66 | 11.41 | 11.4 | 10.52 | 10.15 | 9.43 | 9.09 | 9.25 | 10.22 | 8.99 | 8.35 | 8.28 | 7.4 | 7.13 | 7.48 | 7.73 | 6.62 | 5.64 | 5.85 | 6.64 | 9.15 | 9.9 | 9.74 | 11.67 | 12.09 | 14.07 | 12.83 | 12.34 | 11.65 | 9.49 | 7.72 | 8.32 | 8.19 | 6.66 | 5.94 | 5.57 | 6.09 | 6.06 | 7.56 | 7.7 | 8.49 | 9.67 | 11.01 | 13.86 | 14.66 | 14.67 | 14.53 | 14.46 | 14.8 | 31.37 | 29.06 | 25.14 | 23.24 | 20.42 | 18.68 | 15.05 | 12.52 | 10.8 | 10.33 | 8.78 | 7.79 | 8.23 | 10.55 | 12.79 | 18.05 | 21.62 | 26.63 | 27.47 | 29.22 | 30.75 | 32.23 | 32.89 | 33.67 | 34.79 | 35.88 | 35.6 | 30.48 | 26.26 | 24.36 | 19.83 | 19.78 | 16.45 | 13.58 | 10.69 | 11.5 | 13.9 | 15.92 | 22.53 | 28.25 | 33.25 | 35.56 | 36.07 | 37.45 | 39.07 | 37.7 | 37.06 | 36.76 | 37.69 | 37.93 | 35.54 | 34.22 | 30.86 | 25.93 | 21.03 | 18.95 | 15.69 | 11.71 | 7.92 | 7.9 | 8.04 | 11.63 | 19.04 | 26.38 | 30.92 | 33.37 | 34.38 | 36.52 | 40.04 | 39.96 | 40.84 | 40.12 | 46.5 | 44.53 | 43.81 | 41.68 | 38.23 | 36.25 | 30.71 | 23.87 | 17.87 | 14.53 | 11.1 | 10.03 | 12.8 | 17.91 | 25.39 | 29.83 | 33.58 | 36.44 | 39.46 | 40.83 | 43.32 | 45.13 | 47.43 | 48.34 | 39.33 | 36.04 | 32.47 | 28.42 | 24.67 | 21.44 | 19.02 | 13.04 | 8.62 | 6.32 | 4.65 | 3.89 | 3.95 | 4.88 | 7.58 | 13.33 | 19.68 | 23.76 | 28.75 | 35.51 | 37.83 | 38.77 | 39.38 | 39.02 | 37 | 33.8 | 30.44 | 27.05 | 23.95 | 21.49 | 20.39 | 17.98 | 15.76 | 12.25 | 8.49 | 6.17 | 6.63 | 7.33 | 9.83 | 15.13 | 19.24 | 23.23 | 28.33 | 31.17 | 33.01 | 33.32 | 36.09 | 35.75 | 16.09 | 15.69 | 14.05 | 12.87 | 11.72 | 8.72 | 8.31 | 6.51 | 5.51 | 5.54 | 4.44 | 4.15 | 3.78 | 3.75 | 4.06 | 4.58 | 5.61 | 8.55 | 9.58 | 11.39 | 14.37 | 16.07 | 17.94 | 17.98 | 4.95 | 4.6 | 5.21 | 5.13 | 4.37 | 4.64 | 4.51 | 4.44 | 3.5 | 2.91 | 2.66 | 2.41 | 2.62 | 2.37 | 2.71 | 3.04 | 2.76 | 3.15 | 3.56 | 3.72 | 4.72 | 5.17 | 5.59 | 5.73 | 5.28 | 5.77 | 4.86 | 4.88 | 4.97 | 5.37 | 5.14 | 5.02 | 5.1 | 4.32 | 3.74 | 3.75 | 3.59 | 3.14 | 3.68 | 3.67 | 3.42 | 4.32 | 4.89 | 5.68 | 6.22 | 5.84 | 5.93 | 5.46
VACADX_1_SOLAR |  | Solar_Fixed | Solar Fixed | CISO | North | Norcal | FC | 2.5 | 0 | 0 | 0 | 0 | 0 | 0 | 0 | 0.06 | 0.44 | 0.91 | 1.13 | 1.21 | 1.2 | 1.1 | 0.95 | 0.65 | 0.15 | 0 | 0 | 0 | 0 | 0 | 0 | 0 | 0 | 0 | 0 | 0 | 0 | 0 | 0 | 0.25 | 1.05 | 1.46 | 1.61 | 1.63 | 1.64 | 1.6 | 1.5 | 1.18 | 0.56 | 0.04 | 0 | 0 | 0 | 0 | 0 | 0 | 0 | 0 | 0 | 0 | 0 | 0 | 0.06 | 0.65 | 1.24 | 1.45 | 1.49 | 1.46 | 1.5 | 1.46 | 1.33 | 1.1 | 0.75 | 0.18 | 0 | 0 | 0 | 0 | 0 | 0 | 0 | 0 | 0 | 0 | 0 | 0.03 | 0.5 | 1.3 | 1.69 | 1.88 | 1.94 | 2.03 | 1.99 | 1.97 | 1.9 | 1.69 | 1.3 | 0.53 | 0.03 | 0 | 0 | 0 | 0 | 0 | 0 | 0 | 0 | 0 | 0 | 0.16 | 0.88 | 1.49 | 1.8 | 1.98 | 2.03 | 2.05 | 2.06 | 2.05 | 1.98 | 1.77 | 1.46 | 0.79 | 0.13 | 0 | 0 | 0 | 0 | 0 | 0 | 0 | 0 | 0 | 0 | 0.22 | 0.92 | 1.51 | 1.83 | 1.98 | 2.08 | 2.11 | 2.14 | 2.11 | 2.01 | 1.84 | 1.52 | 0.96 | 0.26 | 0 | 0 | 0 | 0 | 0 | 0 | 0 | 0 | 0 | 0 | 0.11 | 0.77 | 1.44 | 1.81 | 2 | 2.12 | 2.15 | 2.14 | 2.1 | 2 | 1.83 | 1.5 | 0.93 | 0.2 | 0 | 0 | 0 | 0 | 0 | 0 | 0 | 0 | 0 | 0 | 0.02 | 0.46 | 1.22 | 1.65 | 1.85 | 1.98 | 2.04 | 2.04 | 2.02 | 1.92 | 1.68 | 1.25 | 0.5 | 0.03 | 0 | 0 | 0 | 0 | 0 | 0 | 0 | 0 | 0 | 0 | 0 | 0.31 | 1.19 | 1.71 | 1.92 | 2.02 | 2.05 | 2.04 | 2.01 | 1.9 | 1.64 | 1 | 0.22 | 0 | 0 | 0 | 0 | 0 | 0 | 0 | 0 | 0 | 0 | 0 | 0 | 0.11 | 0.84 | 1.49 | 1.73 | 1.77 | 1.79 | 1.78 | 1.76 | 1.62 | 1.22 | 0.43 | 0.02 | 0 | 0 | 0 | 0 | 0 | 0 | 0 | 0 | 0 | 0 | 0 | 0 | 0.01 | 0.36 | 1.15 | 1.48 | 1.57 | 1.56 | 1.55 | 1.5 | 1.32 | 0.76 | 0.1 | 0 | 0 | 0 | 0 | 0 | 0 | 0 | 0 | 0 | 0 | 0 | 0 | 0 | 0 | 0.08 | 0.44 | 0.85 | 1.08 | 1.19 | 1.16 | 1.07 | 0.92 | 0.52 | 0.07 | 0 | 0 | 0 | 0 | 0 | 0 | 0
VALLEY_5_SOLAR1 |  | Solar_1Axis | Solar Tracking | CISO | South | Socal | EO | 1.49 | 0 | 0 | 0 | 0 | 0 | 0 | 0 | 0.17 | 0.61 | 0.79 | 0.82 | 0.83 | 0.82 | 0.77 | 0.72 | 0.45 | 0.09 | 0 | 0 | 0 | 0 | 0 | 0 | 0 | 0 | 0 | 0 | 0 | 0 | 0 | 0.01 | 0.38 | 0.93 | 1 | 0.99 | 0.95 | 0.92 | 0.9 | 0.88 | 0.8 | 0.35 | 0.01 | 0 | 0 | 0 | 0 | 0 | 0 | 0 | 0 | 0 | 0 | 0 | 0 | 0.12 | 0.68 | 0.94 | 0.98 | 0.96 | 0.93 | 0.93 | 0.84 | 0.77 | 0.69 | 0.49 | 0.07 | 0 | 0 | 0 | 0 | 0 | 0 | 0 | 0 | 0 | 0 | 0 | 0.07 | 0.64 | 1.13 | 1.19 | 1.21 | 1.21 | 1.21 | 1.2 | 1.2 | 1.16 | 1.1 | 0.91 | 0.3 | 0.01 | 0 | 0 | 0 | 0 | 0 | 0 | 0 | 0 | 0 | 0 | 0.25 | 0.85 | 1.16 | 1.24 | 1.27 | 1.27 | 1.28 | 1.28 | 1.27 | 1.23 | 1.18 | 1.03 | 0.51 | 0.05 | 0 | 0 | 0 | 0 | 0 | 0 | 0 | 0 | 0 | 0 | 0.29 | 0.85 | 1.12 | 1.21 | 1.26 | 1.27 | 1.27 | 1.27 | 1.26 | 1.22 | 1.18 | 1.05 | 0.63 | 0.11 | 0 | 0 | 0 | 0 | 0 | 0 | 0 | 0 | 0 | 0 | 0.14 | 0.66 | 1.04 | 1.18 | 1.24 | 1.25 | 1.25 | 1.24 | 1.22 | 1.19 | 1.14 | 1 | 0.58 | 0.09 | 0 | 0 | 0 | 0 | 0 | 0 | 0 | 0 | 0 | 0 | 0.05 | 0.5 | 0.94 | 1.11 | 1.19 | 1.22 | 1.22 | 1.19 | 1.16 | 1.11 | 1.03 | 0.82 | 0.3 | 0.01 | 0 | 0 | 0 | 0 | 0 | 0 | 0 | 0 | 0 | 0 | 0.01 | 0.37 | 0.96 | 1.12 | 1.18 | 1.19 | 1.19 | 1.18 | 1.17 | 1.15 | 1.04 | 0.58 | 0.07 | 0 | 0 | 0 | 0 | 0 | 0 | 0 | 0 | 0 | 0 | 0 | 0 | 0.21 | 0.84 | 1.06 | 1.09 | 1.08 | 1.09 | 1.09 | 1.1 | 1.07 | 0.84 | 0.24 | 0 | 0 | 0 | 0 | 0 | 0 | 0 | 0 | 0 | 0 | 0 | 0 | 0 | 0.04 | 0.49 | 0.92 | 0.99 | 0.96 | 0.94 | 0.95 | 0.95 | 0.91 | 0.52 | 0.05 | 0 | 0 | 0 | 0 | 0 | 0 | 0 | 0 | 0 | 0 | 0 | 0 | 0 | 0 | 0.18 | 0.58 | 0.69 | 0.73 | 0.72 | 0.74 | 0.7 | 0.64 | 0.36 | 0.03 | 0 | 0 | 0 | 0 | 0 | 0 | 0
VALLEY_5_SOLAR2 |  | Solar_1Axis | Solar Tracking | CISO | South | Socal | FC | 20 | 0 | 0 | 0 | 0 | 0 | 0 | 0.01 | 2.23 | 8.17 | 10.55 | 10.97 | 11.2 | 11.07 | 10.39 | 9.62 | 6.06 | 1.19 | 0 | 0 | 0 | 0 | 0 | 0 | 0 | 0 | 0 | 0 | 0 | 0 | 0 | 0.14 | 5.11 | 12.5 | 13.36 | 13.24 | 12.8 | 12.38 | 12.09 | 11.87 | 10.68 | 4.66 | 0.17 | 0 | 0 | 0 | 0 | 0 | 0 | 0 | 0 | 0 | 0 | 0 | 0 | 1.54 | 9.18 | 12.65 | 13.11 | 12.87 | 12.55 | 12.47 | 11.32 | 10.3 | 9.29 | 6.6 | 1 | 0 | 0 | 0 | 0 | 0 | 0 | 0 | 0 | 0 | 0 | 0 | 0.88 | 8.53 | 15.11 | 15.92 | 16.31 | 16.19 | 16.3 | 16.12 | 16.08 | 15.58 | 14.76 | 12.17 | 4.04 | 0.1 | 0 | 0 | 0 | 0 | 0 | 0 | 0 | 0 | 0 | 0.03 | 3.29 | 11.45 | 15.64 | 16.7 | 17.07 | 17.11 | 17.25 | 17.22 | 16.99 | 16.57 | 15.9 | 13.89 | 6.83 | 0.64 | 0 | 0 | 0 | 0 | 0 | 0 | 0 | 0 | 0 | 0.06 | 3.9 | 11.46 | 15.03 | 16.2 | 16.85 | 16.99 | 17.08 | 17.05 | 16.86 | 16.44 | 15.87 | 14.08 | 8.5 | 1.46 | 0 | 0 | 0 | 0 | 0 | 0 | 0 | 0 | 0 | 0.01 | 1.83 | 8.92 | 13.98 | 15.85 | 16.65 | 16.81 | 16.76 | 16.62 | 16.42 | 15.97 | 15.29 | 13.46 | 7.79 | 1.24 | 0 | 0 | 0 | 0 | 0 | 0 | 0 | 0 | 0 | 0 | 0.62 | 6.68 | 12.56 | 14.94 | 16.02 | 16.37 | 16.33 | 16.01 | 15.57 | 14.94 | 13.78 | 10.96 | 4.06 | 0.12 | 0 | 0 | 0 | 0 | 0 | 0 | 0 | 0 | 0 | 0 | 0.14 | 4.94 | 12.9 | 15.03 | 15.81 | 15.93 | 15.93 | 15.84 | 15.66 | 15.43 | 13.93 | 7.79 | 0.93 | 0 | 0 | 0 | 0 | 0 | 0 | 0 | 0 | 0 | 0 | 0 | 0.01 | 2.82 | 11.22 | 14.25 | 14.69 | 14.56 | 14.6 | 14.67 | 14.74 | 14.42 | 11.28 | 3.18 | 0.04 | 0 | 0 | 0 | 0 | 0 | 0 | 0 | 0 | 0 | 0 | 0 | 0 | 0.52 | 6.58 | 12.29 | 13.29 | 12.93 | 12.58 | 12.74 | 12.77 | 12.16 | 7.01 | 0.7 | 0 | 0 | 0 | 0 | 0 | 0 | 0 | 0 | 0 | 0 | 0 | 0 | 0 | 0.02 | 2.44 | 7.76 | 9.33 | 9.83 | 9.63 | 9.95 | 9.4 | 8.58 | 4.88 | 0.42 | 0 | 0 | 0 | 0 | 0 | 0 | 0
VALTNE_2_AVASR1 |  | Solar_1Axis | Solar Tracking | CISO | South | Socal | FC | 100 | 0 | 0 | 0 | 0 | 0 | 0 | 0.05 | 11.15 | 40.86 | 52.77 | 54.85 | 56.02 | 55.33 | 51.96 | 48.09 | 30.31 | 5.97 | 0 | 0 | 0 | 0 | 0 | 0 | 0 | 0 | 0 | 0 | 0 | 0 | 0 | 0.69 | 25.55 | 62.5 | 66.78 | 66.22 | 63.98 | 61.88 | 60.45 | 59.37 | 53.39 | 23.3 | 0.86 | 0 | 0 | 0 | 0 | 0 | 0 | 0 | 0 | 0 | 0 | 0 | 0 | 7.72 | 45.9 | 63.23 | 65.54 | 64.35 | 62.73 | 62.36 | 56.62 | 51.49 | 46.46 | 33.01 | 4.98 | 0 | 0 | 0 | 0 | 0 | 0 | 0 | 0 | 0 | 0 | 0 | 4.42 | 42.67 | 75.53 | 79.61 | 81.54 | 80.94 | 81.48 | 80.59 | 80.42 | 77.9 | 73.79 | 60.86 | 20.21 | 0.48 | 0 | 0 | 0 | 0 | 0 | 0 | 0 | 0 | 0 | 0.13 | 16.46 | 57.26 | 78.18 | 83.49 | 85.35 | 85.54 | 86.23 | 86.1 | 84.95 | 82.83 | 79.49 | 69.44 | 34.16 | 3.22 | 0 | 0 | 0 | 0 | 0 | 0 | 0 | 0 | 0 | 0.3 | 19.51 | 57.3 | 75.13 | 81.02 | 84.26 | 84.93 | 85.39 | 85.25 | 84.29 | 82.21 | 79.35 | 70.38 | 42.52 | 7.28 | 0 | 0 | 0 | 0 | 0 | 0 | 0 | 0 | 0 | 0.03 | 9.15 | 44.6 | 69.89 | 79.26 | 83.24 | 84.05 | 83.81 | 83.08 | 82.09 | 79.83 | 76.43 | 67.29 | 38.93 | 6.2 | 0 | 0 | 0 | 0 | 0 | 0 | 0 | 0 | 0 | 0 | 3.08 | 33.4 | 62.81 | 74.72 | 80.11 | 81.83 | 81.64 | 80.04 | 77.87 | 74.72 | 68.89 | 54.8 | 20.3 | 0.62 | 0 | 0 | 0 | 0 | 0 | 0 | 0 | 0 | 0 | 0 | 0.68 | 24.69 | 64.51 | 75.13 | 79.03 | 79.66 | 79.64 | 79.2 | 78.28 | 77.14 | 69.65 | 38.96 | 4.67 | 0 | 0 | 0 | 0 | 0 | 0 | 0 | 0 | 0 | 0 | 0 | 0.05 | 14.09 | 56.11 | 71.27 | 73.43 | 72.79 | 73 | 73.37 | 73.71 | 72.11 | 56.42 | 15.91 | 0.18 | 0 | 0 | 0 | 0 | 0 | 0 | 0 | 0 | 0 | 0 | 0 | 0 | 2.6 | 32.9 | 61.44 | 66.46 | 64.67 | 62.92 | 63.69 | 63.84 | 60.79 | 35.07 | 3.49 | 0 | 0 | 0 | 0 | 0 | 0 | 0 | 0 | 0 | 0 | 0 | 0 | 0 | 0.12 | 12.2 | 38.79 | 46.64 | 49.14 | 48.17 | 49.74 | 47.01 | 42.92 | 24.39 | 2.09 | 0 | 0 | 0 | 0 | 0 | 0 | 0
SANBRN_2_SS2SB4 | SANBRN_2_SS2SB4_SUN | Hybrid_Solar1Axis | Solar Tracking | CISO | South | Socal | ID | 36 | 0 | 0 | 0 | 0 | 0 | 0 | 0.02 | 4.02 | 14.71 | 19 | 19.74 | 20.17 | 19.92 | 18.71 | 17.31 | 10.91 | 2.15 | 0 | 0 | 0 | 0 | 0 | 0 | 0 | 0 | 0 | 0 | 0 | 0 | 0 | 0.25 | 9.2 | 22.5 | 24.04 | 23.84 | 23.03 | 22.28 | 21.76 | 21.37 | 19.22 | 8.39 | 0.31 | 0 | 0 | 0 | 0 | 0 | 0 | 0 | 0 | 0 | 0 | 0 | 0 | 2.78 | 16.52 | 22.76 | 23.59 | 23.17 | 22.58 | 22.45 | 20.38 | 18.54 | 16.73 | 11.88 | 1.79 | 0 | 0 | 0 | 0 | 0 | 0 | 0 | 0 | 0 | 0 | 0 | 1.59 | 15.36 | 27.19 | 28.66 | 29.36 | 29.14 | 29.33 | 29.01 | 28.95 | 28.04 | 26.57 | 21.91 | 7.27 | 0.17 | 0 | 0 | 0 | 0 | 0 | 0 | 0 | 0 | 0 | 0.05 | 5.93 | 20.61 | 28.14 | 30.06 | 30.73 | 30.79 | 31.04 | 31 | 30.58 | 29.82 | 28.62 | 25 | 12.3 | 1.16 | 0 | 0 | 0 | 0 | 0 | 0 | 0 | 0 | 0 | 0.11 | 7.02 | 20.63 | 27.05 | 29.17 | 30.33 | 30.57 | 30.74 | 30.69 | 30.34 | 29.6 | 28.57 | 25.34 | 15.31 | 2.62 | 0 | 0 | 0 | 0 | 0 | 0 | 0 | 0 | 0 | 0.01 | 3.29 | 16.06 | 25.16 | 28.53 | 29.97 | 30.26 | 30.17 | 29.91 | 29.55 | 28.74 | 27.52 | 24.23 | 14.01 | 2.23 | 0 | 0 | 0 | 0 | 0 | 0 | 0 | 0 | 0 | 0 | 1.11 | 12.02 | 22.61 | 26.9 | 28.84 | 29.46 | 29.39 | 28.81 | 28.03 | 26.9 | 24.8 | 19.73 | 7.31 | 0.22 | 0 | 0 | 0 | 0 | 0 | 0 | 0 | 0 | 0 | 0 | 0.25 | 8.89 | 23.23 | 27.05 | 28.45 | 28.68 | 28.67 | 28.51 | 28.18 | 27.77 | 25.08 | 14.02 | 1.68 | 0 | 0 | 0 | 0 | 0 | 0 | 0 | 0 | 0 | 0 | 0 | 0.02 | 5.07 | 20.2 | 25.66 | 26.44 | 26.2 | 26.28 | 26.41 | 26.53 | 25.96 | 20.31 | 5.73 | 0.06 | 0 | 0 | 0 | 0 | 0 | 0 | 0 | 0 | 0 | 0 | 0 | 0 | 0.94 | 11.84 | 22.12 | 23.92 | 23.28 | 22.65 | 22.93 | 22.98 | 21.88 | 12.62 | 1.26 | 0 | 0 | 0 | 0 | 0 | 0 | 0 | 0 | 0 | 0 | 0 | 0 | 0 | 0.04 | 4.39 | 13.96 | 16.79 | 17.69 | 17.34 | 17.91 | 16.92 | 15.45 | 8.78 | 0.75 | 0 | 0 | 0 | 0 | 0 | 0 | 0
VEAVST_1_SOLAR |  | Solar_Fixed | Solar Fixed | CISO | South | Socal | EO | 14.4 | 0 | 0 | 0 | 0 | 0 | 0 | 0.02 | 1.72 | 5.95 | 8.1 | 8.91 | 9.26 | 8.84 | 8.44 | 7.06 | 3.91 | 0.57 | 0 | 0 | 0 | 0 | 0 | 0 | 0 | 0 | 0 | 0 | 0 | 0 | 0 | 0.14 | 3.13 | 7.56 | 9.24 | 9.83 | 9.94 | 9.55 | 9.07 | 8.2 | 6.43 | 2.34 | 0.06 | 0 | 0 | 0 | 0 | 0 | 0 | 0 | 0 | 0 | 0 | 0 | 0 | 1.04 | 5.48 | 8.49 | 9.68 | 9.89 | 10.03 | 9.61 | 9.09 | 8.2 | 6.67 | 3.6 | 0.48 | 0 | 0 | 0 | 0 | 0 | 0 | 0 | 0 | 0 | 0 | 0 | 0.51 | 4.24 | 8.57 | 10.75 | 11.66 | 12.12 | 12.12 | 11.9 | 11.58 | 10.66 | 9.2 | 6.28 | 1.64 | 0.04 | 0 | 0 | 0 | 0 | 0 | 0 | 0 | 0 | 0 | 0.03 | 1.69 | 6.04 | 9.05 | 10.87 | 11.98 | 12.49 | 12.61 | 12.49 | 12.23 | 11.43 | 9.99 | 7.28 | 2.82 | 0.22 | 0 | 0 | 0 | 0 | 0 | 0 | 0 | 0 | 0 | 0.06 | 1.92 | 5.89 | 8.82 | 10.98 | 12.03 | 12.65 | 12.66 | 12.57 | 12.2 | 11.25 | 9.84 | 7.66 | 3.64 | 0.49 | 0 | 0 | 0 | 0 | 0 | 0 | 0 | 0 | 0 | 0 | 1.02 | 4.25 | 7.7 | 9.79 | 11.05 | 11.8 | 12.09 | 11.97 | 11.58 | 10.68 | 9.35 | 7.15 | 3.29 | 0.39 | 0 | 0 | 0 | 0 | 0 | 0 | 0 | 0 | 0 | 0 | 0.42 | 3.7 | 7.76 | 9.81 | 11.18 | 12.16 | 12.42 | 11.9 | 11.53 | 10.57 | 9.02 | 6.07 | 1.77 | 0.06 | 0 | 0 | 0 | 0 | 0 | 0 | 0 | 0 | 0 | 0 | 0.13 | 2.91 | 7.55 | 9.92 | 11.13 | 11.86 | 12.02 | 12.02 | 11.49 | 10.35 | 8.25 | 3.85 | 0.41 | 0 | 0 | 0 | 0 | 0 | 0 | 0 | 0 | 0 | 0 | 0 | 0.02 | 1.83 | 6.74 | 9.58 | 10.79 | 11.54 | 11.65 | 11.47 | 10.91 | 9.76 | 6.48 | 1.52 | 0.02 | 0 | 0 | 0 | 0 | 0 | 0 | 0 | 0 | 0 | 0 | 0 | 0 | 0.48 | 4.28 | 8.41 | 9.78 | 10.39 | 10.52 | 10.24 | 9.64 | 7.94 | 3.71 | 0.28 | 0 | 0 | 0 | 0 | 0 | 0 | 0 | 0 | 0 | 0 | 0 | 0 | 0 | 0.05 | 1.9 | 5.54 | 7.49 | 8.16 | 8.6 | 8.51 | 7.79 | 6.11 | 2.82 | 0.18 | 0 | 0 | 0 | 0 | 0 | 0 | 0
VEGA_6_SOLAR1 |  | Solar_1Axis | Solar Tracking | CISO | North | Norcal | EO | 20 | 0 | 0 | 0 | 0 | 0 | 0 | 0 | 0.42 | 3.28 | 6.25 | 7.72 | 8.5 | 8.51 | 8.03 | 7.52 | 5.13 | 1.12 | 0 | 0 | 0 | 0 | 0 | 0 | 0 | 0 | 0 | 0 | 0 | 0 | 0 | 0 | 2.47 | 10.27 | 12.8 | 13.08 | 12.39 | 12.21 | 12.13 | 12.4 | 10.57 | 5.55 | 0.31 | 0 | 0 | 0 | 0 | 0 | 0 | 0 | 0 | 0 | 0 | 0 | 0 | 0.52 | 6.39 | 11.99 | 12.84 | 12.05 | 12.38 | 12.2 | 11.23 | 10.37 | 9.66 | 6.8 | 1.57 | 0 | 0 | 0 | 0 | 0 | 0 | 0 | 0 | 0 | 0 | 0 | 0.28 | 5.97 | 13.17 | 14.48 | 14.4 | 14.15 | 14.49 | 14.52 | 14.31 | 14.54 | 13.94 | 12.71 | 5.9 | 0.27 | 0 | 0 | 0 | 0 | 0 | 0 | 0 | 0 | 0 | 0 | 2.2 | 10.38 | 14.64 | 15.3 | 15.32 | 15.19 | 15.51 | 15.51 | 15.86 | 15.86 | 15.51 | 14.62 | 9.05 | 1.41 | 0 | 0 | 0 | 0 | 0 | 0 | 0 | 0 | 0 | 0.01 | 3.16 | 11.47 | 15.54 | 16.64 | 16.85 | 16.97 | 17.07 | 17.02 | 16.87 | 16.87 | 16.5 | 15.31 | 11.34 | 3.2 | 0.04 | 0 | 0 | 0 | 0 | 0 | 0 | 0 | 0 | 0 | 1.43 | 9.2 | 14.84 | 16.38 | 16.6 | 16.72 | 16.65 | 16.62 | 16.44 | 16.41 | 15.74 | 14.59 | 10.24 | 2.41 | 0.01 | 0 | 0 | 0 | 0 | 0 | 0 | 0 | 0 | 0 | 0.2 | 5.39 | 12.46 | 15.07 | 15.77 | 15.84 | 15.96 | 15.84 | 15.71 | 15.6 | 14.68 | 12.04 | 5.34 | 0.3 | 0 | 0 | 0 | 0 | 0 | 0 | 0 | 0 | 0 | 0 | 0.02 | 3.29 | 11.75 | 14.8 | 15.3 | 15.19 | 15.01 | 15.04 | 15.25 | 15.32 | 14.44 | 9.5 | 1.87 | 0 | 0 | 0 | 0 | 0 | 0 | 0 | 0 | 0 | 0 | 0 | 0 | 0.98 | 7.8 | 12.9 | 13.29 | 13.02 | 12.69 | 12.79 | 13.02 | 12.97 | 10.92 | 3.63 | 0.08 | 0 | 0 | 0 | 0 | 0 | 0 | 0 | 0 | 0 | 0 | 0 | 0 | 0.04 | 3.04 | 9.15 | 10.78 | 10.58 | 10.24 | 10.54 | 10.85 | 10.19 | 6.39 | 0.76 | 0 | 0 | 0 | 0 | 0 | 0 | 0 | 0 | 0 | 0 | 0 | 0 | 0 | 0 | 0.6 | 4.09 | 6.72 | 8.16 | 8.58 | 8.35 | 8.09 | 7.48 | 4.18 | 0.45 | 0 | 0 | 0 | 0 | 0 | 0 | 0
VENWD_1_WIND3 |  | Wind | Wind | CISO | South | Socal | FC | 44.53 | 4.13 | 4.3 | 4.91 | 4.62 | 4.57 | 4.26 | 3.48 | 3.01 | 3.17 | 3.18 | 3.15 | 3.29 | 3.64 | 4.17 | 4.16 | 4.55 | 3.99 | 3.99 | 3.74 | 3.8 | 3.65 | 3.58 | 3.72 | 3.55 | 5.51 | 6.1 | 6.31 | 5.96 | 5.27 | 4.97 | 5.19 | 5.25 | 5.07 | 5.67 | 5.88 | 6 | 6.99 | 6.51 | 7.48 | 6.61 | 7.91 | 7.83 | 9.03 | 8.68 | 8.78 | 7.94 | 7.15 | 6.03 | 9 | 9.38 | 8.75 | 8.24 | 7.58 | 6.5 | 6.24 | 5.96 | 6.5 | 5.72 | 5.83 | 6.52 | 7.27 | 8.49 | 8.92 | 9.95 | 10.2 | 10.42 | 10.12 | 9.99 | 9.81 | 9.92 | 10.55 | 9.5 | 16.11 | 14.42 | 12.57 | 10.71 | 9.21 | 7.94 | 5.54 | 4.17 | 3.91 | 3.66 | 3.4 | 3.67 | 4.01 | 6.08 | 9.11 | 12.06 | 14.51 | 15.85 | 16.29 | 16.75 | 17.7 | 16.73 | 16.15 | 16.32 | 18.02 | 16.96 | 16.6 | 14.97 | 12.33 | 10.17 | 7.6 | 5.86 | 4.08 | 3.29 | 2.89 | 2.72 | 3.78 | 6.24 | 10.17 | 14.69 | 17.06 | 18.82 | 18.37 | 18.37 | 18.74 | 19.04 | 19.52 | 18.3 | 17.96 | 16.86 | 15.5 | 13.12 | 11.41 | 8.95 | 6.33 | 4.23 | 3.34 | 2.24 | 2.65 | 2.76 | 3.41 | 5.27 | 8.51 | 11.76 | 14.36 | 16.73 | 18.59 | 20.4 | 19.95 | 19.86 | 19.7 | 18.92 | 20.13 | 18.58 | 16.41 | 14.79 | 12.96 | 10.09 | 7.38 | 4.54 | 2.85 | 2.08 | 2.53 | 3.46 | 4.94 | 7.36 | 10.1 | 13.68 | 16.67 | 18.96 | 20.56 | 21.05 | 21.9 | 21.78 | 21.4 | 20.66 | 16.53 | 14.87 | 12.83 | 10.4 | 9.15 | 7.36 | 5.1 | 3.21 | 2.32 | 1.91 | 2.16 | 2.74 | 3.98 | 5.57 | 7.93 | 10.51 | 13.36 | 15.4 | 17.45 | 18.64 | 18.71 | 18.13 | 17.73 | 17.03 | 11.23 | 10.88 | 10.06 | 7.73 | 6.66 | 5.66 | 4.26 | 3.05 | 2.33 | 2.54 | 3.11 | 3.64 | 4.47 | 5.55 | 7.27 | 8.49 | 9.46 | 11.17 | 12.9 | 13.59 | 13.41 | 12.62 | 11.79 | 11.18 | 5.01 | 4.86 | 4.64 | 4.13 | 3.8 | 3.64 | 2.59 | 1.9 | 1.6 | 1.75 | 2.25 | 2.43 | 2.24 | 2.53 | 2.68 | 3.32 | 4.49 | 5.06 | 5.77 | 6.62 | 5.96 | 5.42 | 4.97 | 4.9 | 2.59 | 2.86 | 2.76 | 2.89 | 2.67 | 2.62 | 2.47 | 2.16 | 2.25 | 2.54 | 2.78 | 3.22 | 3.08 | 3.16 | 3.34 | 3.43 | 3.01 | 2.94 | 3.56 | 3.66 | 3.64 | 3.25 | 2.97 | 2.74 | 2.92 | 2.99 | 3.17 | 3.01 | 3.16 | 2.99 | 2.65 | 3.18 | 2.96 | 2.66 | 2.63 | 2.79 | 3.17 | 3.53 | 3.26 | 2.77 | 2.84 | 2.88 | 3 | 2.91 | 3.15 | 3.39 | 3.47 | 3.22
VESTAL_2_RTS042 |  | Solar_Fixed | Solar Fixed | CISO | South | Socal | EO | 5 | 0 | 0 | 0 | 0 | 0 | 0 | 0.01 | 0.6 | 2.06 | 2.81 | 3.09 | 3.22 | 3.07 | 2.93 | 2.45 | 1.36 | 0.2 | 0 | 0 | 0 | 0 | 0 | 0 | 0 | 0 | 0 | 0 | 0 | 0 | 0 | 0.05 | 1.09 | 2.62 | 3.21 | 3.41 | 3.45 | 3.32 | 3.15 | 2.85 | 2.23 | 0.81 | 0.02 | 0 | 0 | 0 | 0 | 0 | 0 | 0 | 0 | 0 | 0 | 0 | 0 | 0.36 | 1.9 | 2.95 | 3.36 | 3.43 | 3.48 | 3.34 | 3.16 | 2.85 | 2.32 | 1.25 | 0.17 | 0 | 0 | 0 | 0 | 0 | 0 | 0 | 0 | 0 | 0 | 0 | 0.18 | 1.47 | 2.97 | 3.73 | 4.05 | 4.21 | 4.21 | 4.13 | 4.02 | 3.7 | 3.19 | 2.18 | 0.57 | 0.01 | 0 | 0 | 0 | 0 | 0 | 0 | 0 | 0 | 0 | 0.01 | 0.59 | 2.1 | 3.14 | 3.78 | 4.16 | 4.34 | 4.38 | 4.34 | 4.25 | 3.97 | 3.47 | 2.53 | 0.98 | 0.08 | 0 | 0 | 0 | 0 | 0 | 0 | 0 | 0 | 0 | 0.02 | 0.67 | 2.05 | 3.06 | 3.81 | 4.18 | 4.39 | 4.4 | 4.36 | 4.24 | 3.91 | 3.42 | 2.66 | 1.27 | 0.17 | 0 | 0 | 0 | 0 | 0 | 0 | 0 | 0 | 0 | 0 | 0.35 | 1.48 | 2.68 | 3.4 | 3.84 | 4.1 | 4.2 | 4.16 | 4.02 | 3.71 | 3.25 | 2.48 | 1.14 | 0.14 | 0 | 0 | 0 | 0 | 0 | 0 | 0 | 0 | 0 | 0 | 0.15 | 1.28 | 2.69 | 3.41 | 3.88 | 4.22 | 4.31 | 4.13 | 4 | 3.67 | 3.13 | 2.11 | 0.61 | 0.02 | 0 | 0 | 0 | 0 | 0 | 0 | 0 | 0 | 0 | 0 | 0.04 | 1.01 | 2.62 | 3.44 | 3.87 | 4.12 | 4.17 | 4.17 | 3.99 | 3.59 | 2.86 | 1.34 | 0.14 | 0 | 0 | 0 | 0 | 0 | 0 | 0 | 0 | 0 | 0 | 0 | 0.01 | 0.64 | 2.34 | 3.33 | 3.75 | 4.01 | 4.05 | 3.98 | 3.79 | 3.39 | 2.25 | 0.53 | 0.01 | 0 | 0 | 0 | 0 | 0 | 0 | 0 | 0 | 0 | 0 | 0 | 0 | 0.17 | 1.49 | 2.92 | 3.39 | 3.61 | 3.65 | 3.56 | 3.35 | 2.76 | 1.29 | 0.1 | 0 | 0 | 0 | 0 | 0 | 0 | 0 | 0 | 0 | 0 | 0 | 0 | 0 | 0.02 | 0.66 | 1.93 | 2.6 | 2.83 | 2.99 | 2.95 | 2.7 | 2.12 | 0.98 | 0.06 | 0 | 0 | 0 | 0 | 0 | 0 | 0
VESTAL_2_SOLAR1 |  | Solar_1Axis | Solar Tracking | CISO | South | Socal | FC | 20 | 0 | 0 | 0 | 0 | 0 | 0 | 0.01 | 2.23 | 8.17 | 10.55 | 10.97 | 11.2 | 11.07 | 10.39 | 9.62 | 6.06 | 1.19 | 0 | 0 | 0 | 0 | 0 | 0 | 0 | 0 | 0 | 0 | 0 | 0 | 0 | 0.14 | 5.11 | 12.5 | 13.36 | 13.24 | 12.8 | 12.38 | 12.09 | 11.87 | 10.68 | 4.66 | 0.17 | 0 | 0 | 0 | 0 | 0 | 0 | 0 | 0 | 0 | 0 | 0 | 0 | 1.54 | 9.18 | 12.65 | 13.11 | 12.87 | 12.55 | 12.47 | 11.32 | 10.3 | 9.29 | 6.6 | 1 | 0 | 0 | 0 | 0 | 0 | 0 | 0 | 0 | 0 | 0 | 0 | 0.88 | 8.53 | 15.11 | 15.92 | 16.31 | 16.19 | 16.3 | 16.12 | 16.08 | 15.58 | 14.76 | 12.17 | 4.04 | 0.1 | 0 | 0 | 0 | 0 | 0 | 0 | 0 | 0 | 0 | 0.03 | 3.29 | 11.45 | 15.64 | 16.7 | 17.07 | 17.11 | 17.25 | 17.22 | 16.99 | 16.57 | 15.9 | 13.89 | 6.83 | 0.64 | 0 | 0 | 0 | 0 | 0 | 0 | 0 | 0 | 0 | 0.06 | 3.9 | 11.46 | 15.03 | 16.2 | 16.85 | 16.99 | 17.08 | 17.05 | 16.86 | 16.44 | 15.87 | 14.08 | 8.5 | 1.46 | 0 | 0 | 0 | 0 | 0 | 0 | 0 | 0 | 0 | 0.01 | 1.83 | 8.92 | 13.98 | 15.85 | 16.65 | 16.81 | 16.76 | 16.62 | 16.42 | 15.97 | 15.29 | 13.46 | 7.79 | 1.24 | 0 | 0 | 0 | 0 | 0 | 0 | 0 | 0 | 0 | 0 | 0.62 | 6.68 | 12.56 | 14.94 | 16.02 | 16.37 | 16.33 | 16.01 | 15.57 | 14.94 | 13.78 | 10.96 | 4.06 | 0.12 | 0 | 0 | 0 | 0 | 0 | 0 | 0 | 0 | 0 | 0 | 0.14 | 4.94 | 12.9 | 15.03 | 15.81 | 15.93 | 15.93 | 15.84 | 15.66 | 15.43 | 13.93 | 7.79 | 0.93 | 0 | 0 | 0 | 0 | 0 | 0 | 0 | 0 | 0 | 0 | 0 | 0.01 | 2.82 | 11.22 | 14.25 | 14.69 | 14.56 | 14.6 | 14.67 | 14.74 | 14.42 | 11.28 | 3.18 | 0.04 | 0 | 0 | 0 | 0 | 0 | 0 | 0 | 0 | 0 | 0 | 0 | 0 | 0.52 | 6.58 | 12.29 | 13.29 | 12.93 | 12.58 | 12.74 | 12.77 | 12.16 | 7.01 | 0.7 | 0 | 0 | 0 | 0 | 0 | 0 | 0 | 0 | 0 | 0 | 0 | 0 | 0 | 0.02 | 2.44 | 7.76 | 9.33 | 9.83 | 9.63 | 9.95 | 9.4 | 8.58 | 4.88 | 0.42 | 0 | 0 | 0 | 0 | 0 | 0 | 0
VESTAL_2_SOLAR2 |  | Solar_1Axis | Solar Tracking | CISO | South | Socal | FC | 14 | 0 | 0 | 0 | 0 | 0 | 0 | 0.01 | 1.56 | 5.72 | 7.39 | 7.68 | 7.84 | 7.75 | 7.27 | 6.73 | 4.24 | 0.84 | 0 | 0 | 0 | 0 | 0 | 0 | 0 | 0 | 0 | 0 | 0 | 0 | 0 | 0.1 | 3.58 | 8.75 | 9.35 | 9.27 | 8.96 | 8.66 | 8.46 | 8.31 | 7.47 | 3.26 | 0.12 | 0 | 0 | 0 | 0 | 0 | 0 | 0 | 0 | 0 | 0 | 0 | 0 | 1.08 | 6.43 | 8.85 | 9.18 | 9.01 | 8.78 | 8.73 | 7.93 | 7.21 | 6.5 | 4.62 | 0.7 | 0 | 0 | 0 | 0 | 0 | 0 | 0 | 0 | 0 | 0 | 0 | 0.62 | 5.97 | 10.57 | 11.15 | 11.42 | 11.33 | 11.41 | 11.28 | 11.26 | 10.91 | 10.33 | 8.52 | 2.83 | 0.07 | 0 | 0 | 0 | 0 | 0 | 0 | 0 | 0 | 0 | 0.02 | 2.3 | 8.02 | 10.94 | 11.69 | 11.95 | 11.98 | 12.07 | 12.05 | 11.89 | 11.6 | 11.13 | 9.72 | 4.78 | 0.45 | 0 | 0 | 0 | 0 | 0 | 0 | 0 | 0 | 0 | 0.04 | 2.73 | 8.02 | 10.52 | 11.34 | 11.8 | 11.89 | 11.95 | 11.94 | 11.8 | 11.51 | 11.11 | 9.85 | 5.95 | 1.02 | 0 | 0 | 0 | 0 | 0 | 0 | 0 | 0 | 0 | 0 | 1.28 | 6.24 | 9.78 | 11.1 | 11.65 | 11.77 | 11.73 | 11.63 | 11.49 | 11.18 | 10.7 | 9.42 | 5.45 | 0.87 | 0 | 0 | 0 | 0 | 0 | 0 | 0 | 0 | 0 | 0 | 0.43 | 4.68 | 8.79 | 10.46 | 11.22 | 11.46 | 11.43 | 11.21 | 10.9 | 10.46 | 9.64 | 7.67 | 2.84 | 0.09 | 0 | 0 | 0 | 0 | 0 | 0 | 0 | 0 | 0 | 0 | 0.1 | 3.46 | 9.03 | 10.52 | 11.06 | 11.15 | 11.15 | 11.09 | 10.96 | 10.8 | 9.75 | 5.45 | 0.65 | 0 | 0 | 0 | 0 | 0 | 0 | 0 | 0 | 0 | 0 | 0 | 0.01 | 1.97 | 7.85 | 9.98 | 10.28 | 10.19 | 10.22 | 10.27 | 10.32 | 10.1 | 7.9 | 2.23 | 0.02 | 0 | 0 | 0 | 0 | 0 | 0 | 0 | 0 | 0 | 0 | 0 | 0 | 0.36 | 4.61 | 8.6 | 9.3 | 9.05 | 8.81 | 8.92 | 8.94 | 8.51 | 4.91 | 0.49 | 0 | 0 | 0 | 0 | 0 | 0 | 0 | 0 | 0 | 0 | 0 | 0 | 0 | 0.02 | 1.71 | 5.43 | 6.53 | 6.88 | 6.74 | 6.96 | 6.58 | 6.01 | 3.41 | 0.29 | 0 | 0 | 0 | 0 | 0 | 0 | 0
VESTAL_2_TS5SR1 |  | Solar_1Axis | Solar Tracking | CISO | South | Socal | FC | 55.83 | 0 | 0 | 0 | 0 | 0 | 0 | 0.03 | 6.23 | 22.81 | 29.46 | 30.62 | 31.28 | 30.89 | 29.01 | 26.85 | 16.92 | 3.33 | 0 | 0 | 0 | 0 | 0 | 0 | 0 | 0 | 0 | 0 | 0 | 0 | 0 | 0.38 | 14.26 | 34.89 | 37.28 | 36.97 | 35.72 | 34.55 | 33.75 | 33.15 | 29.81 | 13.01 | 0.48 | 0 | 0 | 0 | 0 | 0 | 0 | 0 | 0 | 0 | 0 | 0 | 0 | 4.31 | 25.63 | 35.3 | 36.59 | 35.93 | 35.02 | 34.82 | 31.61 | 28.75 | 25.94 | 18.43 | 2.78 | 0 | 0 | 0 | 0 | 0 | 0 | 0 | 0 | 0 | 0 | 0 | 2.47 | 23.82 | 42.17 | 44.45 | 45.53 | 45.19 | 45.49 | 45 | 44.9 | 43.49 | 41.2 | 33.98 | 11.28 | 0.27 | 0 | 0 | 0 | 0 | 0 | 0 | 0 | 0 | 0 | 0.07 | 9.19 | 31.97 | 43.65 | 46.61 | 47.65 | 47.76 | 48.14 | 48.07 | 47.43 | 46.24 | 44.38 | 38.77 | 19.07 | 1.8 | 0 | 0 | 0 | 0 | 0 | 0 | 0 | 0 | 0 | 0.17 | 10.89 | 31.99 | 41.95 | 45.23 | 47.04 | 47.42 | 47.67 | 47.6 | 47.06 | 45.9 | 44.3 | 39.29 | 23.74 | 4.06 | 0 | 0 | 0 | 0 | 0 | 0 | 0 | 0 | 0 | 0.01 | 5.11 | 24.9 | 39.02 | 44.25 | 46.47 | 46.93 | 46.79 | 46.39 | 45.83 | 44.57 | 42.67 | 37.57 | 21.73 | 3.46 | 0 | 0 | 0 | 0 | 0 | 0 | 0 | 0 | 0 | 0 | 1.72 | 18.65 | 35.07 | 41.72 | 44.73 | 45.69 | 45.58 | 44.68 | 43.48 | 41.72 | 38.46 | 30.59 | 11.33 | 0.35 | 0 | 0 | 0 | 0 | 0 | 0 | 0 | 0 | 0 | 0 | 0.38 | 13.78 | 36.02 | 41.94 | 44.12 | 44.48 | 44.46 | 44.22 | 43.7 | 43.06 | 38.89 | 21.75 | 2.61 | 0 | 0 | 0 | 0 | 0 | 0 | 0 | 0 | 0 | 0 | 0 | 0.03 | 7.87 | 31.32 | 39.79 | 41 | 40.64 | 40.75 | 40.97 | 41.15 | 40.26 | 31.5 | 8.88 | 0.1 | 0 | 0 | 0 | 0 | 0 | 0 | 0 | 0 | 0 | 0 | 0 | 0 | 1.45 | 18.37 | 34.3 | 37.1 | 36.1 | 35.13 | 35.56 | 35.64 | 33.94 | 19.58 | 1.95 | 0 | 0 | 0 | 0 | 0 | 0 | 0 | 0 | 0 | 0 | 0 | 0 | 0 | 0.07 | 6.81 | 21.65 | 26.04 | 27.43 | 26.89 | 27.77 | 26.25 | 23.96 | 13.62 | 1.17 | 0 | 0 | 0 | 0 | 0 | 0 | 0
VICTOR_1_CREST |  | Solar_Fixed | Solar Fixed | CISO | South | Socal | EO | 11.99 | 0 | 0 | 0 | 0 | 0 | 0 | 0.02 | 1.43 | 4.95 | 6.74 | 7.42 | 7.71 | 7.36 | 7.03 | 5.88 | 3.26 | 0.47 | 0 | 0 | 0 | 0 | 0 | 0 | 0 | 0 | 0 | 0 | 0 | 0 | 0 | 0.11 | 2.61 | 6.29 | 7.7 | 8.19 | 8.28 | 7.95 | 7.55 | 6.82 | 5.35 | 1.95 | 0.05 | 0 | 0 | 0 | 0 | 0 | 0 | 0 | 0 | 0 | 0 | 0 | 0 | 0.86 | 4.56 | 7.07 | 8.06 | 8.24 | 8.35 | 8 | 7.57 | 6.82 | 5.55 | 2.99 | 0.4 | 0 | 0 | 0 | 0 | 0 | 0 | 0 | 0 | 0 | 0 | 0 | 0.42 | 3.53 | 7.13 | 8.95 | 9.7 | 10.09 | 10.09 | 9.91 | 9.64 | 8.87 | 7.66 | 5.23 | 1.37 | 0.04 | 0 | 0 | 0 | 0 | 0 | 0 | 0 | 0 | 0 | 0.02 | 1.41 | 5.03 | 7.53 | 9.05 | 9.98 | 10.4 | 10.5 | 10.4 | 10.18 | 9.51 | 8.32 | 6.06 | 2.35 | 0.18 | 0 | 0 | 0 | 0 | 0 | 0 | 0 | 0 | 0 | 0.05 | 1.6 | 4.91 | 7.35 | 9.15 | 10.02 | 10.53 | 10.54 | 10.47 | 10.16 | 9.36 | 8.2 | 6.38 | 3.03 | 0.41 | 0 | 0 | 0 | 0 | 0 | 0 | 0 | 0 | 0 | 0 | 0.85 | 3.54 | 6.42 | 8.15 | 9.2 | 9.83 | 10.07 | 9.97 | 9.64 | 8.89 | 7.78 | 5.95 | 2.74 | 0.33 | 0 | 0 | 0 | 0 | 0 | 0 | 0 | 0 | 0 | 0 | 0.35 | 3.08 | 6.46 | 8.17 | 9.31 | 10.13 | 10.34 | 9.91 | 9.6 | 8.8 | 7.51 | 5.05 | 1.47 | 0.05 | 0 | 0 | 0 | 0 | 0 | 0 | 0 | 0 | 0 | 0 | 0.11 | 2.42 | 6.28 | 8.26 | 9.27 | 9.88 | 10.01 | 10.01 | 9.56 | 8.62 | 6.87 | 3.21 | 0.34 | 0 | 0 | 0 | 0 | 0 | 0 | 0 | 0 | 0 | 0 | 0 | 0.02 | 1.53 | 5.61 | 7.98 | 8.98 | 9.61 | 9.7 | 9.55 | 9.09 | 8.13 | 5.39 | 1.26 | 0.02 | 0 | 0 | 0 | 0 | 0 | 0 | 0 | 0 | 0 | 0 | 0 | 0 | 0.4 | 3.56 | 7 | 8.14 | 8.65 | 8.76 | 8.53 | 8.03 | 6.61 | 3.09 | 0.23 | 0 | 0 | 0 | 0 | 0 | 0 | 0 | 0 | 0 | 0 | 0 | 0 | 0 | 0.04 | 1.59 | 4.62 | 6.24 | 6.79 | 7.16 | 7.08 | 6.48 | 5.09 | 2.35 | 0.15 | 0 | 0 | 0 | 0 | 0 | 0 | 0
VICTOR_1_EXSLRA |  | Solar_Fixed | Solar Fixed | CISO | South | Socal | FC | 2 | 0 | 0 | 0 | 0 | 0 | 0 | 0 | 0.24 | 0.83 | 1.12 | 1.24 | 1.29 | 1.23 | 1.17 | 0.98 | 0.54 | 0.08 | 0 | 0 | 0 | 0 | 0 | 0 | 0 | 0 | 0 | 0 | 0 | 0 | 0 | 0.02 | 0.43 | 1.05 | 1.28 | 1.37 | 1.38 | 1.33 | 1.26 | 1.14 | 0.89 | 0.33 | 0.01 | 0 | 0 | 0 | 0 | 0 | 0 | 0 | 0 | 0 | 0 | 0 | 0 | 0.14 | 0.76 | 1.18 | 1.34 | 1.37 | 1.39 | 1.33 | 1.26 | 1.14 | 0.93 | 0.5 | 0.07 | 0 | 0 | 0 | 0 | 0 | 0 | 0 | 0 | 0 | 0 | 0 | 0.07 | 0.59 | 1.19 | 1.49 | 1.62 | 1.68 | 1.68 | 1.65 | 1.61 | 1.48 | 1.28 | 0.87 | 0.23 | 0.01 | 0 | 0 | 0 | 0 | 0 | 0 | 0 | 0 | 0 | 0 | 0.24 | 0.84 | 1.26 | 1.51 | 1.66 | 1.74 | 1.75 | 1.73 | 1.7 | 1.59 | 1.39 | 1.01 | 0.39 | 0.03 | 0 | 0 | 0 | 0 | 0 | 0 | 0 | 0 | 0 | 0.01 | 0.27 | 0.82 | 1.23 | 1.53 | 1.67 | 1.76 | 1.76 | 1.75 | 1.69 | 1.56 | 1.37 | 1.06 | 0.51 | 0.07 | 0 | 0 | 0 | 0 | 0 | 0 | 0 | 0 | 0 | 0 | 0.14 | 0.59 | 1.07 | 1.36 | 1.54 | 1.64 | 1.68 | 1.66 | 1.61 | 1.48 | 1.3 | 0.99 | 0.46 | 0.05 | 0 | 0 | 0 | 0 | 0 | 0 | 0 | 0 | 0 | 0 | 0.06 | 0.51 | 1.08 | 1.36 | 1.55 | 1.69 | 1.73 | 1.65 | 1.6 | 1.47 | 1.25 | 0.84 | 0.25 | 0.01 | 0 | 0 | 0 | 0 | 0 | 0 | 0 | 0 | 0 | 0 | 0.02 | 0.4 | 1.05 | 1.38 | 1.55 | 1.65 | 1.67 | 1.67 | 1.6 | 1.44 | 1.15 | 0.54 | 0.06 | 0 | 0 | 0 | 0 | 0 | 0 | 0 | 0 | 0 | 0 | 0 | 0 | 0.25 | 0.94 | 1.33 | 1.5 | 1.6 | 1.62 | 1.59 | 1.52 | 1.36 | 0.9 | 0.21 | 0 | 0 | 0 | 0 | 0 | 0 | 0 | 0 | 0 | 0 | 0 | 0 | 0 | 0.07 | 0.59 | 1.17 | 1.36 | 1.44 | 1.46 | 1.42 | 1.34 | 1.1 | 0.52 | 0.04 | 0 | 0 | 0 | 0 | 0 | 0 | 0 | 0 | 0 | 0 | 0 | 0 | 0 | 0.01 | 0.26 | 0.77 | 1.04 | 1.13 | 1.19 | 1.18 | 1.08 | 0.85 | 0.39 | 0.02 | 0 | 0 | 0 | 0 | 0 | 0 | 0
VICTOR_1_EXSLRB |  | Solar_Fixed | Solar Fixed | CISO | South | Socal | FC | 2 | 0 | 0 | 0 | 0 | 0 | 0 | 0 | 0.24 | 0.83 | 1.12 | 1.24 | 1.29 | 1.23 | 1.17 | 0.98 | 0.54 | 0.08 | 0 | 0 | 0 | 0 | 0 | 0 | 0 | 0 | 0 | 0 | 0 | 0 | 0 | 0.02 | 0.43 | 1.05 | 1.28 | 1.37 | 1.38 | 1.33 | 1.26 | 1.14 | 0.89 | 0.33 | 0.01 | 0 | 0 | 0 | 0 | 0 | 0 | 0 | 0 | 0 | 0 | 0 | 0 | 0.14 | 0.76 | 1.18 | 1.34 | 1.37 | 1.39 | 1.33 | 1.26 | 1.14 | 0.93 | 0.5 | 0.07 | 0 | 0 | 0 | 0 | 0 | 0 | 0 | 0 | 0 | 0 | 0 | 0.07 | 0.59 | 1.19 | 1.49 | 1.62 | 1.68 | 1.68 | 1.65 | 1.61 | 1.48 | 1.28 | 0.87 | 0.23 | 0.01 | 0 | 0 | 0 | 0 | 0 | 0 | 0 | 0 | 0 | 0 | 0.24 | 0.84 | 1.26 | 1.51 | 1.66 | 1.74 | 1.75 | 1.73 | 1.7 | 1.59 | 1.39 | 1.01 | 0.39 | 0.03 | 0 | 0 | 0 | 0 | 0 | 0 | 0 | 0 | 0 | 0.01 | 0.27 | 0.82 | 1.23 | 1.53 | 1.67 | 1.76 | 1.76 | 1.75 | 1.69 | 1.56 | 1.37 | 1.06 | 0.51 | 0.07 | 0 | 0 | 0 | 0 | 0 | 0 | 0 | 0 | 0 | 0 | 0.14 | 0.59 | 1.07 | 1.36 | 1.54 | 1.64 | 1.68 | 1.66 | 1.61 | 1.48 | 1.3 | 0.99 | 0.46 | 0.05 | 0 | 0 | 0 | 0 | 0 | 0 | 0 | 0 | 0 | 0 | 0.06 | 0.51 | 1.08 | 1.36 | 1.55 | 1.69 | 1.73 | 1.65 | 1.6 | 1.47 | 1.25 | 0.84 | 0.25 | 0.01 | 0 | 0 | 0 | 0 | 0 | 0 | 0 | 0 | 0 | 0 | 0.02 | 0.4 | 1.05 | 1.38 | 1.55 | 1.65 | 1.67 | 1.67 | 1.6 | 1.44 | 1.15 | 0.54 | 0.06 | 0 | 0 | 0 | 0 | 0 | 0 | 0 | 0 | 0 | 0 | 0 | 0 | 0.25 | 0.94 | 1.33 | 1.5 | 1.6 | 1.62 | 1.59 | 1.52 | 1.36 | 0.9 | 0.21 | 0 | 0 | 0 | 0 | 0 | 0 | 0 | 0 | 0 | 0 | 0 | 0 | 0 | 0.07 | 0.59 | 1.17 | 1.36 | 1.44 | 1.46 | 1.42 | 1.34 | 1.1 | 0.52 | 0.04 | 0 | 0 | 0 | 0 | 0 | 0 | 0 | 0 | 0 | 0 | 0 | 0 | 0 | 0.01 | 0.26 | 0.77 | 1.04 | 1.13 | 1.19 | 1.18 | 1.08 | 0.85 | 0.39 | 0.02 | 0 | 0 | 0 | 0 | 0 | 0 | 0
VICTOR_1_LVSLR1 |  | Solar_1Axis | Solar Tracking | CISO | South | Socal | EO | 10 | 0 | 0 | 0 | 0 | 0 | 0 | 0 | 1.12 | 4.09 | 5.28 | 5.48 | 5.6 | 5.53 | 5.2 | 4.81 | 3.03 | 0.6 | 0 | 0 | 0 | 0 | 0 | 0 | 0 | 0 | 0 | 0 | 0 | 0 | 0 | 0.07 | 2.55 | 6.25 | 6.68 | 6.62 | 6.4 | 6.19 | 6.04 | 5.94 | 5.34 | 2.33 | 0.09 | 0 | 0 | 0 | 0 | 0 | 0 | 0 | 0 | 0 | 0 | 0 | 0 | 0.77 | 4.59 | 6.32 | 6.55 | 6.44 | 6.27 | 6.24 | 5.66 | 5.15 | 4.65 | 3.3 | 0.5 | 0 | 0 | 0 | 0 | 0 | 0 | 0 | 0 | 0 | 0 | 0 | 0.44 | 4.27 | 7.55 | 7.96 | 8.15 | 8.09 | 8.15 | 8.06 | 8.04 | 7.79 | 7.38 | 6.09 | 2.02 | 0.05 | 0 | 0 | 0 | 0 | 0 | 0 | 0 | 0 | 0 | 0.01 | 1.65 | 5.73 | 7.82 | 8.35 | 8.54 | 8.55 | 8.62 | 8.61 | 8.49 | 8.28 | 7.95 | 6.94 | 3.42 | 0.32 | 0 | 0 | 0 | 0 | 0 | 0 | 0 | 0 | 0 | 0.03 | 1.95 | 5.73 | 7.51 | 8.1 | 8.43 | 8.49 | 8.54 | 8.53 | 8.43 | 8.22 | 7.93 | 7.04 | 4.25 | 0.73 | 0 | 0 | 0 | 0 | 0 | 0 | 0 | 0 | 0 | 0 | 0.91 | 4.46 | 6.99 | 7.93 | 8.32 | 8.41 | 8.38 | 8.31 | 8.21 | 7.98 | 7.64 | 6.73 | 3.89 | 0.62 | 0 | 0 | 0 | 0 | 0 | 0 | 0 | 0 | 0 | 0 | 0.31 | 3.34 | 6.28 | 7.47 | 8.01 | 8.18 | 8.16 | 8 | 7.79 | 7.47 | 6.89 | 5.48 | 2.03 | 0.06 | 0 | 0 | 0 | 0 | 0 | 0 | 0 | 0 | 0 | 0 | 0.07 | 2.47 | 6.45 | 7.51 | 7.9 | 7.97 | 7.96 | 7.92 | 7.83 | 7.71 | 6.97 | 3.9 | 0.47 | 0 | 0 | 0 | 0 | 0 | 0 | 0 | 0 | 0 | 0 | 0 | 0 | 1.41 | 5.61 | 7.13 | 7.34 | 7.28 | 7.3 | 7.34 | 7.37 | 7.21 | 5.64 | 1.59 | 0.02 | 0 | 0 | 0 | 0 | 0 | 0 | 0 | 0 | 0 | 0 | 0 | 0 | 0.26 | 3.29 | 6.14 | 6.65 | 6.47 | 6.29 | 6.37 | 6.38 | 6.08 | 3.51 | 0.35 | 0 | 0 | 0 | 0 | 0 | 0 | 0 | 0 | 0 | 0 | 0 | 0 | 0 | 0.01 | 1.22 | 3.88 | 4.66 | 4.91 | 4.82 | 4.97 | 4.7 | 4.29 | 2.44 | 0.21 | 0 | 0 | 0 | 0 | 0 | 0 | 0
VICTOR_1_LVSLR2 |  | Solar_Fixed | Solar Fixed | CISO | South | Socal | EO | 20 | 0 | 0 | 0 | 0 | 0 | 0 | 0.03 | 2.39 | 8.26 | 11.24 | 12.38 | 12.86 | 12.28 | 11.72 | 9.81 | 5.43 | 0.79 | 0 | 0 | 0 | 0 | 0 | 0 | 0 | 0 | 0 | 0 | 0 | 0 | 0 | 0.19 | 4.35 | 10.49 | 12.84 | 13.65 | 13.81 | 13.26 | 12.6 | 11.38 | 8.93 | 3.25 | 0.08 | 0 | 0 | 0 | 0 | 0 | 0 | 0 | 0 | 0 | 0 | 0 | 0 | 1.44 | 7.61 | 11.79 | 13.44 | 13.74 | 13.93 | 13.35 | 12.62 | 11.38 | 9.26 | 4.99 | 0.66 | 0 | 0 | 0 | 0 | 0 | 0 | 0 | 0 | 0 | 0 | 0 | 0.7 | 5.89 | 11.9 | 14.93 | 16.19 | 16.83 | 16.84 | 16.53 | 16.09 | 14.8 | 12.78 | 8.72 | 2.28 | 0.06 | 0 | 0 | 0 | 0 | 0 | 0 | 0 | 0 | 0 | 0.04 | 2.35 | 8.39 | 12.56 | 15.1 | 16.65 | 17.35 | 17.51 | 17.34 | 16.98 | 15.87 | 13.88 | 10.11 | 3.92 | 0.3 | 0 | 0 | 0 | 0 | 0 | 0 | 0 | 0 | 0 | 0.08 | 2.66 | 8.19 | 12.25 | 15.26 | 16.71 | 17.56 | 17.58 | 17.46 | 16.95 | 15.62 | 13.67 | 10.64 | 5.06 | 0.69 | 0 | 0 | 0 | 0 | 0 | 0 | 0 | 0 | 0 | 0 | 1.41 | 5.91 | 10.7 | 13.6 | 15.35 | 16.4 | 16.79 | 16.62 | 16.08 | 14.83 | 12.98 | 9.93 | 4.57 | 0.54 | 0 | 0 | 0 | 0 | 0 | 0 | 0 | 0 | 0 | 0 | 0.58 | 5.13 | 10.78 | 13.63 | 15.53 | 16.89 | 17.25 | 16.53 | 16.02 | 14.68 | 12.53 | 8.43 | 2.45 | 0.08 | 0 | 0 | 0 | 0 | 0 | 0 | 0 | 0 | 0 | 0 | 0.18 | 4.04 | 10.48 | 13.78 | 15.46 | 16.48 | 16.7 | 16.69 | 15.95 | 14.38 | 11.46 | 5.35 | 0.56 | 0 | 0 | 0 | 0 | 0 | 0 | 0 | 0 | 0 | 0 | 0 | 0.03 | 2.55 | 9.36 | 13.31 | 14.98 | 16.02 | 16.19 | 15.93 | 15.16 | 13.56 | 8.99 | 2.1 | 0.03 | 0 | 0 | 0 | 0 | 0 | 0 | 0 | 0 | 0 | 0 | 0 | 0 | 0.66 | 5.94 | 11.68 | 13.58 | 14.43 | 14.62 | 14.22 | 13.39 | 11.02 | 5.16 | 0.39 | 0 | 0 | 0 | 0 | 0 | 0 | 0 | 0 | 0 | 0 | 0 | 0 | 0 | 0.07 | 2.64 | 7.7 | 10.41 | 11.33 | 11.95 | 11.81 | 10.81 | 8.49 | 3.92 | 0.25 | 0 | 0 | 0 | 0 | 0 | 0 | 0
VICTOR_1_SLRHES |  | Solar_Fixed | Solar Fixed | CISO | South | Socal | EO | 1.5 | 0 | 0 | 0 | 0 | 0 | 0 | 0 | 0.18 | 0.62 | 0.84 | 0.93 | 0.96 | 0.92 | 0.88 | 0.74 | 0.41 | 0.06 | 0 | 0 | 0 | 0 | 0 | 0 | 0 | 0 | 0 | 0 | 0 | 0 | 0 | 0.01 | 0.33 | 0.79 | 0.96 | 1.02 | 1.04 | 0.99 | 0.94 | 0.85 | 0.67 | 0.24 | 0.01 | 0 | 0 | 0 | 0 | 0 | 0 | 0 | 0 | 0 | 0 | 0 | 0 | 0.11 | 0.57 | 0.88 | 1.01 | 1.03 | 1.04 | 1 | 0.95 | 0.85 | 0.69 | 0.37 | 0.05 | 0 | 0 | 0 | 0 | 0 | 0 | 0 | 0 | 0 | 0 | 0 | 0.05 | 0.44 | 0.89 | 1.12 | 1.21 | 1.26 | 1.26 | 1.24 | 1.21 | 1.11 | 0.96 | 0.65 | 0.17 | 0 | 0 | 0 | 0 | 0 | 0 | 0 | 0 | 0 | 0 | 0 | 0.18 | 0.63 | 0.94 | 1.13 | 1.25 | 1.3 | 1.31 | 1.3 | 1.27 | 1.19 | 1.04 | 0.76 | 0.29 | 0.02 | 0 | 0 | 0 | 0 | 0 | 0 | 0 | 0 | 0 | 0.01 | 0.2 | 0.61 | 0.92 | 1.14 | 1.25 | 1.32 | 1.32 | 1.31 | 1.27 | 1.17 | 1.03 | 0.8 | 0.38 | 0.05 | 0 | 0 | 0 | 0 | 0 | 0 | 0 | 0 | 0 | 0 | 0.11 | 0.44 | 0.8 | 1.02 | 1.15 | 1.23 | 1.26 | 1.25 | 1.21 | 1.11 | 0.97 | 0.74 | 0.34 | 0.04 | 0 | 0 | 0 | 0 | 0 | 0 | 0 | 0 | 0 | 0 | 0.04 | 0.38 | 0.81 | 1.02 | 1.16 | 1.27 | 1.29 | 1.24 | 1.2 | 1.1 | 0.94 | 0.63 | 0.18 | 0.01 | 0 | 0 | 0 | 0 | 0 | 0 | 0 | 0 | 0 | 0 | 0.01 | 0.3 | 0.79 | 1.03 | 1.16 | 1.24 | 1.25 | 1.25 | 1.2 | 1.08 | 0.86 | 0.4 | 0.04 | 0 | 0 | 0 | 0 | 0 | 0 | 0 | 0 | 0 | 0 | 0 | 0 | 0.19 | 0.7 | 1 | 1.12 | 1.2 | 1.21 | 1.19 | 1.14 | 1.02 | 0.67 | 0.16 | 0 | 0 | 0 | 0 | 0 | 0 | 0 | 0 | 0 | 0 | 0 | 0 | 0 | 0.05 | 0.45 | 0.88 | 1.02 | 1.08 | 1.1 | 1.07 | 1 | 0.83 | 0.39 | 0.03 | 0 | 0 | 0 | 0 | 0 | 0 | 0 | 0 | 0 | 0 | 0 | 0 | 0 | 0.01 | 0.2 | 0.58 | 0.78 | 0.85 | 0.9 | 0.89 | 0.81 | 0.64 | 0.29 | 0.02 | 0 | 0 | 0 | 0 | 0 | 0 | 0
VICTOR_1_SOLAR1 |  | Solar_1Axis | Solar Tracking | CISO | South | Socal | EO | 17.5 | 0 | 0 | 0 | 0 | 0 | 0 | 0.01 | 1.95 | 7.15 | 9.24 | 9.6 | 9.8 | 9.68 | 9.09 | 8.42 | 5.3 | 1.04 | 0 | 0 | 0 | 0 | 0 | 0 | 0 | 0 | 0 | 0 | 0 | 0 | 0 | 0.12 | 4.47 | 10.94 | 11.69 | 11.59 | 11.2 | 10.83 | 10.58 | 10.39 | 9.34 | 4.08 | 0.15 | 0 | 0 | 0 | 0 | 0 | 0 | 0 | 0 | 0 | 0 | 0 | 0 | 1.35 | 8.03 | 11.06 | 11.47 | 11.26 | 10.98 | 10.91 | 9.91 | 9.01 | 8.13 | 5.78 | 0.87 | 0 | 0 | 0 | 0 | 0 | 0 | 0 | 0 | 0 | 0 | 0 | 0.77 | 7.47 | 13.22 | 13.93 | 14.27 | 14.17 | 14.26 | 14.1 | 14.07 | 13.63 | 12.91 | 10.65 | 3.54 | 0.08 | 0 | 0 | 0 | 0 | 0 | 0 | 0 | 0 | 0 | 0.02 | 2.88 | 10.02 | 13.68 | 14.61 | 14.94 | 14.97 | 15.09 | 15.07 | 14.87 | 14.49 | 13.91 | 12.15 | 5.98 | 0.56 | 0 | 0 | 0 | 0 | 0 | 0 | 0 | 0 | 0 | 0.05 | 3.41 | 10.03 | 13.15 | 14.18 | 14.75 | 14.86 | 14.94 | 14.92 | 14.75 | 14.39 | 13.89 | 12.32 | 7.44 | 1.27 | 0 | 0 | 0 | 0 | 0 | 0 | 0 | 0 | 0 | 0 | 1.6 | 7.81 | 12.23 | 13.87 | 14.57 | 14.71 | 14.67 | 14.54 | 14.37 | 13.97 | 13.38 | 11.78 | 6.81 | 1.08 | 0 | 0 | 0 | 0 | 0 | 0 | 0 | 0 | 0 | 0 | 0.54 | 5.84 | 10.99 | 13.08 | 14.02 | 14.32 | 14.29 | 14.01 | 13.63 | 13.08 | 12.06 | 9.59 | 3.55 | 0.11 | 0 | 0 | 0 | 0 | 0 | 0 | 0 | 0 | 0 | 0 | 0.12 | 4.32 | 11.29 | 13.15 | 13.83 | 13.94 | 13.94 | 13.86 | 13.7 | 13.5 | 12.19 | 6.82 | 0.82 | 0 | 0 | 0 | 0 | 0 | 0 | 0 | 0 | 0 | 0 | 0 | 0.01 | 2.47 | 9.82 | 12.47 | 12.85 | 12.74 | 12.77 | 12.84 | 12.9 | 12.62 | 9.87 | 2.78 | 0.03 | 0 | 0 | 0 | 0 | 0 | 0 | 0 | 0 | 0 | 0 | 0 | 0 | 0.46 | 5.76 | 10.75 | 11.63 | 11.32 | 11.01 | 11.15 | 11.17 | 10.64 | 6.14 | 0.61 | 0 | 0 | 0 | 0 | 0 | 0 | 0 | 0 | 0 | 0 | 0 | 0 | 0 | 0.02 | 2.13 | 6.79 | 8.16 | 8.6 | 8.43 | 8.7 | 8.23 | 7.51 | 4.27 | 0.37 | 0 | 0 | 0 | 0 | 0 | 0 | 0
VICTOR_1_SOLAR2 |  | Solar_1Axis | Solar Tracking | CISO | South | Socal | EO | 20 | 0 | 0 | 0 | 0 | 0 | 0 | 0.01 | 2.23 | 8.17 | 10.55 | 10.97 | 11.2 | 11.07 | 10.39 | 9.62 | 6.06 | 1.19 | 0 | 0 | 0 | 0 | 0 | 0 | 0 | 0 | 0 | 0 | 0 | 0 | 0 | 0.14 | 5.11 | 12.5 | 13.36 | 13.24 | 12.8 | 12.38 | 12.09 | 11.87 | 10.68 | 4.66 | 0.17 | 0 | 0 | 0 | 0 | 0 | 0 | 0 | 0 | 0 | 0 | 0 | 0 | 1.54 | 9.18 | 12.65 | 13.11 | 12.87 | 12.55 | 12.47 | 11.32 | 10.3 | 9.29 | 6.6 | 1 | 0 | 0 | 0 | 0 | 0 | 0 | 0 | 0 | 0 | 0 | 0 | 0.88 | 8.53 | 15.11 | 15.92 | 16.31 | 16.19 | 16.3 | 16.12 | 16.08 | 15.58 | 14.76 | 12.17 | 4.04 | 0.1 | 0 | 0 | 0 | 0 | 0 | 0 | 0 | 0 | 0 | 0.03 | 3.29 | 11.45 | 15.64 | 16.7 | 17.07 | 17.11 | 17.25 | 17.22 | 16.99 | 16.57 | 15.9 | 13.89 | 6.83 | 0.64 | 0 | 0 | 0 | 0 | 0 | 0 | 0 | 0 | 0 | 0.06 | 3.9 | 11.46 | 15.03 | 16.2 | 16.85 | 16.99 | 17.08 | 17.05 | 16.86 | 16.44 | 15.87 | 14.08 | 8.5 | 1.46 | 0 | 0 | 0 | 0 | 0 | 0 | 0 | 0 | 0 | 0.01 | 1.83 | 8.92 | 13.98 | 15.85 | 16.65 | 16.81 | 16.76 | 16.62 | 16.42 | 15.97 | 15.29 | 13.46 | 7.79 | 1.24 | 0 | 0 | 0 | 0 | 0 | 0 | 0 | 0 | 0 | 0 | 0.62 | 6.68 | 12.56 | 14.94 | 16.02 | 16.37 | 16.33 | 16.01 | 15.57 | 14.94 | 13.78 | 10.96 | 4.06 | 0.12 | 0 | 0 | 0 | 0 | 0 | 0 | 0 | 0 | 0 | 0 | 0.14 | 4.94 | 12.9 | 15.03 | 15.81 | 15.93 | 15.93 | 15.84 | 15.66 | 15.43 | 13.93 | 7.79 | 0.93 | 0 | 0 | 0 | 0 | 0 | 0 | 0 | 0 | 0 | 0 | 0 | 0.01 | 2.82 | 11.22 | 14.25 | 14.69 | 14.56 | 14.6 | 14.67 | 14.74 | 14.42 | 11.28 | 3.18 | 0.04 | 0 | 0 | 0 | 0 | 0 | 0 | 0 | 0 | 0 | 0 | 0 | 0 | 0.52 | 6.58 | 12.29 | 13.29 | 12.93 | 12.58 | 12.74 | 12.77 | 12.16 | 7.01 | 0.7 | 0 | 0 | 0 | 0 | 0 | 0 | 0 | 0 | 0 | 0 | 0 | 0 | 0 | 0.02 | 2.44 | 7.76 | 9.33 | 9.83 | 9.63 | 9.95 | 9.4 | 8.58 | 4.88 | 0.42 | 0 | 0 | 0 | 0 | 0 | 0 | 0
VICTOR_1_SOLAR3 |  | Solar_1Axis | Solar Tracking | CISO | South | Socal | FC | 7 | 0 | 0 | 0 | 0 | 0 | 0 | 0 | 0.78 | 2.86 | 3.69 | 3.84 | 3.92 | 3.87 | 3.64 | 3.37 | 2.12 | 0.42 | 0 | 0 | 0 | 0 | 0 | 0 | 0 | 0 | 0 | 0 | 0 | 0 | 0 | 0.05 | 1.79 | 4.38 | 4.67 | 4.64 | 4.48 | 4.33 | 4.23 | 4.16 | 3.74 | 1.63 | 0.06 | 0 | 0 | 0 | 0 | 0 | 0 | 0 | 0 | 0 | 0 | 0 | 0 | 0.54 | 3.21 | 4.43 | 4.59 | 4.5 | 4.39 | 4.37 | 3.96 | 3.6 | 3.25 | 2.31 | 0.35 | 0 | 0 | 0 | 0 | 0 | 0 | 0 | 0 | 0 | 0 | 0 | 0.31 | 2.99 | 5.29 | 5.57 | 5.71 | 5.67 | 5.7 | 5.64 | 5.63 | 5.45 | 5.17 | 4.26 | 1.41 | 0.03 | 0 | 0 | 0 | 0 | 0 | 0 | 0 | 0 | 0 | 0.01 | 1.15 | 4.01 | 5.47 | 5.84 | 5.97 | 5.99 | 6.04 | 6.03 | 5.95 | 5.8 | 5.56 | 4.86 | 2.39 | 0.23 | 0 | 0 | 0 | 0 | 0 | 0 | 0 | 0 | 0 | 0.02 | 1.37 | 4.01 | 5.26 | 5.67 | 5.9 | 5.95 | 5.98 | 5.97 | 5.9 | 5.75 | 5.55 | 4.93 | 2.98 | 0.51 | 0 | 0 | 0 | 0 | 0 | 0 | 0 | 0 | 0 | 0 | 0.64 | 3.12 | 4.89 | 5.55 | 5.83 | 5.88 | 5.87 | 5.82 | 5.75 | 5.59 | 5.35 | 4.71 | 2.72 | 0.43 | 0 | 0 | 0 | 0 | 0 | 0 | 0 | 0 | 0 | 0 | 0.22 | 2.34 | 4.4 | 5.23 | 5.61 | 5.73 | 5.71 | 5.6 | 5.45 | 5.23 | 4.82 | 3.84 | 1.42 | 0.04 | 0 | 0 | 0 | 0 | 0 | 0 | 0 | 0 | 0 | 0 | 0.05 | 1.73 | 4.52 | 5.26 | 5.53 | 5.58 | 5.57 | 5.54 | 5.48 | 5.4 | 4.88 | 2.73 | 0.33 | 0 | 0 | 0 | 0 | 0 | 0 | 0 | 0 | 0 | 0 | 0 | 0 | 0.99 | 3.93 | 4.99 | 5.14 | 5.1 | 5.11 | 5.14 | 5.16 | 5.05 | 3.95 | 1.11 | 0.01 | 0 | 0 | 0 | 0 | 0 | 0 | 0 | 0 | 0 | 0 | 0 | 0 | 0.18 | 2.3 | 4.3 | 4.65 | 4.53 | 4.4 | 4.46 | 4.47 | 4.26 | 2.45 | 0.24 | 0 | 0 | 0 | 0 | 0 | 0 | 0 | 0 | 0 | 0 | 0 | 0 | 0 | 0.01 | 0.85 | 2.72 | 3.26 | 3.44 | 3.37 | 3.48 | 3.29 | 3 | 1.71 | 0.15 | 0 | 0 | 0 | 0 | 0 | 0 | 0
VICTOR_1_SOLAR4 |  | Solar_1Axis | Solar Tracking | CISO | South | Socal | EO | 20 | 0 | 0 | 0 | 0 | 0 | 0 | 0.01 | 2.23 | 8.17 | 10.55 | 10.97 | 11.2 | 11.07 | 10.39 | 9.62 | 6.06 | 1.19 | 0 | 0 | 0 | 0 | 0 | 0 | 0 | 0 | 0 | 0 | 0 | 0 | 0 | 0.14 | 5.11 | 12.5 | 13.36 | 13.24 | 12.8 | 12.38 | 12.09 | 11.87 | 10.68 | 4.66 | 0.17 | 0 | 0 | 0 | 0 | 0 | 0 | 0 | 0 | 0 | 0 | 0 | 0 | 1.54 | 9.18 | 12.65 | 13.11 | 12.87 | 12.55 | 12.47 | 11.32 | 10.3 | 9.29 | 6.6 | 1 | 0 | 0 | 0 | 0 | 0 | 0 | 0 | 0 | 0 | 0 | 0 | 0.88 | 8.53 | 15.11 | 15.92 | 16.31 | 16.19 | 16.3 | 16.12 | 16.08 | 15.58 | 14.76 | 12.17 | 4.04 | 0.1 | 0 | 0 | 0 | 0 | 0 | 0 | 0 | 0 | 0 | 0.03 | 3.29 | 11.45 | 15.64 | 16.7 | 17.07 | 17.11 | 17.25 | 17.22 | 16.99 | 16.57 | 15.9 | 13.89 | 6.83 | 0.64 | 0 | 0 | 0 | 0 | 0 | 0 | 0 | 0 | 0 | 0.06 | 3.9 | 11.46 | 15.03 | 16.2 | 16.85 | 16.99 | 17.08 | 17.05 | 16.86 | 16.44 | 15.87 | 14.08 | 8.5 | 1.46 | 0 | 0 | 0 | 0 | 0 | 0 | 0 | 0 | 0 | 0.01 | 1.83 | 8.92 | 13.98 | 15.85 | 16.65 | 16.81 | 16.76 | 16.62 | 16.42 | 15.97 | 15.29 | 13.46 | 7.79 | 1.24 | 0 | 0 | 0 | 0 | 0 | 0 | 0 | 0 | 0 | 0 | 0.62 | 6.68 | 12.56 | 14.94 | 16.02 | 16.37 | 16.33 | 16.01 | 15.57 | 14.94 | 13.78 | 10.96 | 4.06 | 0.12 | 0 | 0 | 0 | 0 | 0 | 0 | 0 | 0 | 0 | 0 | 0.14 | 4.94 | 12.9 | 15.03 | 15.81 | 15.93 | 15.93 | 15.84 | 15.66 | 15.43 | 13.93 | 7.79 | 0.93 | 0 | 0 | 0 | 0 | 0 | 0 | 0 | 0 | 0 | 0 | 0 | 0.01 | 2.82 | 11.22 | 14.25 | 14.69 | 14.56 | 14.6 | 14.67 | 14.74 | 14.42 | 11.28 | 3.18 | 0.04 | 0 | 0 | 0 | 0 | 0 | 0 | 0 | 0 | 0 | 0 | 0 | 0 | 0.52 | 6.58 | 12.29 | 13.29 | 12.93 | 12.58 | 12.74 | 12.77 | 12.16 | 7.01 | 0.7 | 0 | 0 | 0 | 0 | 0 | 0 | 0 | 0 | 0 | 0 | 0 | 0 | 0 | 0.02 | 2.44 | 7.76 | 9.33 | 9.83 | 9.63 | 9.95 | 9.4 | 8.58 | 4.88 | 0.42 | 0 | 0 | 0 | 0 | 0 | 0 | 0
VICTOR_1_VDRYFA |  | Solar_1Axis | Solar Tracking | CISO | South | Socal | FC | 5 | 0 | 0 | 0 | 0 | 0 | 0 | 0 | 0.56 | 2.04 | 2.64 | 2.74 | 2.8 | 2.77 | 2.6 | 2.4 | 1.52 | 0.3 | 0 | 0 | 0 | 0 | 0 | 0 | 0 | 0 | 0 | 0 | 0 | 0 | 0 | 0.03 | 1.28 | 3.13 | 3.34 | 3.31 | 3.2 | 3.09 | 3.02 | 2.97 | 2.67 | 1.16 | 0.04 | 0 | 0 | 0 | 0 | 0 | 0 | 0 | 0 | 0 | 0 | 0 | 0 | 0.39 | 2.29 | 3.16 | 3.28 | 3.22 | 3.14 | 3.12 | 2.83 | 2.57 | 2.32 | 1.65 | 0.25 | 0 | 0 | 0 | 0 | 0 | 0 | 0 | 0 | 0 | 0 | 0 | 0.22 | 2.13 | 3.78 | 3.98 | 4.08 | 4.05 | 4.07 | 4.03 | 4.02 | 3.9 | 3.69 | 3.04 | 1.01 | 0.02 | 0 | 0 | 0 | 0 | 0 | 0 | 0 | 0 | 0 | 0.01 | 0.82 | 2.86 | 3.91 | 4.17 | 4.27 | 4.28 | 4.31 | 4.31 | 4.25 | 4.14 | 3.97 | 3.47 | 1.71 | 0.16 | 0 | 0 | 0 | 0 | 0 | 0 | 0 | 0 | 0 | 0.01 | 0.98 | 2.87 | 3.76 | 4.05 | 4.21 | 4.25 | 4.27 | 4.26 | 4.21 | 4.11 | 3.97 | 3.52 | 2.13 | 0.36 | 0 | 0 | 0 | 0 | 0 | 0 | 0 | 0 | 0 | 0 | 0.46 | 2.23 | 3.49 | 3.96 | 4.16 | 4.2 | 4.19 | 4.15 | 4.1 | 3.99 | 3.82 | 3.36 | 1.95 | 0.31 | 0 | 0 | 0 | 0 | 0 | 0 | 0 | 0 | 0 | 0 | 0.15 | 1.67 | 3.14 | 3.74 | 4.01 | 4.09 | 4.08 | 4 | 3.89 | 3.74 | 3.44 | 2.74 | 1.01 | 0.03 | 0 | 0 | 0 | 0 | 0 | 0 | 0 | 0 | 0 | 0 | 0.03 | 1.23 | 3.23 | 3.76 | 3.95 | 3.98 | 3.98 | 3.96 | 3.91 | 3.86 | 3.48 | 1.95 | 0.23 | 0 | 0 | 0 | 0 | 0 | 0 | 0 | 0 | 0 | 0 | 0 | 0 | 0.7 | 2.81 | 3.56 | 3.67 | 3.64 | 3.65 | 3.67 | 3.69 | 3.61 | 2.82 | 0.8 | 0.01 | 0 | 0 | 0 | 0 | 0 | 0 | 0 | 0 | 0 | 0 | 0 | 0 | 0.13 | 1.65 | 3.07 | 3.32 | 3.23 | 3.15 | 3.18 | 3.19 | 3.04 | 1.75 | 0.17 | 0 | 0 | 0 | 0 | 0 | 0 | 0 | 0 | 0 | 0 | 0 | 0 | 0 | 0.01 | 0.61 | 1.94 | 2.33 | 2.46 | 2.41 | 2.49 | 2.35 | 2.15 | 1.22 | 0.1 | 0 | 0 | 0 | 0 | 0 | 0 | 0
VICTOR_1_VDRYFB |  | Solar_1Axis | Solar Tracking | CISO | South | Socal | EO | 5 | 0 | 0 | 0 | 0 | 0 | 0 | 0 | 0.56 | 2.04 | 2.64 | 2.74 | 2.8 | 2.77 | 2.6 | 2.4 | 1.52 | 0.3 | 0 | 0 | 0 | 0 | 0 | 0 | 0 | 0 | 0 | 0 | 0 | 0 | 0 | 0.03 | 1.28 | 3.13 | 3.34 | 3.31 | 3.2 | 3.09 | 3.02 | 2.97 | 2.67 | 1.16 | 0.04 | 0 | 0 | 0 | 0 | 0 | 0 | 0 | 0 | 0 | 0 | 0 | 0 | 0.39 | 2.29 | 3.16 | 3.28 | 3.22 | 3.14 | 3.12 | 2.83 | 2.57 | 2.32 | 1.65 | 0.25 | 0 | 0 | 0 | 0 | 0 | 0 | 0 | 0 | 0 | 0 | 0 | 0.22 | 2.13 | 3.78 | 3.98 | 4.08 | 4.05 | 4.07 | 4.03 | 4.02 | 3.9 | 3.69 | 3.04 | 1.01 | 0.02 | 0 | 0 | 0 | 0 | 0 | 0 | 0 | 0 | 0 | 0.01 | 0.82 | 2.86 | 3.91 | 4.17 | 4.27 | 4.28 | 4.31 | 4.31 | 4.25 | 4.14 | 3.97 | 3.47 | 1.71 | 0.16 | 0 | 0 | 0 | 0 | 0 | 0 | 0 | 0 | 0 | 0.01 | 0.98 | 2.87 | 3.76 | 4.05 | 4.21 | 4.25 | 4.27 | 4.26 | 4.21 | 4.11 | 3.97 | 3.52 | 2.13 | 0.36 | 0 | 0 | 0 | 0 | 0 | 0 | 0 | 0 | 0 | 0 | 0.46 | 2.23 | 3.49 | 3.96 | 4.16 | 4.2 | 4.19 | 4.15 | 4.1 | 3.99 | 3.82 | 3.36 | 1.95 | 0.31 | 0 | 0 | 0 | 0 | 0 | 0 | 0 | 0 | 0 | 0 | 0.15 | 1.67 | 3.14 | 3.74 | 4.01 | 4.09 | 4.08 | 4 | 3.89 | 3.74 | 3.44 | 2.74 | 1.01 | 0.03 | 0 | 0 | 0 | 0 | 0 | 0 | 0 | 0 | 0 | 0 | 0.03 | 1.23 | 3.23 | 3.76 | 3.95 | 3.98 | 3.98 | 3.96 | 3.91 | 3.86 | 3.48 | 1.95 | 0.23 | 0 | 0 | 0 | 0 | 0 | 0 | 0 | 0 | 0 | 0 | 0 | 0 | 0.7 | 2.81 | 3.56 | 3.67 | 3.64 | 3.65 | 3.67 | 3.69 | 3.61 | 2.82 | 0.8 | 0.01 | 0 | 0 | 0 | 0 | 0 | 0 | 0 | 0 | 0 | 0 | 0 | 0 | 0.13 | 1.65 | 3.07 | 3.32 | 3.23 | 3.15 | 3.18 | 3.19 | 3.04 | 1.75 | 0.17 | 0 | 0 | 0 | 0 | 0 | 0 | 0 | 0 | 0 | 0 | 0 | 0 | 0 | 0.01 | 0.61 | 1.94 | 2.33 | 2.46 | 2.41 | 2.49 | 2.35 | 2.15 | 1.22 | 0.1 | 0 | 0 | 0 | 0 | 0 | 0 | 0
VLCNTR_6_VCSLR |  | Solar_1Axis | Solar Tracking | CISO | South | Socal | FC | 2.33 | 0 | 0 | 0 | 0 | 0 | 0 | 0 | 0.26 | 0.95 | 1.23 | 1.28 | 1.31 | 1.29 | 1.21 | 1.12 | 0.71 | 0.14 | 0 | 0 | 0 | 0 | 0 | 0 | 0 | 0 | 0 | 0 | 0 | 0 | 0 | 0.02 | 0.6 | 1.46 | 1.56 | 1.54 | 1.49 | 1.44 | 1.41 | 1.38 | 1.24 | 0.54 | 0.02 | 0 | 0 | 0 | 0 | 0 | 0 | 0 | 0 | 0 | 0 | 0 | 0 | 0.18 | 1.07 | 1.47 | 1.53 | 1.5 | 1.46 | 1.45 | 1.32 | 1.2 | 1.08 | 0.77 | 0.12 | 0 | 0 | 0 | 0 | 0 | 0 | 0 | 0 | 0 | 0 | 0 | 0.1 | 0.99 | 1.76 | 1.85 | 1.9 | 1.89 | 1.9 | 1.88 | 1.87 | 1.82 | 1.72 | 1.42 | 0.47 | 0.01 | 0 | 0 | 0 | 0 | 0 | 0 | 0 | 0 | 0 | 0 | 0.38 | 1.33 | 1.82 | 1.95 | 1.99 | 1.99 | 2.01 | 2.01 | 1.98 | 1.93 | 1.85 | 1.62 | 0.8 | 0.07 | 0 | 0 | 0 | 0 | 0 | 0 | 0 | 0 | 0 | 0.01 | 0.45 | 1.34 | 1.75 | 1.89 | 1.96 | 1.98 | 1.99 | 1.99 | 1.96 | 1.92 | 1.85 | 1.64 | 0.99 | 0.17 | 0 | 0 | 0 | 0 | 0 | 0 | 0 | 0 | 0 | 0 | 0.21 | 1.04 | 1.63 | 1.85 | 1.94 | 1.96 | 1.95 | 1.94 | 1.91 | 1.86 | 1.78 | 1.57 | 0.91 | 0.14 | 0 | 0 | 0 | 0 | 0 | 0 | 0 | 0 | 0 | 0 | 0.07 | 0.78 | 1.46 | 1.74 | 1.87 | 1.91 | 1.9 | 1.86 | 1.81 | 1.74 | 1.61 | 1.28 | 0.47 | 0.01 | 0 | 0 | 0 | 0 | 0 | 0 | 0 | 0 | 0 | 0 | 0.02 | 0.58 | 1.5 | 1.75 | 1.84 | 1.86 | 1.86 | 1.85 | 1.82 | 1.8 | 1.62 | 0.91 | 0.11 | 0 | 0 | 0 | 0 | 0 | 0 | 0 | 0 | 0 | 0 | 0 | 0 | 0.33 | 1.31 | 1.66 | 1.71 | 1.7 | 1.7 | 1.71 | 1.72 | 1.68 | 1.31 | 0.37 | 0 | 0 | 0 | 0 | 0 | 0 | 0 | 0 | 0 | 0 | 0 | 0 | 0 | 0.06 | 0.77 | 1.43 | 1.55 | 1.51 | 1.47 | 1.48 | 1.49 | 1.42 | 0.82 | 0.08 | 0 | 0 | 0 | 0 | 0 | 0 | 0 | 0 | 0 | 0 | 0 | 0 | 0 | 0 | 0.28 | 0.9 | 1.09 | 1.14 | 1.12 | 1.16 | 1.1 | 1 | 0.57 | 0.05 | 0 | 0 | 0 | 0 | 0 | 0 | 0
VLCNTR_6_VCSLR1 |  | Solar_Fixed | Solar Fixed | CISO | South | Socal | FC | 2.5 | 0 | 0 | 0 | 0 | 0 | 0 | 0 | 0.3 | 1.03 | 1.41 | 1.55 | 1.61 | 1.53 | 1.47 | 1.23 | 0.68 | 0.1 | 0 | 0 | 0 | 0 | 0 | 0 | 0 | 0 | 0 | 0 | 0 | 0 | 0 | 0.02 | 0.54 | 1.31 | 1.6 | 1.71 | 1.73 | 1.66 | 1.57 | 1.42 | 1.12 | 0.41 | 0.01 | 0 | 0 | 0 | 0 | 0 | 0 | 0 | 0 | 0 | 0 | 0 | 0 | 0.18 | 0.95 | 1.47 | 1.68 | 1.72 | 1.74 | 1.67 | 1.58 | 1.42 | 1.16 | 0.62 | 0.08 | 0 | 0 | 0 | 0 | 0 | 0 | 0 | 0 | 0 | 0 | 0 | 0.09 | 0.74 | 1.49 | 1.87 | 2.02 | 2.1 | 2.1 | 2.07 | 2.01 | 1.85 | 1.6 | 1.09 | 0.29 | 0.01 | 0 | 0 | 0 | 0 | 0 | 0 | 0 | 0 | 0 | 0.01 | 0.29 | 1.05 | 1.57 | 1.89 | 2.08 | 2.17 | 2.19 | 2.17 | 2.12 | 1.98 | 1.73 | 1.26 | 0.49 | 0.04 | 0 | 0 | 0 | 0 | 0 | 0 | 0 | 0 | 0 | 0.01 | 0.33 | 1.02 | 1.53 | 1.91 | 2.09 | 2.2 | 2.2 | 2.18 | 2.12 | 1.95 | 1.71 | 1.33 | 0.63 | 0.09 | 0 | 0 | 0 | 0 | 0 | 0 | 0 | 0 | 0 | 0 | 0.18 | 0.74 | 1.34 | 1.7 | 1.92 | 2.05 | 2.1 | 2.08 | 2.01 | 1.85 | 1.62 | 1.24 | 0.57 | 0.07 | 0 | 0 | 0 | 0 | 0 | 0 | 0 | 0 | 0 | 0 | 0.07 | 0.64 | 1.35 | 1.7 | 1.94 | 2.11 | 2.16 | 2.07 | 2 | 1.84 | 1.57 | 1.05 | 0.31 | 0.01 | 0 | 0 | 0 | 0 | 0 | 0 | 0 | 0 | 0 | 0 | 0.02 | 0.5 | 1.31 | 1.72 | 1.93 | 2.06 | 2.09 | 2.09 | 1.99 | 1.8 | 1.43 | 0.67 | 0.07 | 0 | 0 | 0 | 0 | 0 | 0 | 0 | 0 | 0 | 0 | 0 | 0 | 0.32 | 1.17 | 1.66 | 1.87 | 2 | 2.02 | 1.99 | 1.89 | 1.7 | 1.12 | 0.26 | 0 | 0 | 0 | 0 | 0 | 0 | 0 | 0 | 0 | 0 | 0 | 0 | 0 | 0.08 | 0.74 | 1.46 | 1.7 | 1.8 | 1.83 | 1.78 | 1.67 | 1.38 | 0.64 | 0.05 | 0 | 0 | 0 | 0 | 0 | 0 | 0 | 0 | 0 | 0 | 0 | 0 | 0 | 0.01 | 0.33 | 0.96 | 1.3 | 1.42 | 1.49 | 1.48 | 1.35 | 1.06 | 0.49 | 0.03 | 0 | 0 | 0 | 0 | 0 | 0 | 0
VLCNTR_6_VCSLR2 |  | Solar_Fixed | Solar Fixed | CISO | South | Socal | FC | 5 | 0 | 0 | 0 | 0 | 0 | 0 | 0.01 | 0.6 | 2.06 | 2.81 | 3.09 | 3.22 | 3.07 | 2.93 | 2.45 | 1.36 | 0.2 | 0 | 0 | 0 | 0 | 0 | 0 | 0 | 0 | 0 | 0 | 0 | 0 | 0 | 0.05 | 1.09 | 2.62 | 3.21 | 3.41 | 3.45 | 3.32 | 3.15 | 2.85 | 2.23 | 0.81 | 0.02 | 0 | 0 | 0 | 0 | 0 | 0 | 0 | 0 | 0 | 0 | 0 | 0 | 0.36 | 1.9 | 2.95 | 3.36 | 3.43 | 3.48 | 3.34 | 3.16 | 2.85 | 2.32 | 1.25 | 0.17 | 0 | 0 | 0 | 0 | 0 | 0 | 0 | 0 | 0 | 0 | 0 | 0.18 | 1.47 | 2.97 | 3.73 | 4.05 | 4.21 | 4.21 | 4.13 | 4.02 | 3.7 | 3.19 | 2.18 | 0.57 | 0.01 | 0 | 0 | 0 | 0 | 0 | 0 | 0 | 0 | 0 | 0.01 | 0.59 | 2.1 | 3.14 | 3.78 | 4.16 | 4.34 | 4.38 | 4.34 | 4.25 | 3.97 | 3.47 | 2.53 | 0.98 | 0.08 | 0 | 0 | 0 | 0 | 0 | 0 | 0 | 0 | 0 | 0.02 | 0.67 | 2.05 | 3.06 | 3.81 | 4.18 | 4.39 | 4.4 | 4.36 | 4.24 | 3.91 | 3.42 | 2.66 | 1.27 | 0.17 | 0 | 0 | 0 | 0 | 0 | 0 | 0 | 0 | 0 | 0 | 0.35 | 1.48 | 2.68 | 3.4 | 3.84 | 4.1 | 4.2 | 4.16 | 4.02 | 3.71 | 3.25 | 2.48 | 1.14 | 0.14 | 0 | 0 | 0 | 0 | 0 | 0 | 0 | 0 | 0 | 0 | 0.15 | 1.28 | 2.69 | 3.41 | 3.88 | 4.22 | 4.31 | 4.13 | 4 | 3.67 | 3.13 | 2.11 | 0.61 | 0.02 | 0 | 0 | 0 | 0 | 0 | 0 | 0 | 0 | 0 | 0 | 0.04 | 1.01 | 2.62 | 3.44 | 3.87 | 4.12 | 4.17 | 4.17 | 3.99 | 3.59 | 2.86 | 1.34 | 0.14 | 0 | 0 | 0 | 0 | 0 | 0 | 0 | 0 | 0 | 0 | 0 | 0.01 | 0.64 | 2.34 | 3.33 | 3.75 | 4.01 | 4.05 | 3.98 | 3.79 | 3.39 | 2.25 | 0.53 | 0.01 | 0 | 0 | 0 | 0 | 0 | 0 | 0 | 0 | 0 | 0 | 0 | 0 | 0.17 | 1.49 | 2.92 | 3.39 | 3.61 | 3.65 | 3.56 | 3.35 | 2.76 | 1.29 | 0.1 | 0 | 0 | 0 | 0 | 0 | 0 | 0 | 0 | 0 | 0 | 0 | 0 | 0 | 0.02 | 0.66 | 1.93 | 2.6 | 2.83 | 2.99 | 2.95 | 2.7 | 2.12 | 0.98 | 0.06 | 0 | 0 | 0 | 0 | 0 | 0 | 0
VOYAGR_2_VOAWD5 |  | Wind | Wind | CISO | South | Socal | FC | 13.98 | 1.3 | 1.35 | 1.54 | 1.45 | 1.44 | 1.34 | 1.09 | 0.94 | 1 | 1 | 0.99 | 1.03 | 1.14 | 1.31 | 1.3 | 1.43 | 1.25 | 1.25 | 1.17 | 1.19 | 1.15 | 1.12 | 1.17 | 1.11 | 1.73 | 1.91 | 1.98 | 1.87 | 1.65 | 1.56 | 1.63 | 1.65 | 1.59 | 1.78 | 1.85 | 1.88 | 2.19 | 2.04 | 2.35 | 2.08 | 2.48 | 2.46 | 2.84 | 2.72 | 2.76 | 2.49 | 2.25 | 1.89 | 2.83 | 2.95 | 2.75 | 2.59 | 2.38 | 2.04 | 1.96 | 1.87 | 2.04 | 1.8 | 1.83 | 2.05 | 2.28 | 2.67 | 2.8 | 3.12 | 3.2 | 3.27 | 3.18 | 3.14 | 3.08 | 3.11 | 3.31 | 2.98 | 5.06 | 4.53 | 3.95 | 3.36 | 2.89 | 2.49 | 1.74 | 1.31 | 1.23 | 1.15 | 1.07 | 1.15 | 1.26 | 1.91 | 2.86 | 3.79 | 4.55 | 4.98 | 5.11 | 5.26 | 5.56 | 5.25 | 5.07 | 5.12 | 5.66 | 5.33 | 5.21 | 4.7 | 3.87 | 3.19 | 2.39 | 1.84 | 1.28 | 1.03 | 0.91 | 0.85 | 1.19 | 1.96 | 3.19 | 4.61 | 5.35 | 5.91 | 5.77 | 5.77 | 5.88 | 5.98 | 6.13 | 5.75 | 5.64 | 5.29 | 4.87 | 4.12 | 3.58 | 2.81 | 1.99 | 1.33 | 1.05 | 0.7 | 0.83 | 0.87 | 1.07 | 1.65 | 2.67 | 3.69 | 4.51 | 5.25 | 5.84 | 6.4 | 6.26 | 6.24 | 6.18 | 5.94 | 6.32 | 5.83 | 5.15 | 4.64 | 4.07 | 3.17 | 2.32 | 1.42 | 0.9 | 0.65 | 0.79 | 1.09 | 1.55 | 2.31 | 3.17 | 4.3 | 5.23 | 5.95 | 6.46 | 6.61 | 6.88 | 6.84 | 6.72 | 6.49 | 5.19 | 4.67 | 4.03 | 3.27 | 2.87 | 2.31 | 1.6 | 1.01 | 0.73 | 0.6 | 0.68 | 0.86 | 1.25 | 1.75 | 2.49 | 3.3 | 4.19 | 4.83 | 5.48 | 5.85 | 5.87 | 5.69 | 5.56 | 5.35 | 3.53 | 3.41 | 3.16 | 2.43 | 2.09 | 1.78 | 1.34 | 0.96 | 0.73 | 0.8 | 0.98 | 1.14 | 1.4 | 1.74 | 2.28 | 2.67 | 2.97 | 3.51 | 4.05 | 4.27 | 4.21 | 3.96 | 3.7 | 3.51 | 1.57 | 1.53 | 1.46 | 1.3 | 1.19 | 1.14 | 0.81 | 0.6 | 0.5 | 0.55 | 0.71 | 0.76 | 0.7 | 0.79 | 0.84 | 1.04 | 1.41 | 1.59 | 1.81 | 2.08 | 1.87 | 1.7 | 1.56 | 1.54 | 0.81 | 0.9 | 0.87 | 0.91 | 0.84 | 0.82 | 0.78 | 0.68 | 0.71 | 0.8 | 0.87 | 1.01 | 0.97 | 0.99 | 1.05 | 1.08 | 0.95 | 0.92 | 1.12 | 1.15 | 1.14 | 1.02 | 0.93 | 0.86 | 0.92 | 0.94 | 0.99 | 0.94 | 0.99 | 0.94 | 0.83 | 1 | 0.93 | 0.84 | 0.83 | 0.88 | 1 | 1.11 | 1.02 | 0.87 | 0.89 | 0.9 | 0.94 | 0.91 | 0.99 | 1.06 | 1.09 | 1.01
VOYAGR_2_VOYWD1 |  | Wind | Wind | CISO | South | Socal | FC | 128.91 | 11.97 | 12.44 | 14.21 | 13.37 | 13.24 | 12.33 | 10.09 | 8.71 | 9.18 | 9.19 | 9.1 | 9.53 | 10.54 | 12.08 | 12.03 | 13.16 | 11.56 | 11.55 | 10.83 | 10.99 | 10.56 | 10.35 | 10.76 | 10.27 | 15.95 | 17.65 | 18.27 | 17.26 | 15.25 | 14.39 | 15.03 | 15.2 | 14.68 | 16.41 | 17.03 | 17.38 | 20.23 | 18.85 | 21.66 | 19.15 | 22.91 | 22.66 | 26.14 | 25.13 | 25.41 | 22.99 | 20.7 | 17.47 | 26.06 | 27.16 | 25.33 | 23.85 | 21.94 | 18.82 | 18.07 | 17.25 | 18.8 | 16.55 | 16.87 | 18.87 | 21.05 | 24.58 | 25.83 | 28.82 | 29.54 | 30.15 | 29.28 | 28.93 | 28.41 | 28.72 | 30.54 | 27.49 | 46.64 | 41.76 | 36.38 | 30.99 | 26.67 | 23 | 16.04 | 12.08 | 11.31 | 10.61 | 9.84 | 10.61 | 11.62 | 17.61 | 26.37 | 34.92 | 42 | 45.88 | 47.16 | 48.5 | 51.23 | 48.42 | 46.74 | 47.24 | 52.17 | 49.11 | 48.04 | 43.33 | 35.7 | 29.45 | 22 | 16.96 | 11.82 | 9.53 | 8.38 | 7.87 | 10.95 | 18.06 | 29.46 | 42.53 | 49.38 | 54.47 | 53.18 | 53.17 | 54.26 | 55.12 | 56.51 | 52.99 | 51.99 | 48.82 | 44.87 | 37.98 | 33.03 | 25.91 | 18.32 | 12.25 | 9.66 | 6.5 | 7.66 | 7.99 | 9.86 | 15.25 | 24.64 | 34.05 | 41.58 | 48.44 | 53.82 | 59.05 | 57.75 | 57.49 | 57.02 | 54.78 | 58.28 | 53.78 | 47.52 | 42.82 | 37.51 | 29.2 | 21.38 | 13.13 | 8.26 | 6.02 | 7.32 | 10.03 | 14.31 | 21.31 | 29.25 | 39.61 | 48.26 | 54.9 | 59.53 | 60.95 | 63.4 | 63.05 | 61.95 | 59.81 | 47.86 | 43.05 | 37.15 | 30.12 | 26.49 | 21.29 | 14.75 | 9.3 | 6.73 | 5.52 | 6.26 | 7.93 | 11.52 | 16.12 | 22.95 | 30.41 | 38.68 | 44.57 | 50.51 | 53.96 | 54.17 | 52.47 | 51.31 | 49.29 | 32.52 | 31.49 | 29.13 | 22.39 | 19.28 | 16.38 | 12.32 | 8.83 | 6.74 | 7.36 | 9.01 | 10.54 | 12.94 | 16.05 | 21.05 | 24.59 | 27.37 | 32.33 | 37.36 | 39.34 | 38.81 | 36.52 | 34.12 | 32.35 | 14.52 | 14.07 | 13.43 | 11.95 | 10.99 | 10.55 | 7.51 | 5.51 | 4.63 | 5.07 | 6.5 | 7.03 | 6.48 | 7.33 | 7.77 | 9.62 | 12.99 | 14.66 | 16.69 | 19.16 | 17.26 | 15.69 | 14.38 | 14.17 | 7.49 | 8.28 | 7.99 | 8.37 | 7.73 | 7.58 | 7.16 | 6.24 | 6.52 | 7.37 | 8.06 | 9.31 | 8.91 | 9.13 | 9.68 | 9.92 | 8.72 | 8.51 | 10.3 | 10.6 | 10.54 | 9.4 | 8.59 | 7.92 | 8.46 | 8.65 | 9.16 | 8.7 | 9.14 | 8.67 | 7.66 | 9.2 | 8.56 | 7.71 | 7.61 | 8.08 | 9.18 | 10.22 | 9.45 | 8 | 8.21 | 8.34 | 8.67 | 8.43 | 9.12 | 9.8 | 10.03 | 9.32
VOYAGR_2_VOYWD2 |  | Wind | Wind | CISO | South | Socal | FC | 126.35 | 11.73 | 12.19 | 13.93 | 13.11 | 12.98 | 12.09 | 9.89 | 8.54 | 9 | 9.01 | 8.92 | 9.34 | 10.33 | 11.84 | 11.79 | 12.9 | 11.33 | 11.32 | 10.61 | 10.77 | 10.35 | 10.15 | 10.55 | 10.07 | 15.63 | 17.3 | 17.91 | 16.92 | 14.94 | 14.1 | 14.73 | 14.89 | 14.39 | 16.09 | 16.7 | 17.03 | 19.83 | 18.48 | 21.23 | 18.77 | 22.46 | 22.21 | 25.62 | 24.63 | 24.9 | 22.53 | 20.29 | 17.12 | 25.55 | 26.62 | 24.83 | 23.37 | 21.51 | 18.45 | 17.71 | 16.91 | 18.43 | 16.23 | 16.53 | 18.5 | 20.63 | 24.09 | 25.31 | 28.24 | 28.95 | 29.56 | 28.7 | 28.35 | 27.84 | 28.15 | 29.93 | 26.94 | 45.71 | 40.93 | 35.66 | 30.38 | 26.14 | 22.54 | 15.72 | 11.84 | 11.08 | 10.4 | 9.64 | 10.4 | 11.39 | 17.26 | 25.84 | 34.22 | 41.16 | 44.97 | 46.23 | 47.54 | 50.22 | 47.46 | 45.82 | 46.31 | 51.14 | 48.13 | 47.09 | 42.47 | 35 | 28.86 | 21.57 | 16.62 | 11.59 | 9.34 | 8.21 | 7.71 | 10.73 | 17.71 | 28.87 | 41.69 | 48.4 | 53.39 | 52.13 | 52.12 | 53.18 | 54.02 | 55.39 | 51.94 | 50.96 | 47.85 | 43.98 | 37.22 | 32.37 | 25.4 | 17.96 | 12.01 | 9.47 | 6.37 | 7.51 | 7.83 | 9.66 | 14.95 | 24.15 | 33.38 | 40.76 | 47.48 | 52.75 | 57.88 | 56.6 | 56.35 | 55.88 | 53.7 | 57.13 | 52.72 | 46.57 | 41.97 | 36.77 | 28.62 | 20.95 | 12.87 | 8.09 | 5.9 | 7.17 | 9.83 | 14.03 | 20.88 | 28.66 | 38.82 | 47.31 | 53.81 | 58.35 | 59.74 | 62.14 | 61.8 | 60.72 | 58.62 | 46.91 | 42.2 | 36.41 | 29.52 | 25.97 | 20.87 | 14.46 | 9.12 | 6.59 | 5.41 | 6.13 | 7.77 | 11.29 | 15.8 | 22.5 | 29.81 | 37.91 | 43.69 | 49.5 | 52.89 | 53.09 | 51.43 | 50.3 | 48.31 | 31.87 | 30.86 | 28.55 | 21.94 | 18.9 | 16.06 | 12.08 | 8.66 | 6.6 | 7.22 | 8.84 | 10.33 | 12.69 | 15.74 | 20.63 | 24.1 | 26.83 | 31.69 | 36.61 | 38.56 | 38.04 | 35.8 | 33.44 | 31.71 | 14.23 | 13.79 | 13.16 | 11.71 | 10.78 | 10.34 | 7.36 | 5.4 | 4.54 | 4.97 | 6.37 | 6.89 | 6.35 | 7.18 | 7.61 | 9.43 | 12.73 | 14.37 | 16.36 | 18.78 | 16.92 | 15.38 | 14.09 | 13.89 | 7.34 | 8.12 | 7.83 | 8.2 | 7.57 | 7.43 | 7.02 | 6.12 | 6.39 | 7.22 | 7.9 | 9.13 | 8.74 | 8.95 | 9.49 | 9.72 | 8.55 | 8.34 | 10.1 | 10.39 | 10.33 | 9.21 | 8.42 | 7.77 | 8.29 | 8.48 | 8.98 | 8.53 | 8.96 | 8.5 | 7.51 | 9.02 | 8.39 | 7.56 | 7.46 | 7.92 | 8.99 | 10.01 | 9.26 | 7.85 | 8.05 | 8.17 | 8.5 | 8.26 | 8.94 | 9.61 | 9.83 | 9.14
VOYAGR_2_VOYWD3 |  | Wind | Wind | CISO | South | Socal | FC | 42.45 | 3.94 | 4.1 | 4.68 | 4.4 | 4.36 | 4.06 | 3.32 | 2.87 | 3.02 | 3.03 | 3 | 3.14 | 3.47 | 3.98 | 3.96 | 4.33 | 3.81 | 3.8 | 3.57 | 3.62 | 3.48 | 3.41 | 3.54 | 3.38 | 5.25 | 5.81 | 6.02 | 5.68 | 5.02 | 4.74 | 4.95 | 5 | 4.83 | 5.41 | 5.61 | 5.72 | 6.66 | 6.21 | 7.13 | 6.31 | 7.54 | 7.46 | 8.61 | 8.27 | 8.37 | 7.57 | 6.82 | 5.75 | 8.58 | 8.94 | 8.34 | 7.85 | 7.23 | 6.2 | 5.95 | 5.68 | 6.19 | 5.45 | 5.56 | 6.21 | 6.93 | 8.09 | 8.5 | 9.49 | 9.73 | 9.93 | 9.64 | 9.53 | 9.35 | 9.46 | 10.06 | 9.05 | 15.36 | 13.75 | 11.98 | 10.21 | 8.78 | 7.57 | 5.28 | 3.98 | 3.72 | 3.49 | 3.24 | 3.49 | 3.83 | 5.8 | 8.68 | 11.5 | 13.83 | 15.11 | 15.53 | 15.97 | 16.87 | 15.94 | 15.39 | 15.56 | 17.18 | 16.17 | 15.82 | 14.27 | 11.76 | 9.7 | 7.25 | 5.58 | 3.89 | 3.14 | 2.76 | 2.59 | 3.6 | 5.95 | 9.7 | 14.01 | 16.26 | 17.94 | 17.51 | 17.51 | 17.87 | 18.15 | 18.61 | 17.45 | 17.12 | 16.08 | 14.78 | 12.51 | 10.88 | 8.53 | 6.03 | 4.03 | 3.18 | 2.14 | 2.52 | 2.63 | 3.25 | 5.02 | 8.11 | 11.21 | 13.69 | 15.95 | 17.72 | 19.45 | 19.02 | 18.93 | 18.78 | 18.04 | 19.19 | 17.71 | 15.65 | 14.1 | 12.35 | 9.62 | 7.04 | 4.32 | 2.72 | 1.98 | 2.41 | 3.3 | 4.71 | 7.02 | 9.63 | 13.04 | 15.89 | 18.08 | 19.6 | 20.07 | 20.88 | 20.76 | 20.4 | 19.7 | 15.76 | 14.18 | 12.23 | 9.92 | 8.72 | 7.01 | 4.86 | 3.06 | 2.21 | 1.82 | 2.06 | 2.61 | 3.79 | 5.31 | 7.56 | 10.02 | 12.74 | 14.68 | 16.63 | 17.77 | 17.84 | 17.28 | 16.9 | 16.23 | 10.71 | 10.37 | 9.59 | 7.37 | 6.35 | 5.4 | 4.06 | 2.91 | 2.22 | 2.43 | 2.97 | 3.47 | 4.26 | 5.29 | 6.93 | 8.1 | 9.01 | 10.65 | 12.3 | 12.95 | 12.78 | 12.03 | 11.24 | 10.65 | 4.78 | 4.63 | 4.42 | 3.93 | 3.62 | 3.47 | 2.47 | 1.82 | 1.52 | 1.67 | 2.14 | 2.32 | 2.13 | 2.41 | 2.56 | 3.17 | 4.28 | 4.83 | 5.5 | 6.31 | 5.68 | 5.17 | 4.74 | 4.67 | 2.47 | 2.73 | 2.63 | 2.76 | 2.54 | 2.5 | 2.36 | 2.06 | 2.15 | 2.43 | 2.65 | 3.07 | 2.94 | 3.01 | 3.19 | 3.27 | 2.87 | 2.8 | 3.39 | 3.49 | 3.47 | 3.1 | 2.83 | 2.61 | 2.79 | 2.85 | 3.02 | 2.87 | 3.01 | 2.85 | 2.52 | 3.03 | 2.82 | 2.54 | 2.51 | 2.66 | 3.02 | 3.36 | 3.11 | 2.64 | 2.7 | 2.75 | 2.86 | 2.78 | 3 | 3.23 | 3.3 | 3.07
VOYAGR_2_VOYWD4 |  | Wind | Wind | CISO | South | Socal | FC | 21.01 | 1.95 | 2.03 | 2.32 | 2.18 | 2.16 | 2.01 | 1.64 | 1.42 | 1.5 | 1.5 | 1.48 | 1.55 | 1.72 | 1.97 | 1.96 | 2.14 | 1.88 | 1.88 | 1.77 | 1.79 | 1.72 | 1.69 | 1.75 | 1.67 | 2.6 | 2.88 | 2.98 | 2.81 | 2.48 | 2.34 | 2.45 | 2.48 | 2.39 | 2.68 | 2.78 | 2.83 | 3.3 | 3.07 | 3.53 | 3.12 | 3.73 | 3.69 | 4.26 | 4.1 | 4.14 | 3.75 | 3.37 | 2.85 | 4.25 | 4.43 | 4.13 | 3.89 | 3.58 | 3.07 | 2.94 | 2.81 | 3.06 | 2.7 | 2.75 | 3.08 | 3.43 | 4.01 | 4.21 | 4.7 | 4.81 | 4.91 | 4.77 | 4.71 | 4.63 | 4.68 | 4.98 | 4.48 | 7.6 | 6.81 | 5.93 | 5.05 | 4.35 | 3.75 | 2.61 | 1.97 | 1.84 | 1.73 | 1.6 | 1.73 | 1.89 | 2.87 | 4.3 | 5.69 | 6.84 | 7.48 | 7.69 | 7.91 | 8.35 | 7.89 | 7.62 | 7.7 | 8.5 | 8 | 7.83 | 7.06 | 5.82 | 4.8 | 3.59 | 2.76 | 1.93 | 1.55 | 1.37 | 1.28 | 1.78 | 2.94 | 4.8 | 6.93 | 8.05 | 8.88 | 8.67 | 8.67 | 8.84 | 8.98 | 9.21 | 8.64 | 8.47 | 7.96 | 7.31 | 6.19 | 5.38 | 4.22 | 2.99 | 2 | 1.57 | 1.06 | 1.25 | 1.3 | 1.61 | 2.49 | 4.02 | 5.55 | 6.78 | 7.89 | 8.77 | 9.62 | 9.41 | 9.37 | 9.29 | 8.93 | 9.5 | 8.77 | 7.74 | 6.98 | 6.11 | 4.76 | 3.48 | 2.14 | 1.35 | 0.98 | 1.19 | 1.63 | 2.33 | 3.47 | 4.77 | 6.46 | 7.87 | 8.95 | 9.7 | 9.93 | 10.33 | 10.28 | 10.1 | 9.75 | 7.8 | 7.02 | 6.05 | 4.91 | 4.32 | 3.47 | 2.4 | 1.52 | 1.1 | 0.9 | 1.02 | 1.29 | 1.88 | 2.63 | 3.74 | 4.96 | 6.3 | 7.26 | 8.23 | 8.79 | 8.83 | 8.55 | 8.36 | 8.03 | 5.3 | 5.13 | 4.75 | 3.65 | 3.14 | 2.67 | 2.01 | 1.44 | 1.1 | 1.2 | 1.47 | 1.72 | 2.11 | 2.62 | 3.43 | 4.01 | 4.46 | 5.27 | 6.09 | 6.41 | 6.33 | 5.95 | 5.56 | 5.27 | 2.37 | 2.29 | 2.19 | 1.95 | 1.79 | 1.72 | 1.22 | 0.9 | 0.75 | 0.83 | 1.06 | 1.15 | 1.06 | 1.19 | 1.27 | 1.57 | 2.12 | 2.39 | 2.72 | 3.12 | 2.81 | 2.56 | 2.34 | 2.31 | 1.22 | 1.35 | 1.3 | 1.36 | 1.26 | 1.24 | 1.17 | 1.02 | 1.06 | 1.2 | 1.31 | 1.52 | 1.45 | 1.49 | 1.58 | 1.62 | 1.42 | 1.39 | 1.68 | 1.73 | 1.72 | 1.53 | 1.4 | 1.29 | 1.38 | 1.41 | 1.49 | 1.42 | 1.49 | 1.41 | 1.25 | 1.5 | 1.4 | 1.26 | 1.24 | 1.32 | 1.5 | 1.67 | 1.54 | 1.3 | 1.34 | 1.36 | 1.41 | 1.37 | 1.49 | 1.6 | 1.64 | 1.52
WALNUT_2_SOLAR |  | Solar_Fixed | Solar Fixed | CISO | South | Socal | EO | 1.5 | 0 | 0 | 0 | 0 | 0 | 0 | 0 | 0.18 | 0.62 | 0.84 | 0.93 | 0.96 | 0.92 | 0.88 | 0.74 | 0.41 | 0.06 | 0 | 0 | 0 | 0 | 0 | 0 | 0 | 0 | 0 | 0 | 0 | 0 | 0 | 0.01 | 0.33 | 0.79 | 0.96 | 1.02 | 1.04 | 0.99 | 0.94 | 0.85 | 0.67 | 0.24 | 0.01 | 0 | 0 | 0 | 0 | 0 | 0 | 0 | 0 | 0 | 0 | 0 | 0 | 0.11 | 0.57 | 0.88 | 1.01 | 1.03 | 1.04 | 1 | 0.95 | 0.85 | 0.69 | 0.37 | 0.05 | 0 | 0 | 0 | 0 | 0 | 0 | 0 | 0 | 0 | 0 | 0 | 0.05 | 0.44 | 0.89 | 1.12 | 1.21 | 1.26 | 1.26 | 1.24 | 1.21 | 1.11 | 0.96 | 0.65 | 0.17 | 0 | 0 | 0 | 0 | 0 | 0 | 0 | 0 | 0 | 0 | 0 | 0.18 | 0.63 | 0.94 | 1.13 | 1.25 | 1.3 | 1.31 | 1.3 | 1.27 | 1.19 | 1.04 | 0.76 | 0.29 | 0.02 | 0 | 0 | 0 | 0 | 0 | 0 | 0 | 0 | 0 | 0.01 | 0.2 | 0.61 | 0.92 | 1.14 | 1.25 | 1.32 | 1.32 | 1.31 | 1.27 | 1.17 | 1.03 | 0.8 | 0.38 | 0.05 | 0 | 0 | 0 | 0 | 0 | 0 | 0 | 0 | 0 | 0 | 0.11 | 0.44 | 0.8 | 1.02 | 1.15 | 1.23 | 1.26 | 1.25 | 1.21 | 1.11 | 0.97 | 0.74 | 0.34 | 0.04 | 0 | 0 | 0 | 0 | 0 | 0 | 0 | 0 | 0 | 0 | 0.04 | 0.38 | 0.81 | 1.02 | 1.16 | 1.27 | 1.29 | 1.24 | 1.2 | 1.1 | 0.94 | 0.63 | 0.18 | 0.01 | 0 | 0 | 0 | 0 | 0 | 0 | 0 | 0 | 0 | 0 | 0.01 | 0.3 | 0.79 | 1.03 | 1.16 | 1.24 | 1.25 | 1.25 | 1.2 | 1.08 | 0.86 | 0.4 | 0.04 | 0 | 0 | 0 | 0 | 0 | 0 | 0 | 0 | 0 | 0 | 0 | 0 | 0.19 | 0.7 | 1 | 1.12 | 1.2 | 1.21 | 1.19 | 1.14 | 1.02 | 0.67 | 0.16 | 0 | 0 | 0 | 0 | 0 | 0 | 0 | 0 | 0 | 0 | 0 | 0 | 0 | 0.05 | 0.45 | 0.88 | 1.02 | 1.08 | 1.1 | 1.07 | 1 | 0.83 | 0.39 | 0.03 | 0 | 0 | 0 | 0 | 0 | 0 | 0 | 0 | 0 | 0 | 0 | 0 | 0 | 0.01 | 0.2 | 0.58 | 0.78 | 0.85 | 0.9 | 0.89 | 0.81 | 0.64 | 0.29 | 0.02 | 0 | 0 | 0 | 0 | 0 | 0 | 0
WAUKNA_1_SOLAR |  | Solar_Fixed | Solar Fixed | CISO | North | Norcal | FC | 20 | 0 | 0 | 0 | 0 | 0 | 0 | 0 | 0.47 | 3.5 | 7.26 | 9.03 | 9.71 | 9.58 | 8.84 | 7.62 | 5.18 | 1.2 | 0 | 0 | 0 | 0 | 0 | 0 | 0 | 0 | 0 | 0 | 0 | 0 | 0 | 0 | 2.02 | 8.41 | 11.7 | 12.89 | 13.01 | 13.1 | 12.76 | 11.98 | 9.43 | 4.45 | 0.33 | 0 | 0 | 0 | 0 | 0 | 0 | 0 | 0 | 0 | 0 | 0 | 0 | 0.48 | 5.2 | 9.94 | 11.63 | 11.95 | 11.7 | 12.02 | 11.7 | 10.61 | 8.78 | 6.01 | 1.47 | 0 | 0 | 0 | 0 | 0 | 0 | 0 | 0 | 0 | 0 | 0 | 0.2 | 4.03 | 10.43 | 13.51 | 15.01 | 15.55 | 16.2 | 15.9 | 15.72 | 15.24 | 13.5 | 10.37 | 4.28 | 0.27 | 0 | 0 | 0 | 0 | 0 | 0 | 0 | 0 | 0 | 0 | 1.28 | 7.04 | 11.9 | 14.4 | 15.86 | 16.26 | 16.4 | 16.47 | 16.43 | 15.84 | 14.2 | 11.71 | 6.32 | 1.05 | 0 | 0 | 0 | 0 | 0 | 0 | 0 | 0 | 0 | 0.01 | 1.78 | 7.39 | 12.09 | 14.6 | 15.82 | 16.63 | 16.86 | 17.13 | 16.86 | 16.09 | 14.69 | 12.18 | 7.66 | 2.08 | 0.03 | 0 | 0 | 0 | 0 | 0 | 0 | 0 | 0 | 0 | 0.85 | 6.15 | 11.5 | 14.49 | 15.97 | 16.97 | 17.19 | 17.08 | 16.81 | 16.03 | 14.64 | 11.98 | 7.41 | 1.64 | 0.01 | 0 | 0 | 0 | 0 | 0 | 0 | 0 | 0 | 0 | 0.13 | 3.71 | 9.79 | 13.17 | 14.77 | 15.86 | 16.36 | 16.29 | 16.2 | 15.36 | 13.46 | 10.02 | 4.02 | 0.24 | 0 | 0 | 0 | 0 | 0 | 0 | 0 | 0 | 0 | 0 | 0.01 | 2.49 | 9.52 | 13.68 | 15.33 | 16.18 | 16.43 | 16.31 | 16.05 | 15.23 | 13.14 | 8.01 | 1.73 | 0 | 0 | 0 | 0 | 0 | 0 | 0 | 0 | 0 | 0 | 0 | 0 | 0.89 | 6.74 | 11.92 | 13.83 | 14.19 | 14.3 | 14.23 | 14.09 | 12.97 | 9.78 | 3.47 | 0.13 | 0 | 0 | 0 | 0 | 0 | 0 | 0 | 0 | 0 | 0 | 0 | 0 | 0.04 | 2.86 | 9.17 | 11.86 | 12.58 | 12.47 | 12.43 | 12.02 | 10.55 | 6.07 | 0.83 | 0 | 0 | 0 | 0 | 0 | 0 | 0 | 0 | 0 | 0 | 0 | 0 | 0 | 0 | 0.68 | 3.52 | 6.84 | 8.66 | 9.49 | 9.25 | 8.54 | 7.37 | 4.16 | 0.53 | 0 | 0 | 0 | 0 | 0 | 0 | 0
WAUKNA_1_SOLAR2 |  | Solar_1Axis | Solar Tracking | CISO | North | Norcal | FC | 19.75 | 0 | 0 | 0 | 0 | 0 | 0 | 0 | 0.42 | 3.24 | 6.17 | 7.63 | 8.4 | 8.4 | 7.93 | 7.42 | 5.07 | 1.1 | 0 | 0 | 0 | 0 | 0 | 0 | 0 | 0 | 0 | 0 | 0 | 0 | 0 | 0 | 2.44 | 10.14 | 12.64 | 12.91 | 12.24 | 12.06 | 11.98 | 12.24 | 10.44 | 5.48 | 0.3 | 0 | 0 | 0 | 0 | 0 | 0 | 0 | 0 | 0 | 0 | 0 | 0 | 0.51 | 6.31 | 11.84 | 12.68 | 11.9 | 12.23 | 12.05 | 11.09 | 10.24 | 9.54 | 6.71 | 1.55 | 0 | 0 | 0 | 0 | 0 | 0 | 0 | 0 | 0 | 0 | 0 | 0.27 | 5.89 | 13 | 14.3 | 14.22 | 13.97 | 14.31 | 14.34 | 14.13 | 14.36 | 13.76 | 12.56 | 5.83 | 0.27 | 0 | 0 | 0 | 0 | 0 | 0 | 0 | 0 | 0 | 0 | 2.17 | 10.25 | 14.45 | 15.11 | 15.13 | 15 | 15.31 | 15.31 | 15.67 | 15.66 | 15.32 | 14.44 | 8.93 | 1.39 | 0 | 0 | 0 | 0 | 0 | 0 | 0 | 0 | 0 | 0.01 | 3.12 | 11.33 | 15.35 | 16.43 | 16.64 | 16.76 | 16.86 | 16.81 | 16.66 | 16.66 | 16.29 | 15.12 | 11.2 | 3.16 | 0.04 | 0 | 0 | 0 | 0 | 0 | 0 | 0 | 0 | 0 | 1.42 | 9.09 | 14.66 | 16.17 | 16.39 | 16.51 | 16.45 | 16.41 | 16.24 | 16.2 | 15.55 | 14.41 | 10.11 | 2.38 | 0.01 | 0 | 0 | 0 | 0 | 0 | 0 | 0 | 0 | 0 | 0.2 | 5.32 | 12.3 | 14.88 | 15.57 | 15.64 | 15.76 | 15.64 | 15.51 | 15.4 | 14.5 | 11.89 | 5.28 | 0.29 | 0 | 0 | 0 | 0 | 0 | 0 | 0 | 0 | 0 | 0 | 0.02 | 3.25 | 11.6 | 14.61 | 15.1 | 15 | 14.83 | 14.85 | 15.06 | 15.13 | 14.26 | 9.38 | 1.84 | 0 | 0 | 0 | 0 | 0 | 0 | 0 | 0 | 0 | 0 | 0 | 0 | 0.97 | 7.7 | 12.73 | 13.12 | 12.86 | 12.54 | 12.63 | 12.86 | 12.81 | 10.78 | 3.58 | 0.07 | 0 | 0 | 0 | 0 | 0 | 0 | 0 | 0 | 0 | 0 | 0 | 0 | 0.04 | 3 | 9.04 | 10.65 | 10.45 | 10.11 | 10.41 | 10.72 | 10.07 | 6.31 | 0.75 | 0 | 0 | 0 | 0 | 0 | 0 | 0 | 0 | 0 | 0 | 0 | 0 | 0 | 0 | 0.59 | 4.04 | 6.63 | 8.06 | 8.47 | 8.25 | 7.98 | 7.38 | 4.13 | 0.44 | 0 | 0 | 0 | 0 | 0 | 0 | 0
WFRESN_1_SOLAR |  | Solar_Fixed | Solar Fixed | CISO | North | Norcal | EO | 1.5 | 0 | 0 | 0 | 0 | 0 | 0 | 0 | 0.03 | 0.26 | 0.54 | 0.68 | 0.73 | 0.72 | 0.66 | 0.57 | 0.39 | 0.09 | 0 | 0 | 0 | 0 | 0 | 0 | 0 | 0 | 0 | 0 | 0 | 0 | 0 | 0 | 0.15 | 0.63 | 0.88 | 0.97 | 0.98 | 0.98 | 0.96 | 0.9 | 0.71 | 0.33 | 0.02 | 0 | 0 | 0 | 0 | 0 | 0 | 0 | 0 | 0 | 0 | 0 | 0 | 0.04 | 0.39 | 0.75 | 0.87 | 0.9 | 0.88 | 0.9 | 0.88 | 0.8 | 0.66 | 0.45 | 0.11 | 0 | 0 | 0 | 0 | 0 | 0 | 0 | 0 | 0 | 0 | 0 | 0.02 | 0.3 | 0.78 | 1.01 | 1.13 | 1.17 | 1.22 | 1.19 | 1.18 | 1.14 | 1.01 | 0.78 | 0.32 | 0.02 | 0 | 0 | 0 | 0 | 0 | 0 | 0 | 0 | 0 | 0 | 0.1 | 0.53 | 0.89 | 1.08 | 1.19 | 1.22 | 1.23 | 1.24 | 1.23 | 1.19 | 1.06 | 0.88 | 0.47 | 0.08 | 0 | 0 | 0 | 0 | 0 | 0 | 0 | 0 | 0 | 0 | 0.13 | 0.55 | 0.91 | 1.1 | 1.19 | 1.25 | 1.26 | 1.28 | 1.26 | 1.21 | 1.1 | 0.91 | 0.57 | 0.16 | 0 | 0 | 0 | 0 | 0 | 0 | 0 | 0 | 0 | 0 | 0.06 | 0.46 | 0.86 | 1.09 | 1.2 | 1.27 | 1.29 | 1.28 | 1.26 | 1.2 | 1.1 | 0.9 | 0.56 | 0.12 | 0 | 0 | 0 | 0 | 0 | 0 | 0 | 0 | 0 | 0 | 0.01 | 0.28 | 0.73 | 0.99 | 1.11 | 1.19 | 1.23 | 1.22 | 1.21 | 1.15 | 1.01 | 0.75 | 0.3 | 0.02 | 0 | 0 | 0 | 0 | 0 | 0 | 0 | 0 | 0 | 0 | 0 | 0.19 | 0.71 | 1.03 | 1.15 | 1.21 | 1.23 | 1.22 | 1.2 | 1.14 | 0.99 | 0.6 | 0.13 | 0 | 0 | 0 | 0 | 0 | 0 | 0 | 0 | 0 | 0 | 0 | 0 | 0.07 | 0.51 | 0.89 | 1.04 | 1.06 | 1.07 | 1.07 | 1.06 | 0.97 | 0.73 | 0.26 | 0.01 | 0 | 0 | 0 | 0 | 0 | 0 | 0 | 0 | 0 | 0 | 0 | 0 | 0 | 0.21 | 0.69 | 0.89 | 0.94 | 0.94 | 0.93 | 0.9 | 0.79 | 0.46 | 0.06 | 0 | 0 | 0 | 0 | 0 | 0 | 0 | 0 | 0 | 0 | 0 | 0 | 0 | 0 | 0.05 | 0.26 | 0.51 | 0.65 | 0.71 | 0.69 | 0.64 | 0.55 | 0.31 | 0.04 | 0 | 0 | 0 | 0 | 0 | 0 | 0
WHITNY_6_SOLAR |  | Solar_1Axis | Solar Tracking | CISO | North | Norcal | EO | 20 | 0 | 0 | 0 | 0 | 0 | 0 | 0 | 0.42 | 3.28 | 6.25 | 7.72 | 8.5 | 8.51 | 8.03 | 7.52 | 5.13 | 1.12 | 0 | 0 | 0 | 0 | 0 | 0 | 0 | 0 | 0 | 0 | 0 | 0 | 0 | 0 | 2.47 | 10.27 | 12.8 | 13.08 | 12.39 | 12.21 | 12.13 | 12.4 | 10.57 | 5.55 | 0.31 | 0 | 0 | 0 | 0 | 0 | 0 | 0 | 0 | 0 | 0 | 0 | 0 | 0.52 | 6.39 | 11.99 | 12.84 | 12.05 | 12.38 | 12.2 | 11.23 | 10.37 | 9.66 | 6.8 | 1.57 | 0 | 0 | 0 | 0 | 0 | 0 | 0 | 0 | 0 | 0 | 0 | 0.28 | 5.97 | 13.17 | 14.48 | 14.4 | 14.15 | 14.49 | 14.52 | 14.31 | 14.54 | 13.94 | 12.71 | 5.9 | 0.27 | 0 | 0 | 0 | 0 | 0 | 0 | 0 | 0 | 0 | 0 | 2.2 | 10.38 | 14.64 | 15.3 | 15.32 | 15.19 | 15.51 | 15.51 | 15.86 | 15.86 | 15.51 | 14.62 | 9.05 | 1.41 | 0 | 0 | 0 | 0 | 0 | 0 | 0 | 0 | 0 | 0.01 | 3.16 | 11.47 | 15.54 | 16.64 | 16.85 | 16.97 | 17.07 | 17.02 | 16.87 | 16.87 | 16.5 | 15.31 | 11.34 | 3.2 | 0.04 | 0 | 0 | 0 | 0 | 0 | 0 | 0 | 0 | 0 | 1.43 | 9.2 | 14.84 | 16.38 | 16.6 | 16.72 | 16.65 | 16.62 | 16.44 | 16.41 | 15.74 | 14.59 | 10.24 | 2.41 | 0.01 | 0 | 0 | 0 | 0 | 0 | 0 | 0 | 0 | 0 | 0.2 | 5.39 | 12.46 | 15.07 | 15.77 | 15.84 | 15.96 | 15.84 | 15.71 | 15.6 | 14.68 | 12.04 | 5.34 | 0.3 | 0 | 0 | 0 | 0 | 0 | 0 | 0 | 0 | 0 | 0 | 0.02 | 3.29 | 11.75 | 14.8 | 15.3 | 15.19 | 15.01 | 15.04 | 15.25 | 15.32 | 14.44 | 9.5 | 1.87 | 0 | 0 | 0 | 0 | 0 | 0 | 0 | 0 | 0 | 0 | 0 | 0 | 0.98 | 7.8 | 12.9 | 13.29 | 13.02 | 12.69 | 12.79 | 13.02 | 12.97 | 10.92 | 3.63 | 0.08 | 0 | 0 | 0 | 0 | 0 | 0 | 0 | 0 | 0 | 0 | 0 | 0 | 0.04 | 3.04 | 9.15 | 10.78 | 10.58 | 10.24 | 10.54 | 10.85 | 10.19 | 6.39 | 0.76 | 0 | 0 | 0 | 0 | 0 | 0 | 0 | 0 | 0 | 0 | 0 | 0 | 0 | 0 | 0.6 | 4.09 | 6.72 | 8.16 | 8.58 | 8.35 | 8.09 | 7.48 | 4.18 | 0.45 | 0 | 0 | 0 | 0 | 0 | 0 | 0
WHTWTR_1_WINDA1 |  | Wind | Wind | CISO | South | Socal | FC | 57 | 5.29 | 5.5 | 6.28 | 5.91 | 5.86 | 5.45 | 4.46 | 3.85 | 4.06 | 4.06 | 4.03 | 4.21 | 4.66 | 5.34 | 5.32 | 5.82 | 5.11 | 5.11 | 4.79 | 4.86 | 4.67 | 4.58 | 4.76 | 4.54 | 7.05 | 7.8 | 8.08 | 7.63 | 6.74 | 6.36 | 6.65 | 6.72 | 6.49 | 7.26 | 7.53 | 7.68 | 8.95 | 8.34 | 9.58 | 8.47 | 10.13 | 10.02 | 11.56 | 11.11 | 11.23 | 10.17 | 9.15 | 7.72 | 11.52 | 12.01 | 11.2 | 10.54 | 9.7 | 8.32 | 7.99 | 7.63 | 8.31 | 7.32 | 7.46 | 8.34 | 9.31 | 10.87 | 11.42 | 12.74 | 13.06 | 13.33 | 12.95 | 12.79 | 12.56 | 12.7 | 13.5 | 12.15 | 20.62 | 18.46 | 16.09 | 13.7 | 11.79 | 10.17 | 7.09 | 5.34 | 5 | 4.69 | 4.35 | 4.69 | 5.14 | 7.79 | 11.66 | 15.44 | 18.57 | 20.29 | 20.85 | 21.45 | 22.65 | 21.41 | 20.67 | 20.89 | 23.07 | 21.71 | 21.24 | 19.16 | 15.79 | 13.02 | 9.73 | 7.5 | 5.23 | 4.21 | 3.7 | 3.48 | 4.84 | 7.99 | 13.02 | 18.81 | 21.83 | 24.09 | 23.52 | 23.51 | 23.99 | 24.37 | 24.99 | 23.43 | 22.99 | 21.58 | 19.84 | 16.79 | 14.6 | 11.46 | 8.1 | 5.42 | 4.27 | 2.87 | 3.39 | 3.53 | 4.36 | 6.74 | 10.9 | 15.06 | 18.39 | 21.42 | 23.8 | 26.11 | 25.53 | 25.42 | 25.21 | 24.22 | 25.77 | 23.78 | 21.01 | 18.93 | 16.59 | 12.91 | 9.45 | 5.81 | 3.65 | 2.66 | 3.24 | 4.43 | 6.33 | 9.42 | 12.93 | 17.51 | 21.34 | 24.27 | 26.32 | 26.95 | 28.03 | 27.88 | 27.39 | 26.45 | 21.16 | 19.04 | 16.43 | 13.32 | 11.71 | 9.41 | 6.52 | 4.11 | 2.97 | 2.44 | 2.77 | 3.51 | 5.09 | 7.13 | 10.15 | 13.45 | 17.1 | 19.71 | 22.33 | 23.86 | 23.95 | 23.2 | 22.69 | 21.8 | 14.38 | 13.92 | 12.88 | 9.9 | 8.53 | 7.24 | 5.45 | 3.91 | 2.98 | 3.26 | 3.99 | 4.66 | 5.72 | 7.1 | 9.31 | 10.87 | 12.1 | 14.29 | 16.52 | 17.39 | 17.16 | 16.15 | 15.09 | 14.31 | 6.42 | 6.22 | 5.94 | 5.28 | 4.86 | 4.67 | 3.32 | 2.44 | 2.05 | 2.24 | 2.88 | 3.11 | 2.86 | 3.24 | 3.43 | 4.26 | 5.74 | 6.48 | 7.38 | 8.47 | 7.63 | 6.94 | 6.36 | 6.27 | 3.31 | 3.66 | 3.53 | 3.7 | 3.42 | 3.35 | 3.17 | 2.76 | 2.88 | 3.26 | 3.56 | 4.12 | 3.94 | 4.04 | 4.28 | 4.39 | 3.86 | 3.76 | 4.56 | 4.69 | 4.66 | 4.16 | 3.8 | 3.5 | 3.74 | 3.83 | 4.05 | 3.85 | 4.04 | 3.83 | 3.39 | 4.07 | 3.79 | 3.41 | 3.37 | 3.57 | 4.06 | 4.52 | 4.18 | 3.54 | 3.63 | 3.69 | 3.83 | 3.73 | 4.03 | 4.33 | 4.44 | 4.12
WISTRA_2_WRSSR1 |  | Solar_1Axis | Solar Tracking | CISO | South | Socal | FC | 100 | 0 | 0 | 0 | 0 | 0 | 0 | 0.05 | 11.15 | 40.86 | 52.77 | 54.85 | 56.02 | 55.33 | 51.96 | 48.09 | 30.31 | 5.97 | 0 | 0 | 0 | 0 | 0 | 0 | 0 | 0 | 0 | 0 | 0 | 0 | 0 | 0.69 | 25.55 | 62.5 | 66.78 | 66.22 | 63.98 | 61.88 | 60.45 | 59.37 | 53.39 | 23.3 | 0.86 | 0 | 0 | 0 | 0 | 0 | 0 | 0 | 0 | 0 | 0 | 0 | 0 | 7.72 | 45.9 | 63.23 | 65.54 | 64.35 | 62.73 | 62.36 | 56.62 | 51.49 | 46.46 | 33.01 | 4.98 | 0 | 0 | 0 | 0 | 0 | 0 | 0 | 0 | 0 | 0 | 0 | 4.42 | 42.67 | 75.53 | 79.61 | 81.54 | 80.94 | 81.48 | 80.59 | 80.42 | 77.9 | 73.79 | 60.86 | 20.21 | 0.48 | 0 | 0 | 0 | 0 | 0 | 0 | 0 | 0 | 0 | 0.13 | 16.46 | 57.26 | 78.18 | 83.49 | 85.35 | 85.54 | 86.23 | 86.1 | 84.95 | 82.83 | 79.49 | 69.44 | 34.16 | 3.22 | 0 | 0 | 0 | 0 | 0 | 0 | 0 | 0 | 0 | 0.3 | 19.51 | 57.3 | 75.13 | 81.02 | 84.26 | 84.93 | 85.39 | 85.25 | 84.29 | 82.21 | 79.35 | 70.38 | 42.52 | 7.28 | 0 | 0 | 0 | 0 | 0 | 0 | 0 | 0 | 0 | 0.03 | 9.15 | 44.6 | 69.89 | 79.26 | 83.24 | 84.05 | 83.81 | 83.08 | 82.09 | 79.83 | 76.43 | 67.29 | 38.93 | 6.2 | 0 | 0 | 0 | 0 | 0 | 0 | 0 | 0 | 0 | 0 | 3.08 | 33.4 | 62.81 | 74.72 | 80.11 | 81.83 | 81.64 | 80.04 | 77.87 | 74.72 | 68.89 | 54.8 | 20.3 | 0.62 | 0 | 0 | 0 | 0 | 0 | 0 | 0 | 0 | 0 | 0 | 0.68 | 24.69 | 64.51 | 75.13 | 79.03 | 79.66 | 79.64 | 79.2 | 78.28 | 77.14 | 69.65 | 38.96 | 4.67 | 0 | 0 | 0 | 0 | 0 | 0 | 0 | 0 | 0 | 0 | 0 | 0.05 | 14.09 | 56.11 | 71.27 | 73.43 | 72.79 | 73 | 73.37 | 73.71 | 72.11 | 56.42 | 15.91 | 0.18 | 0 | 0 | 0 | 0 | 0 | 0 | 0 | 0 | 0 | 0 | 0 | 0 | 2.6 | 32.9 | 61.44 | 66.46 | 64.67 | 62.92 | 63.69 | 63.84 | 60.79 | 35.07 | 3.49 | 0 | 0 | 0 | 0 | 0 | 0 | 0 | 0 | 0 | 0 | 0 | 0 | 0 | 0.12 | 12.2 | 38.79 | 46.64 | 49.14 | 48.17 | 49.74 | 47.01 | 42.92 | 24.39 | 2.09 | 0 | 0 | 0 | 0 | 0 | 0 | 0
WLDWD_1_SOLAR1 |  | Solar_1Axis | Solar Tracking | CISO | North | Norcal | FC | 20 | 0 | 0 | 0 | 0 | 0 | 0 | 0 | 0.42 | 3.28 | 6.25 | 7.72 | 8.5 | 8.51 | 8.03 | 7.52 | 5.13 | 1.12 | 0 | 0 | 0 | 0 | 0 | 0 | 0 | 0 | 0 | 0 | 0 | 0 | 0 | 0 | 2.47 | 10.27 | 12.8 | 13.08 | 12.39 | 12.21 | 12.13 | 12.4 | 10.57 | 5.55 | 0.31 | 0 | 0 | 0 | 0 | 0 | 0 | 0 | 0 | 0 | 0 | 0 | 0 | 0.52 | 6.39 | 11.99 | 12.84 | 12.05 | 12.38 | 12.2 | 11.23 | 10.37 | 9.66 | 6.8 | 1.57 | 0 | 0 | 0 | 0 | 0 | 0 | 0 | 0 | 0 | 0 | 0 | 0.28 | 5.97 | 13.17 | 14.48 | 14.4 | 14.15 | 14.49 | 14.52 | 14.31 | 14.54 | 13.94 | 12.71 | 5.9 | 0.27 | 0 | 0 | 0 | 0 | 0 | 0 | 0 | 0 | 0 | 0 | 2.2 | 10.38 | 14.64 | 15.3 | 15.32 | 15.19 | 15.51 | 15.51 | 15.86 | 15.86 | 15.51 | 14.62 | 9.05 | 1.41 | 0 | 0 | 0 | 0 | 0 | 0 | 0 | 0 | 0 | 0.01 | 3.16 | 11.47 | 15.54 | 16.64 | 16.85 | 16.97 | 17.07 | 17.02 | 16.87 | 16.87 | 16.5 | 15.31 | 11.34 | 3.2 | 0.04 | 0 | 0 | 0 | 0 | 0 | 0 | 0 | 0 | 0 | 1.43 | 9.2 | 14.84 | 16.38 | 16.6 | 16.72 | 16.65 | 16.62 | 16.44 | 16.41 | 15.74 | 14.59 | 10.24 | 2.41 | 0.01 | 0 | 0 | 0 | 0 | 0 | 0 | 0 | 0 | 0 | 0.2 | 5.39 | 12.46 | 15.07 | 15.77 | 15.84 | 15.96 | 15.84 | 15.71 | 15.6 | 14.68 | 12.04 | 5.34 | 0.3 | 0 | 0 | 0 | 0 | 0 | 0 | 0 | 0 | 0 | 0 | 0.02 | 3.29 | 11.75 | 14.8 | 15.3 | 15.19 | 15.01 | 15.04 | 15.25 | 15.32 | 14.44 | 9.5 | 1.87 | 0 | 0 | 0 | 0 | 0 | 0 | 0 | 0 | 0 | 0 | 0 | 0 | 0.98 | 7.8 | 12.9 | 13.29 | 13.02 | 12.69 | 12.79 | 13.02 | 12.97 | 10.92 | 3.63 | 0.08 | 0 | 0 | 0 | 0 | 0 | 0 | 0 | 0 | 0 | 0 | 0 | 0 | 0.04 | 3.04 | 9.15 | 10.78 | 10.58 | 10.24 | 10.54 | 10.85 | 10.19 | 6.39 | 0.76 | 0 | 0 | 0 | 0 | 0 | 0 | 0 | 0 | 0 | 0 | 0 | 0 | 0 | 0 | 0.6 | 4.09 | 6.72 | 8.16 | 8.58 | 8.35 | 8.09 | 7.48 | 4.18 | 0.45 | 0 | 0 | 0 | 0 | 0 | 0 | 0
WLDWD_1_SOLAR2 |  | Solar_1Axis | Solar Tracking | CISO | North | Norcal | FC | 15 | 0 | 0 | 0 | 0 | 0 | 0 | 0 | 0.32 | 2.46 | 4.68 | 5.79 | 6.38 | 6.38 | 6.02 | 5.64 | 3.85 | 0.84 | 0 | 0 | 0 | 0 | 0 | 0 | 0 | 0 | 0 | 0 | 0 | 0 | 0 | 0 | 1.85 | 7.7 | 9.6 | 9.81 | 9.29 | 9.16 | 9.1 | 9.3 | 7.93 | 4.16 | 0.23 | 0 | 0 | 0 | 0 | 0 | 0 | 0 | 0 | 0 | 0 | 0 | 0 | 0.39 | 4.79 | 8.99 | 9.63 | 9.04 | 9.29 | 9.15 | 8.42 | 7.78 | 7.24 | 5.1 | 1.18 | 0 | 0 | 0 | 0 | 0 | 0 | 0 | 0 | 0 | 0 | 0 | 0.21 | 4.47 | 9.88 | 10.86 | 10.8 | 10.61 | 10.87 | 10.89 | 10.73 | 10.9 | 10.45 | 9.54 | 4.43 | 0.2 | 0 | 0 | 0 | 0 | 0 | 0 | 0 | 0 | 0 | 0 | 1.65 | 7.78 | 10.98 | 11.48 | 11.49 | 11.39 | 11.63 | 11.63 | 11.9 | 11.9 | 11.63 | 10.96 | 6.78 | 1.05 | 0 | 0 | 0 | 0 | 0 | 0 | 0 | 0 | 0 | 0.01 | 2.37 | 8.6 | 11.66 | 12.48 | 12.64 | 12.73 | 12.8 | 12.77 | 12.65 | 12.65 | 12.37 | 11.48 | 8.51 | 2.4 | 0.03 | 0 | 0 | 0 | 0 | 0 | 0 | 0 | 0 | 0 | 1.08 | 6.9 | 11.13 | 12.28 | 12.45 | 12.54 | 12.49 | 12.47 | 12.33 | 12.31 | 11.81 | 10.94 | 7.68 | 1.81 | 0.01 | 0 | 0 | 0 | 0 | 0 | 0 | 0 | 0 | 0 | 0.15 | 4.04 | 9.35 | 11.3 | 11.82 | 11.88 | 11.97 | 11.88 | 11.78 | 11.7 | 11.01 | 9.03 | 4.01 | 0.22 | 0 | 0 | 0 | 0 | 0 | 0 | 0 | 0 | 0 | 0 | 0.02 | 2.47 | 8.81 | 11.1 | 11.47 | 11.39 | 11.26 | 11.28 | 11.44 | 11.49 | 10.83 | 7.13 | 1.4 | 0 | 0 | 0 | 0 | 0 | 0 | 0 | 0 | 0 | 0 | 0 | 0 | 0.74 | 5.85 | 9.67 | 9.96 | 9.77 | 9.52 | 9.59 | 9.76 | 9.73 | 8.19 | 2.72 | 0.06 | 0 | 0 | 0 | 0 | 0 | 0 | 0 | 0 | 0 | 0 | 0 | 0 | 0.03 | 2.28 | 6.86 | 8.09 | 7.93 | 7.68 | 7.9 | 8.14 | 7.65 | 4.79 | 0.57 | 0 | 0 | 0 | 0 | 0 | 0 | 0 | 0 | 0 | 0 | 0 | 0 | 0 | 0 | 0.45 | 3.07 | 5.04 | 6.12 | 6.43 | 6.26 | 6.06 | 5.61 | 3.14 | 0.34 | 0 | 0 | 0 | 0 | 0 | 0 | 0
WNDMAS_2_UNIT 1 |  | Wind | Wind | CISO | North | Norcal | FC | 38 | 2.65 | 2.85 | 2.35 | 2.41 | 2.33 | 2.34 | 2.41 | 2.63 | 2.38 | 2.03 | 2.08 | 1.93 | 1.88 | 1.74 | 1.57 | 1.52 | 1.59 | 1.77 | 2.16 | 2.65 | 2.73 | 2.89 | 2.77 | 2.75 | 5.54 | 5.54 | 5.11 | 4.93 | 4.58 | 4.42 | 4.5 | 4.97 | 4.37 | 4.06 | 4.02 | 3.59 | 3.46 | 3.63 | 3.75 | 3.22 | 2.74 | 2.84 | 3.23 | 4.45 | 4.81 | 4.74 | 5.67 | 5.88 | 6.84 | 6.23 | 6 | 5.66 | 4.61 | 3.75 | 4.04 | 3.98 | 3.24 | 2.89 | 2.71 | 2.96 | 2.94 | 3.67 | 3.74 | 4.13 | 4.7 | 5.35 | 6.73 | 7.12 | 7.13 | 7.06 | 7.02 | 7.19 | 15.24 | 14.12 | 12.22 | 11.29 | 9.92 | 9.08 | 7.32 | 6.09 | 5.25 | 5.02 | 4.26 | 3.78 | 4 | 5.13 | 6.22 | 8.77 | 10.5 | 12.94 | 13.35 | 14.2 | 14.94 | 15.66 | 15.98 | 16.36 | 16.91 | 17.44 | 17.3 | 14.81 | 12.76 | 11.84 | 9.64 | 9.61 | 8 | 6.6 | 5.19 | 5.59 | 6.76 | 7.74 | 10.95 | 13.73 | 16.16 | 17.28 | 17.53 | 18.2 | 18.99 | 18.32 | 18.01 | 17.86 | 18.31 | 18.43 | 17.27 | 16.63 | 14.99 | 12.6 | 10.22 | 9.21 | 7.62 | 5.69 | 3.85 | 3.84 | 3.91 | 5.65 | 9.25 | 12.82 | 15.02 | 16.21 | 16.71 | 17.74 | 19.46 | 19.42 | 19.85 | 19.49 | 22.6 | 21.64 | 21.29 | 20.25 | 18.58 | 17.62 | 14.92 | 11.6 | 8.68 | 7.06 | 5.4 | 4.87 | 6.22 | 8.7 | 12.34 | 14.49 | 16.32 | 17.71 | 19.17 | 19.84 | 21.05 | 21.93 | 23.05 | 23.49 | 19.11 | 17.51 | 15.78 | 13.81 | 11.99 | 10.42 | 9.24 | 6.34 | 4.19 | 3.07 | 2.26 | 1.89 | 1.92 | 2.37 | 3.68 | 6.48 | 9.56 | 11.55 | 13.97 | 17.26 | 18.38 | 18.84 | 19.14 | 18.96 | 17.98 | 16.42 | 14.79 | 13.14 | 11.64 | 10.44 | 9.91 | 8.74 | 7.66 | 5.95 | 4.13 | 3 | 3.22 | 3.56 | 4.78 | 7.35 | 9.35 | 11.29 | 13.77 | 15.15 | 16.04 | 16.19 | 17.54 | 17.37 | 7.82 | 7.62 | 6.83 | 6.25 | 5.7 | 4.24 | 4.04 | 3.16 | 2.68 | 2.69 | 2.16 | 2.01 | 1.84 | 1.82 | 1.97 | 2.23 | 2.72 | 4.15 | 4.65 | 5.53 | 6.98 | 7.81 | 8.72 | 8.74 | 2.4 | 2.24 | 2.53 | 2.49 | 2.12 | 2.26 | 2.19 | 2.16 | 1.7 | 1.41 | 1.29 | 1.17 | 1.27 | 1.15 | 1.32 | 1.48 | 1.34 | 1.53 | 1.73 | 1.81 | 2.29 | 2.51 | 2.71 | 2.78 | 2.57 | 2.8 | 2.36 | 2.37 | 2.41 | 2.61 | 2.5 | 2.44 | 2.48 | 2.1 | 1.82 | 1.82 | 1.75 | 1.53 | 1.79 | 1.78 | 1.66 | 2.1 | 2.37 | 2.76 | 3.02 | 2.84 | 2.88 | 2.65
WNDSTR_2_WIND |  | Wind | Wind | CISO | South | Socal | FC | 120 | 11.14 | 11.58 | 13.23 | 12.45 | 12.33 | 11.48 | 9.39 | 8.11 | 8.55 | 8.56 | 8.48 | 8.87 | 9.82 | 11.25 | 11.2 | 12.25 | 10.76 | 10.75 | 10.08 | 10.23 | 9.83 | 9.64 | 10.02 | 9.56 | 14.84 | 16.43 | 17.01 | 16.07 | 14.19 | 13.39 | 13.99 | 14.15 | 13.66 | 15.28 | 15.86 | 16.18 | 18.83 | 17.55 | 20.16 | 17.82 | 21.33 | 21.09 | 24.33 | 23.39 | 23.65 | 21.4 | 19.27 | 16.26 | 24.26 | 25.28 | 23.58 | 22.2 | 20.42 | 17.52 | 16.82 | 16.06 | 17.5 | 15.41 | 15.7 | 17.57 | 19.59 | 22.88 | 24.04 | 26.82 | 27.5 | 28.07 | 27.26 | 26.93 | 26.45 | 26.74 | 28.43 | 25.59 | 43.41 | 38.87 | 33.87 | 28.85 | 24.82 | 21.41 | 14.93 | 11.25 | 10.52 | 9.87 | 9.16 | 9.88 | 10.82 | 16.39 | 24.54 | 32.5 | 39.1 | 42.71 | 43.9 | 45.15 | 47.69 | 45.07 | 43.51 | 43.98 | 48.57 | 45.72 | 44.72 | 40.34 | 33.24 | 27.41 | 20.48 | 15.79 | 11.01 | 8.87 | 7.8 | 7.32 | 10.19 | 16.82 | 27.42 | 39.59 | 45.96 | 50.71 | 49.51 | 49.5 | 50.51 | 51.31 | 52.6 | 49.32 | 48.4 | 45.44 | 41.77 | 35.35 | 30.75 | 24.12 | 17.06 | 11.41 | 9 | 6.05 | 7.13 | 7.44 | 9.18 | 14.19 | 22.94 | 31.7 | 38.71 | 45.09 | 50.1 | 54.97 | 53.76 | 53.52 | 53.08 | 51 | 54.25 | 50.07 | 44.23 | 39.86 | 34.92 | 27.18 | 19.9 | 12.22 | 7.69 | 5.61 | 6.81 | 9.33 | 13.32 | 19.83 | 27.22 | 36.87 | 44.93 | 51.1 | 55.41 | 56.73 | 59.02 | 58.69 | 57.66 | 55.68 | 44.55 | 40.08 | 34.58 | 28.04 | 24.66 | 19.82 | 13.73 | 8.66 | 6.26 | 5.14 | 5.82 | 7.38 | 10.72 | 15 | 21.37 | 28.31 | 36.01 | 41.49 | 47.02 | 50.23 | 50.43 | 48.84 | 47.77 | 45.88 | 30.27 | 29.31 | 27.12 | 20.84 | 17.95 | 15.25 | 11.47 | 8.22 | 6.27 | 6.86 | 8.39 | 9.81 | 12.05 | 14.94 | 19.59 | 22.89 | 25.48 | 30.09 | 34.77 | 36.62 | 36.13 | 34 | 31.76 | 30.12 | 13.51 | 13.1 | 12.5 | 11.12 | 10.23 | 9.82 | 6.99 | 5.13 | 4.31 | 4.72 | 6.05 | 6.55 | 6.03 | 6.82 | 7.23 | 8.96 | 12.09 | 13.65 | 15.54 | 17.84 | 16.07 | 14.61 | 13.39 | 13.19 | 6.97 | 7.71 | 7.44 | 7.79 | 7.19 | 7.05 | 6.66 | 5.81 | 6.07 | 6.86 | 7.5 | 8.67 | 8.3 | 8.5 | 9.01 | 9.23 | 8.12 | 7.92 | 9.59 | 9.86 | 9.81 | 8.75 | 8 | 7.38 | 7.88 | 8.05 | 8.53 | 8.1 | 8.51 | 8.07 | 7.13 | 8.57 | 7.97 | 7.18 | 7.09 | 7.52 | 8.54 | 9.51 | 8.79 | 7.45 | 7.64 | 7.76 | 8.07 | 7.85 | 8.49 | 9.13 | 9.34 | 8.68
WRGTSR_2_WSFSR1 |  | Solar_Fixed | Solar Fixed | CISO | North | Norcal | FC | 200 | 0 | 0 | 0 | 0 | 0 | 0 | 0 | 4.67 | 35.02 | 72.59 | 90.35 | 97.06 | 95.75 | 88.39 | 76.17 | 51.76 | 12.01 | 0.01 | 0 | 0 | 0 | 0 | 0 | 0 | 0 | 0 | 0 | 0 | 0 | 0 | 0.01 | 20.17 | 84.14 | 116.97 | 128.91 | 130.1 | 131.04 | 127.61 | 119.77 | 94.35 | 44.49 | 3.32 | 0 | 0 | 0 | 0 | 0 | 0 | 0 | 0 | 0 | 0 | 0 | 0 | 4.78 | 52.04 | 99.38 | 116.27 | 119.49 | 116.98 | 120.17 | 116.96 | 106.07 | 87.76 | 60.09 | 14.75 | 0.04 | 0 | 0 | 0 | 0 | 0 | 0 | 0 | 0 | 0 | 0 | 2.04 | 40.26 | 104.34 | 135.07 | 150.08 | 155.49 | 162.04 | 159.01 | 157.25 | 152.39 | 134.97 | 103.71 | 42.8 | 2.68 | 0 | 0 | 0 | 0 | 0 | 0 | 0 | 0 | 0 | 0 | 12.78 | 70.4 | 118.95 | 143.99 | 158.55 | 162.64 | 164.01 | 164.69 | 164.31 | 158.35 | 141.97 | 117.09 | 63.24 | 10.48 | 0.02 | 0 | 0 | 0 | 0 | 0 | 0 | 0 | 0 | 0.07 | 17.84 | 73.88 | 120.86 | 146.05 | 158.22 | 166.26 | 168.56 | 171.3 | 168.55 | 160.94 | 146.91 | 121.77 | 76.62 | 20.76 | 0.26 | 0 | 0 | 0 | 0 | 0 | 0 | 0 | 0 | 0 | 8.55 | 61.48 | 115.01 | 144.91 | 159.74 | 169.73 | 171.93 | 170.84 | 168.11 | 160.3 | 146.45 | 119.83 | 74.06 | 16.39 | 0.11 | 0 | 0 | 0 | 0 | 0 | 0 | 0 | 0 | 0 | 1.34 | 37.13 | 97.89 | 131.71 | 147.68 | 158.56 | 163.59 | 162.87 | 161.98 | 153.63 | 134.64 | 100.23 | 40.19 | 2.42 | 0 | 0 | 0 | 0 | 0 | 0 | 0 | 0 | 0 | 0 | 0.14 | 24.88 | 95.15 | 136.8 | 153.28 | 161.82 | 164.26 | 163.1 | 160.45 | 152.3 | 131.45 | 80.14 | 17.32 | 0.05 | 0 | 0 | 0 | 0 | 0 | 0 | 0 | 0 | 0 | 0 | 0 | 8.93 | 67.41 | 119.19 | 138.3 | 141.94 | 143.01 | 142.26 | 140.86 | 129.68 | 97.83 | 34.73 | 1.3 | 0 | 0 | 0 | 0 | 0 | 0 | 0 | 0 | 0 | 0 | 0 | 0 | 0.42 | 28.57 | 91.71 | 118.55 | 125.84 | 124.74 | 124.31 | 120.25 | 105.51 | 60.69 | 8.28 | 0 | 0 | 0 | 0 | 0 | 0 | 0 | 0 | 0 | 0 | 0 | 0 | 0 | 0 | 6.78 | 35.24 | 68.38 | 86.63 | 94.88 | 92.51 | 85.43 | 73.71 | 41.61 | 5.29 | 0 | 0 | 0 | 0 | 0 | 0 | 0
WSTWND_2_M89WD2 |  | Wind | Wind | CISO | South | Socal | FC | 57.8 | 5.37 | 5.58 | 6.37 | 6 | 5.94 | 5.53 | 4.52 | 3.91 | 4.12 | 4.12 | 4.08 | 4.27 | 4.73 | 5.42 | 5.39 | 5.9 | 5.18 | 5.18 | 4.86 | 4.93 | 4.73 | 4.64 | 4.83 | 4.61 | 7.15 | 7.91 | 8.19 | 7.74 | 6.84 | 6.45 | 6.74 | 6.81 | 6.58 | 7.36 | 7.64 | 7.79 | 9.07 | 8.45 | 9.71 | 8.59 | 10.27 | 10.16 | 11.72 | 11.27 | 11.39 | 10.31 | 9.28 | 7.83 | 11.69 | 12.18 | 11.36 | 10.69 | 9.84 | 8.44 | 8.1 | 7.74 | 8.43 | 7.42 | 7.56 | 8.46 | 9.44 | 11.02 | 11.58 | 12.92 | 13.25 | 13.52 | 13.13 | 12.97 | 12.74 | 12.88 | 13.69 | 12.33 | 20.91 | 18.72 | 16.31 | 13.9 | 11.96 | 10.31 | 7.19 | 5.42 | 5.07 | 4.76 | 4.41 | 4.76 | 5.21 | 7.9 | 11.82 | 15.66 | 18.83 | 20.57 | 21.15 | 21.75 | 22.97 | 21.71 | 20.96 | 21.18 | 23.39 | 22.02 | 21.54 | 19.43 | 16.01 | 13.2 | 9.87 | 7.6 | 5.3 | 4.27 | 3.76 | 3.53 | 4.91 | 8.1 | 13.21 | 19.07 | 22.14 | 24.42 | 23.85 | 23.84 | 24.33 | 24.71 | 25.34 | 23.76 | 23.31 | 21.89 | 20.12 | 17.03 | 14.81 | 11.62 | 8.22 | 5.49 | 4.33 | 2.91 | 3.43 | 3.58 | 4.42 | 6.84 | 11.05 | 15.27 | 18.65 | 21.72 | 24.13 | 26.48 | 25.89 | 25.78 | 25.56 | 24.56 | 26.13 | 24.12 | 21.31 | 19.2 | 16.82 | 13.09 | 9.59 | 5.89 | 3.7 | 2.7 | 3.28 | 4.5 | 6.42 | 9.55 | 13.11 | 17.76 | 21.64 | 24.61 | 26.69 | 27.33 | 28.43 | 28.27 | 27.78 | 26.82 | 21.46 | 19.3 | 16.66 | 13.5 | 11.88 | 9.55 | 6.61 | 4.17 | 3.02 | 2.47 | 2.81 | 3.56 | 5.17 | 7.23 | 10.29 | 13.64 | 17.34 | 19.99 | 22.65 | 24.19 | 24.29 | 23.53 | 23.01 | 22.1 | 14.58 | 14.12 | 13.06 | 10.04 | 8.65 | 7.35 | 5.52 | 3.96 | 3.02 | 3.3 | 4.04 | 4.73 | 5.8 | 7.2 | 9.44 | 11.03 | 12.27 | 14.5 | 16.75 | 17.64 | 17.4 | 16.38 | 15.3 | 14.51 | 6.51 | 6.31 | 6.02 | 5.36 | 4.93 | 4.73 | 3.37 | 2.47 | 2.08 | 2.27 | 2.92 | 3.15 | 2.91 | 3.29 | 3.48 | 4.32 | 5.82 | 6.57 | 7.49 | 8.59 | 7.74 | 7.04 | 6.45 | 6.35 | 3.36 | 3.71 | 3.58 | 3.75 | 3.47 | 3.4 | 3.21 | 2.8 | 2.93 | 3.3 | 3.61 | 4.18 | 4 | 4.1 | 4.34 | 4.45 | 3.91 | 3.82 | 4.62 | 4.75 | 4.73 | 4.22 | 3.85 | 3.55 | 3.79 | 3.88 | 4.11 | 3.9 | 4.1 | 3.89 | 3.43 | 4.13 | 3.84 | 3.46 | 3.41 | 3.62 | 4.11 | 4.58 | 4.24 | 3.59 | 3.68 | 3.74 | 3.89 | 3.78 | 4.09 | 4.4 | 4.5 | 4.18
WSTWND_2_M90WD2 |  | Wind | Wind | CISO | South | Socal | FC | 64.82 | 6.02 | 6.25 | 7.15 | 6.72 | 6.66 | 6.2 | 5.07 | 4.38 | 4.62 | 4.62 | 4.58 | 4.79 | 5.3 | 6.07 | 6.05 | 6.62 | 5.81 | 5.81 | 5.45 | 5.52 | 5.31 | 5.2 | 5.41 | 5.16 | 8.02 | 8.87 | 9.19 | 8.68 | 7.67 | 7.23 | 7.56 | 7.64 | 7.38 | 8.25 | 8.57 | 8.74 | 10.17 | 9.48 | 10.89 | 9.63 | 11.52 | 11.39 | 13.14 | 12.63 | 12.78 | 11.56 | 10.41 | 8.78 | 13.11 | 13.66 | 12.74 | 11.99 | 11.03 | 9.46 | 9.09 | 8.68 | 9.46 | 8.32 | 8.48 | 9.49 | 10.58 | 12.36 | 12.99 | 14.49 | 14.85 | 15.16 | 14.72 | 14.55 | 14.28 | 14.44 | 15.35 | 13.82 | 23.45 | 21 | 18.3 | 15.58 | 13.41 | 11.56 | 8.07 | 6.07 | 5.68 | 5.33 | 4.95 | 5.34 | 5.84 | 8.85 | 13.26 | 17.56 | 21.12 | 23.07 | 23.72 | 24.39 | 25.76 | 24.35 | 23.5 | 23.76 | 26.23 | 24.69 | 24.16 | 21.79 | 17.95 | 14.81 | 11.06 | 8.53 | 5.95 | 4.79 | 4.21 | 3.96 | 5.5 | 9.08 | 14.81 | 21.39 | 24.83 | 27.39 | 26.74 | 26.74 | 27.28 | 27.72 | 28.42 | 26.64 | 26.14 | 24.55 | 22.56 | 19.1 | 16.61 | 13.03 | 9.21 | 6.16 | 4.86 | 3.27 | 3.85 | 4.02 | 4.96 | 7.67 | 12.39 | 17.12 | 20.91 | 24.36 | 27.06 | 29.69 | 29.04 | 28.91 | 28.67 | 27.55 | 29.31 | 27.04 | 23.89 | 21.53 | 18.86 | 14.68 | 10.75 | 6.6 | 4.15 | 3.03 | 3.68 | 5.04 | 7.2 | 10.71 | 14.71 | 19.92 | 24.27 | 27.6 | 29.93 | 30.65 | 31.88 | 31.7 | 31.15 | 30.08 | 24.07 | 21.65 | 18.68 | 15.14 | 13.32 | 10.71 | 7.42 | 4.68 | 3.38 | 2.77 | 3.15 | 3.99 | 5.79 | 8.1 | 11.54 | 15.29 | 19.45 | 22.41 | 25.4 | 27.13 | 27.24 | 26.38 | 25.8 | 24.79 | 16.35 | 15.83 | 14.65 | 11.26 | 9.7 | 8.24 | 6.2 | 4.44 | 3.39 | 3.7 | 4.53 | 5.3 | 6.51 | 8.07 | 10.58 | 12.37 | 13.76 | 16.26 | 18.78 | 19.78 | 19.52 | 18.36 | 17.16 | 16.27 | 7.3 | 7.08 | 6.75 | 6.01 | 5.53 | 5.31 | 3.78 | 2.77 | 2.33 | 2.55 | 3.27 | 3.54 | 3.26 | 3.68 | 3.9 | 4.84 | 6.53 | 7.37 | 8.39 | 9.63 | 8.68 | 7.89 | 7.23 | 7.13 | 3.77 | 4.16 | 4.02 | 4.21 | 3.89 | 3.81 | 3.6 | 3.14 | 3.28 | 3.7 | 4.05 | 4.68 | 4.48 | 4.59 | 4.87 | 4.99 | 4.39 | 4.28 | 5.18 | 5.33 | 5.3 | 4.73 | 4.32 | 3.98 | 4.26 | 4.35 | 4.61 | 4.38 | 4.6 | 4.36 | 3.85 | 4.63 | 4.31 | 3.88 | 3.83 | 4.06 | 4.61 | 5.14 | 4.75 | 4.02 | 4.13 | 4.19 | 4.36 | 4.24 | 4.59 | 4.93 | 5.05 | 4.69
YELPIN_2_YP2SR1 |  | Paired_Solar_1Axis | Solar Tracking | CISO | South | Socal | ID | 125 | 0 | 0 | 0 | 0 | 0 | 0 | 0.06 | 13.94 | 51.08 | 65.97 | 68.56 | 70.02 | 69.16 | 64.95 | 60.11 | 37.89 | 7.46 | 0 | 0 | 0 | 0 | 0 | 0 | 0 | 0 | 0 | 0 | 0 | 0 | 0 | 0.86 | 31.93 | 78.13 | 83.48 | 82.78 | 79.98 | 77.35 | 75.56 | 74.22 | 66.74 | 29.12 | 1.07 | 0 | 0 | 0 | 0 | 0 | 0 | 0 | 0 | 0 | 0 | 0 | 0 | 9.66 | 57.37 | 79.04 | 81.92 | 80.44 | 78.41 | 77.95 | 70.77 | 64.37 | 58.07 | 41.26 | 6.23 | 0 | 0 | 0 | 0 | 0 | 0 | 0 | 0 | 0 | 0 | 0 | 5.53 | 53.34 | 94.42 | 99.51 | 101.93 | 101.18 | 101.85 | 100.74 | 100.52 | 97.38 | 92.24 | 76.07 | 25.26 | 0.6 | 0 | 0 | 0 | 0 | 0 | 0 | 0 | 0 | 0 | 0.17 | 20.58 | 71.57 | 97.72 | 104.36 | 106.69 | 106.93 | 107.79 | 107.63 | 106.19 | 103.54 | 99.36 | 86.8 | 42.71 | 4.02 | 0 | 0 | 0 | 0 | 0 | 0 | 0 | 0 | 0 | 0.37 | 24.39 | 71.63 | 93.92 | 101.27 | 105.32 | 106.16 | 106.74 | 106.56 | 105.36 | 102.76 | 99.19 | 87.97 | 53.15 | 9.1 | 0.01 | 0 | 0 | 0 | 0 | 0 | 0 | 0 | 0 | 0.03 | 11.43 | 55.75 | 87.36 | 99.07 | 104.05 | 105.06 | 104.76 | 103.85 | 102.61 | 99.79 | 95.54 | 84.12 | 48.66 | 7.75 | 0 | 0 | 0 | 0 | 0 | 0 | 0 | 0 | 0 | 0 | 3.85 | 41.75 | 78.51 | 93.4 | 100.14 | 102.29 | 102.05 | 100.05 | 97.34 | 93.41 | 86.12 | 68.49 | 25.37 | 0.78 | 0 | 0 | 0 | 0 | 0 | 0 | 0 | 0 | 0 | 0 | 0.85 | 30.86 | 80.64 | 93.91 | 98.79 | 99.58 | 99.55 | 99.01 | 97.84 | 96.42 | 87.07 | 48.69 | 5.84 | 0 | 0 | 0 | 0 | 0 | 0 | 0 | 0 | 0 | 0 | 0 | 0.06 | 17.61 | 70.13 | 89.08 | 91.79 | 90.99 | 91.24 | 91.72 | 92.13 | 90.14 | 70.52 | 19.89 | 0.22 | 0 | 0 | 0 | 0 | 0 | 0 | 0 | 0 | 0 | 0 | 0 | 0 | 3.26 | 41.13 | 76.8 | 83.07 | 80.84 | 78.64 | 79.61 | 79.8 | 75.99 | 43.83 | 4.36 | 0 | 0 | 0 | 0 | 0 | 0 | 0 | 0 | 0 | 0 | 0 | 0 | 0 | 0.15 | 15.25 | 48.48 | 58.3 | 61.42 | 60.21 | 62.17 | 58.77 | 53.65 | 30.49 | 2.62 | 0 | 0 | 0 | 0 | 0 | 0 | 0
ZOND_6_UNIT |  | Wind | Wind | CISO | North | Norcal | FC | 17.1 | 1.19 | 1.28 | 1.06 | 1.08 | 1.05 | 1.05 | 1.09 | 1.18 | 1.07 | 0.91 | 0.93 | 0.87 | 0.85 | 0.78 | 0.71 | 0.68 | 0.72 | 0.8 | 0.97 | 1.19 | 1.23 | 1.3 | 1.25 | 1.24 | 2.5 | 2.49 | 2.3 | 2.22 | 2.06 | 1.99 | 2.02 | 2.23 | 1.97 | 1.83 | 1.81 | 1.62 | 1.56 | 1.64 | 1.69 | 1.45 | 1.23 | 1.28 | 1.45 | 2 | 2.16 | 2.13 | 2.55 | 2.64 | 3.08 | 2.8 | 2.7 | 2.55 | 2.07 | 1.69 | 1.82 | 1.79 | 1.46 | 1.3 | 1.22 | 1.33 | 1.32 | 1.65 | 1.68 | 1.86 | 2.11 | 2.41 | 3.03 | 3.21 | 3.21 | 3.18 | 3.16 | 3.24 | 6.86 | 6.36 | 5.5 | 5.08 | 4.47 | 4.08 | 3.29 | 2.74 | 2.36 | 2.26 | 1.92 | 1.7 | 1.8 | 2.31 | 2.8 | 3.95 | 4.73 | 5.82 | 6.01 | 6.39 | 6.72 | 7.05 | 7.19 | 7.36 | 7.61 | 7.85 | 7.79 | 6.66 | 5.74 | 5.33 | 4.34 | 4.32 | 3.6 | 2.97 | 2.34 | 2.52 | 3.04 | 3.48 | 4.93 | 6.18 | 7.27 | 7.78 | 7.89 | 8.19 | 8.54 | 8.24 | 8.1 | 8.04 | 8.24 | 8.29 | 7.77 | 7.48 | 6.75 | 5.67 | 4.6 | 4.14 | 3.43 | 2.56 | 1.73 | 1.73 | 1.76 | 2.54 | 4.16 | 5.77 | 6.76 | 7.3 | 7.52 | 7.98 | 8.76 | 8.74 | 8.93 | 8.77 | 10.17 | 9.74 | 9.58 | 9.11 | 8.36 | 7.93 | 6.72 | 5.22 | 3.91 | 3.18 | 2.43 | 2.19 | 2.8 | 3.92 | 5.55 | 6.52 | 7.34 | 7.97 | 8.63 | 8.93 | 9.47 | 9.87 | 10.37 | 10.57 | 8.6 | 7.88 | 7.1 | 6.22 | 5.39 | 4.69 | 4.16 | 2.85 | 1.89 | 1.38 | 1.02 | 0.85 | 0.86 | 1.07 | 1.66 | 2.92 | 4.3 | 5.2 | 6.29 | 7.77 | 8.27 | 8.48 | 8.61 | 8.53 | 8.09 | 7.39 | 6.66 | 5.91 | 5.24 | 4.7 | 4.46 | 3.93 | 3.45 | 2.68 | 1.86 | 1.35 | 1.45 | 1.6 | 2.15 | 3.31 | 4.21 | 5.08 | 6.2 | 6.82 | 7.22 | 7.29 | 7.89 | 7.82 | 3.52 | 3.43 | 3.07 | 2.81 | 2.56 | 1.91 | 1.82 | 1.42 | 1.21 | 1.21 | 0.97 | 0.91 | 0.83 | 0.82 | 0.89 | 1 | 1.23 | 1.87 | 2.09 | 2.49 | 3.14 | 3.51 | 3.92 | 3.93 | 1.08 | 1.01 | 1.14 | 1.12 | 0.96 | 1.02 | 0.99 | 0.97 | 0.76 | 0.64 | 0.58 | 0.53 | 0.57 | 0.52 | 0.59 | 0.66 | 0.6 | 0.69 | 0.78 | 0.81 | 1.03 | 1.13 | 1.22 | 1.25 | 1.16 | 1.26 | 1.06 | 1.07 | 1.09 | 1.17 | 1.12 | 1.1 | 1.11 | 0.94 | 0.82 | 0.82 | 0.79 | 0.69 | 0.8 | 0.8 | 0.75 | 0.95 | 1.07 | 1.24 | 1.36 | 1.28 | 1.3 | 1.19
ALHMBR_1_ALHSLR |  | Solar_1Axis | Solar Tracking | IID |  | Socal | 0 | 50 | 0 | 0 | 0 | 0 | 0 | 0 | 0.02 | 5.58 | 20.43 | 26.39 | 27.42 | 28.01 | 27.66 | 25.98 | 24.04 | 15.15 | 2.98 | 0 | 0 | 0 | 0 | 0 | 0 | 0 | 0 | 0 | 0 | 0 | 0 | 0 | 0.34 | 12.77 | 31.25 | 33.39 | 33.11 | 31.99 | 30.94 | 30.22 | 29.69 | 26.7 | 11.65 | 0.43 | 0 | 0 | 0 | 0 | 0 | 0 | 0 | 0 | 0 | 0 | 0 | 0 | 3.86 | 22.95 | 31.61 | 32.77 | 32.18 | 31.37 | 31.18 | 28.31 | 25.75 | 23.23 | 16.5 | 2.49 | 0 | 0 | 0 | 0 | 0 | 0 | 0 | 0 | 0 | 0 | 0 | 2.21 | 21.34 | 37.77 | 39.8 | 40.77 | 40.47 | 40.74 | 40.3 | 40.21 | 38.95 | 36.9 | 30.43 | 10.1 | 0.24 | 0 | 0 | 0 | 0 | 0 | 0 | 0 | 0 | 0 | 0.07 | 8.23 | 28.63 | 39.09 | 41.75 | 42.68 | 42.77 | 43.12 | 43.05 | 42.47 | 41.41 | 39.75 | 34.72 | 17.08 | 1.61 | 0 | 0 | 0 | 0 | 0 | 0 | 0 | 0 | 0 | 0.15 | 9.76 | 28.65 | 37.57 | 40.51 | 42.13 | 42.46 | 42.69 | 42.63 | 42.14 | 41.11 | 39.67 | 35.19 | 21.26 | 3.64 | 0 | 0 | 0 | 0 | 0 | 0 | 0 | 0 | 0 | 0.01 | 4.57 | 22.3 | 34.94 | 39.63 | 41.62 | 42.03 | 41.9 | 41.54 | 41.04 | 39.92 | 38.22 | 33.65 | 19.46 | 3.1 | 0 | 0 | 0 | 0 | 0 | 0 | 0 | 0 | 0 | 0 | 1.54 | 16.7 | 31.4 | 37.36 | 40.06 | 40.92 | 40.82 | 40.02 | 38.94 | 37.36 | 34.45 | 27.4 | 10.15 | 0.31 | 0 | 0 | 0 | 0 | 0 | 0 | 0 | 0 | 0 | 0 | 0.34 | 12.34 | 32.26 | 37.56 | 39.52 | 39.83 | 39.82 | 39.6 | 39.14 | 38.57 | 34.83 | 19.48 | 2.34 | 0 | 0 | 0 | 0 | 0 | 0 | 0 | 0 | 0 | 0 | 0 | 0.02 | 7.05 | 28.05 | 35.63 | 36.72 | 36.4 | 36.5 | 36.69 | 36.85 | 36.05 | 28.21 | 7.96 | 0.09 | 0 | 0 | 0 | 0 | 0 | 0 | 0 | 0 | 0 | 0 | 0 | 0 | 1.3 | 16.45 | 30.72 | 33.23 | 32.33 | 31.46 | 31.84 | 31.92 | 30.39 | 17.53 | 1.74 | 0 | 0 | 0 | 0 | 0 | 0 | 0 | 0 | 0 | 0 | 0 | 0 | 0 | 0.06 | 6.1 | 19.39 | 23.32 | 24.57 | 24.09 | 24.87 | 23.51 | 21.46 | 12.19 | 1.05 | 0 | 0 | 0 | 0 | 0 | 0 | 0
ANZA_6_SOLAR1 |  | Solar_1Axis | Solar Tracking | IID |  | Socal | 0 | 20 | 0 | 0 | 0 | 0 | 0 | 0 | 0.01 | 2.23 | 8.17 | 10.55 | 10.97 | 11.2 | 11.07 | 10.39 | 9.62 | 6.06 | 1.19 | 0 | 0 | 0 | 0 | 0 | 0 | 0 | 0 | 0 | 0 | 0 | 0 | 0 | 0.14 | 5.11 | 12.5 | 13.36 | 13.24 | 12.8 | 12.38 | 12.09 | 11.87 | 10.68 | 4.66 | 0.17 | 0 | 0 | 0 | 0 | 0 | 0 | 0 | 0 | 0 | 0 | 0 | 0 | 1.54 | 9.18 | 12.65 | 13.11 | 12.87 | 12.55 | 12.47 | 11.32 | 10.3 | 9.29 | 6.6 | 1 | 0 | 0 | 0 | 0 | 0 | 0 | 0 | 0 | 0 | 0 | 0 | 0.88 | 8.53 | 15.11 | 15.92 | 16.31 | 16.19 | 16.3 | 16.12 | 16.08 | 15.58 | 14.76 | 12.17 | 4.04 | 0.1 | 0 | 0 | 0 | 0 | 0 | 0 | 0 | 0 | 0 | 0.03 | 3.29 | 11.45 | 15.64 | 16.7 | 17.07 | 17.11 | 17.25 | 17.22 | 16.99 | 16.57 | 15.9 | 13.89 | 6.83 | 0.64 | 0 | 0 | 0 | 0 | 0 | 0 | 0 | 0 | 0 | 0.06 | 3.9 | 11.46 | 15.03 | 16.2 | 16.85 | 16.99 | 17.08 | 17.05 | 16.86 | 16.44 | 15.87 | 14.08 | 8.5 | 1.46 | 0 | 0 | 0 | 0 | 0 | 0 | 0 | 0 | 0 | 0.01 | 1.83 | 8.92 | 13.98 | 15.85 | 16.65 | 16.81 | 16.76 | 16.62 | 16.42 | 15.97 | 15.29 | 13.46 | 7.79 | 1.24 | 0 | 0 | 0 | 0 | 0 | 0 | 0 | 0 | 0 | 0 | 0.62 | 6.68 | 12.56 | 14.94 | 16.02 | 16.37 | 16.33 | 16.01 | 15.57 | 14.94 | 13.78 | 10.96 | 4.06 | 0.12 | 0 | 0 | 0 | 0 | 0 | 0 | 0 | 0 | 0 | 0 | 0.14 | 4.94 | 12.9 | 15.03 | 15.81 | 15.93 | 15.93 | 15.84 | 15.66 | 15.43 | 13.93 | 7.79 | 0.93 | 0 | 0 | 0 | 0 | 0 | 0 | 0 | 0 | 0 | 0 | 0 | 0.01 | 2.82 | 11.22 | 14.25 | 14.69 | 14.56 | 14.6 | 14.67 | 14.74 | 14.42 | 11.28 | 3.18 | 0.04 | 0 | 0 | 0 | 0 | 0 | 0 | 0 | 0 | 0 | 0 | 0 | 0 | 0.52 | 6.58 | 12.29 | 13.29 | 12.93 | 12.58 | 12.74 | 12.77 | 12.16 | 7.01 | 0.7 | 0 | 0 | 0 | 0 | 0 | 0 | 0 | 0 | 0 | 0 | 0 | 0 | 0 | 0.02 | 2.44 | 7.76 | 9.33 | 9.83 | 9.63 | 9.95 | 9.4 | 8.58 | 4.88 | 0.42 | 0 | 0 | 0 | 0 | 0 | 0 | 0
ARKANS_1_ARKSLR |  | Solar_1Axis | Solar Tracking | IID |  | Socal | 0 | 50 | 0 | 0 | 0 | 0 | 0 | 0 | 0.02 | 5.58 | 20.43 | 26.39 | 27.42 | 28.01 | 27.66 | 25.98 | 24.04 | 15.15 | 2.98 | 0 | 0 | 0 | 0 | 0 | 0 | 0 | 0 | 0 | 0 | 0 | 0 | 0 | 0.34 | 12.77 | 31.25 | 33.39 | 33.11 | 31.99 | 30.94 | 30.22 | 29.69 | 26.7 | 11.65 | 0.43 | 0 | 0 | 0 | 0 | 0 | 0 | 0 | 0 | 0 | 0 | 0 | 0 | 3.86 | 22.95 | 31.61 | 32.77 | 32.18 | 31.37 | 31.18 | 28.31 | 25.75 | 23.23 | 16.5 | 2.49 | 0 | 0 | 0 | 0 | 0 | 0 | 0 | 0 | 0 | 0 | 0 | 2.21 | 21.34 | 37.77 | 39.8 | 40.77 | 40.47 | 40.74 | 40.3 | 40.21 | 38.95 | 36.9 | 30.43 | 10.1 | 0.24 | 0 | 0 | 0 | 0 | 0 | 0 | 0 | 0 | 0 | 0.07 | 8.23 | 28.63 | 39.09 | 41.75 | 42.68 | 42.77 | 43.12 | 43.05 | 42.47 | 41.41 | 39.75 | 34.72 | 17.08 | 1.61 | 0 | 0 | 0 | 0 | 0 | 0 | 0 | 0 | 0 | 0.15 | 9.76 | 28.65 | 37.57 | 40.51 | 42.13 | 42.46 | 42.69 | 42.63 | 42.14 | 41.11 | 39.67 | 35.19 | 21.26 | 3.64 | 0 | 0 | 0 | 0 | 0 | 0 | 0 | 0 | 0 | 0.01 | 4.57 | 22.3 | 34.94 | 39.63 | 41.62 | 42.03 | 41.9 | 41.54 | 41.04 | 39.92 | 38.22 | 33.65 | 19.46 | 3.1 | 0 | 0 | 0 | 0 | 0 | 0 | 0 | 0 | 0 | 0 | 1.54 | 16.7 | 31.4 | 37.36 | 40.06 | 40.92 | 40.82 | 40.02 | 38.94 | 37.36 | 34.45 | 27.4 | 10.15 | 0.31 | 0 | 0 | 0 | 0 | 0 | 0 | 0 | 0 | 0 | 0 | 0.34 | 12.34 | 32.26 | 37.56 | 39.52 | 39.83 | 39.82 | 39.6 | 39.14 | 38.57 | 34.83 | 19.48 | 2.34 | 0 | 0 | 0 | 0 | 0 | 0 | 0 | 0 | 0 | 0 | 0 | 0.02 | 7.05 | 28.05 | 35.63 | 36.72 | 36.4 | 36.5 | 36.69 | 36.85 | 36.05 | 28.21 | 7.96 | 0.09 | 0 | 0 | 0 | 0 | 0 | 0 | 0 | 0 | 0 | 0 | 0 | 0 | 1.3 | 16.45 | 30.72 | 33.23 | 32.33 | 31.46 | 31.84 | 31.92 | 30.39 | 17.53 | 1.74 | 0 | 0 | 0 | 0 | 0 | 0 | 0 | 0 | 0 | 0 | 0 | 0 | 0 | 0.06 | 6.1 | 19.39 | 23.32 | 24.57 | 24.09 | 24.87 | 23.51 | 21.46 | 12.19 | 1.05 | 0 | 0 | 0 | 0 | 0 | 0 | 0
ARLVAL_5_SOLAR |  | Solar_Fixed | Solar Fixed | SRP |  | AZ | 0 | 127 | 0 | 0 | 0 | 0 | 0 | 0 | 0.2 | 15.19 | 52.44 | 71.4 | 78.6 | 81.69 | 77.97 | 74.45 | 62.26 | 34.49 | 5.03 | 0 | 0 | 0 | 0 | 0 | 0 | 0 | 0 | 0 | 0 | 0 | 0 | 0 | 1.2 | 27.62 | 66.64 | 81.51 | 86.71 | 87.69 | 84.21 | 79.99 | 72.29 | 56.71 | 20.64 | 0.53 | 0 | 0 | 0 | 0 | 0 | 0 | 0 | 0 | 0 | 0 | 0 | 0.02 | 9.15 | 48.31 | 74.89 | 85.34 | 87.24 | 88.43 | 84.76 | 80.16 | 72.28 | 58.8 | 31.71 | 4.2 | 0 | 0 | 0 | 0 | 0 | 0 | 0 | 0 | 0 | 0 | 0 | 4.47 | 37.4 | 75.55 | 94.79 | 102.8 | 106.86 | 106.93 | 104.94 | 102.14 | 93.99 | 81.13 | 55.39 | 14.49 | 0.37 | 0 | 0 | 0 | 0 | 0 | 0 | 0 | 0 | 0 | 0.26 | 14.93 | 53.29 | 79.78 | 95.89 | 105.7 | 110.2 | 111.2 | 110.13 | 107.85 | 100.78 | 88.11 | 64.23 | 24.91 | 1.93 | 0.01 | 0 | 0 | 0 | 0 | 0 | 0 | 0 | 0 | 0.5 | 16.9 | 51.98 | 77.81 | 96.88 | 106.1 | 111.53 | 111.66 | 110.86 | 107.63 | 99.19 | 86.82 | 67.54 | 32.13 | 4.37 | 0.01 | 0 | 0 | 0 | 0 | 0 | 0 | 0 | 0 | 0.03 | 8.97 | 37.52 | 67.95 | 86.35 | 97.47 | 104.11 | 106.61 | 105.57 | 102.11 | 94.17 | 82.43 | 63.06 | 29 | 3.46 | 0 | 0 | 0 | 0 | 0 | 0 | 0 | 0 | 0 | 0 | 3.69 | 32.59 | 68.43 | 86.53 | 98.6 | 107.28 | 109.55 | 104.99 | 101.7 | 93.24 | 79.59 | 53.53 | 15.57 | 0.49 | 0 | 0 | 0 | 0 | 0 | 0 | 0 | 0 | 0 | 0 | 1.14 | 25.65 | 66.55 | 87.48 | 98.2 | 104.63 | 106.03 | 106 | 101.31 | 91.3 | 72.76 | 33.98 | 3.59 | 0.02 | 0 | 0 | 0 | 0 | 0 | 0 | 0 | 0 | 0 | 0 | 0.21 | 16.16 | 59.42 | 84.5 | 95.15 | 101.75 | 102.78 | 101.16 | 96.24 | 86.12 | 57.11 | 13.36 | 0.2 | 0 | 0 | 0 | 0 | 0 | 0 | 0 | 0 | 0 | 0 | 0 | 0.02 | 4.19 | 37.72 | 74.15 | 86.22 | 91.61 | 92.82 | 90.3 | 85.03 | 70.01 | 32.74 | 2.45 | 0 | 0 | 0 | 0 | 0 | 0 | 0 | 0 | 0 | 0 | 0 | 0 | 0 | 0.47 | 16.79 | 48.9 | 66.08 | 71.94 | 75.87 | 75.02 | 68.67 | 53.91 | 24.87 | 1.58 | 0 | 0 | 0 | 0 | 0 | 0 | 0
BEJNLS_5_BV2SCEDYN |  | Wind | Wind | AZPS |  | NM | 0 | 167 | 83.92 | 86.84 | 88.51 | 91.85 | 93.52 | 92.27 | 92.27 | 88.93 | 86.84 | 80.16 | 80.58 | 77.24 | 77.24 | 76.82 | 78.49 | 73.48 | 72.23 | 70.14 | 68.89 | 65.13 | 71.81 | 80.16 | 83.5 | 83.92 | 78.49 | 79.02 | 78.49 | 77.09 | 80.43 | 83.77 | 81.83 | 80.43 | 76.82 | 75.42 | 70.14 | 70.67 | 80.43 | 90.18 | 90.45 | 97.13 | 93.52 | 88.78 | 82.1 | 77.09 | 75.15 | 70.14 | 75.15 | 81.83 | 65.13 | 63.46 | 61.79 | 60.12 | 53.61 | 58.45 | 56.78 | 55.11 | 55.28 | 56.78 | 63.46 | 70.14 | 70.14 | 75.32 | 78.66 | 82 | 88.51 | 90.18 | 86.84 | 80.16 | 68.47 | 68.64 | 65.13 | 63.46 | 53.82 | 55.11 | 51.77 | 53.44 | 53.82 | 50.1 | 45.09 | 40.08 | 39.18 | 44.19 | 48.81 | 60.12 | 65.13 | 71.81 | 76.82 | 80.93 | 86.84 | 88.89 | 85.17 | 80.16 | 71.81 | 63.46 | 61.79 | 55.11 | 41.58 | 39.91 | 39.91 | 43.25 | 45.09 | 39.91 | 34.9 | 28.39 | 28.39 | 33.4 | 36.57 | 35.07 | 35.07 | 43.42 | 56.61 | 61.79 | 68.3 | 71.81 | 70.14 | 68.3 | 64.96 | 53.44 | 46.76 | 43.25 | 51.99 | 48.43 | 46.76 | 48.43 | 46.76 | 46.76 | 41.97 | 41.75 | 40.08 | 38.41 | 40.3 | 40.08 | 41.75 | 48.43 | 55.11 | 60.34 | 68.47 | 73.91 | 78.92 | 75.37 | 66.8 | 58.45 | 56.78 | 55.11 | 29.23 | 25.05 | 28.39 | 26.72 | 27.56 | 28.39 | 26.72 | 25.05 | 22.55 | 20.04 | 18.37 | 15.03 | 20.04 | 26.72 | 35.91 | 43.42 | 56.78 | 65.13 | 62.63 | 60.12 | 55.11 | 50.1 | 40.08 | 35.07 | 34.24 | 31.73 | 34.24 | 33.4 | 31.73 | 30.06 | 26.72 | 24.22 | 23.38 | 20.04 | 19.21 | 20.04 | 20.88 | 22.55 | 30.9 | 38.41 | 45.09 | 51.77 | 54.28 | 54.28 | 53.44 | 46.76 | 45.09 | 41.75 | 46.76 | 45.09 | 45.09 | 45.09 | 41.75 | 41.75 | 38.41 | 36.74 | 32.92 | 32.92 | 27.91 | 26.72 | 28.39 | 28.39 | 36.74 | 45.09 | 50.1 | 55.11 | 56.78 | 56.78 | 56.3 | 53.44 | 51.29 | 46.76 | 38.41 | 37.58 | 36.74 | 40.08 | 41.75 | 41.75 | 41.75 | 35.91 | 33.4 | 32.57 | 29.23 | 33.4 | 33.4 | 35.91 | 47.6 | 50.1 | 55.11 | 55.95 | 54.28 | 50.1 | 43.42 | 43.42 | 42.59 | 43.42 | 70.14 | 70.14 | 70.14 | 71.81 | 69.74 | 69.74 | 70.14 | 68.47 | 65.13 | 64.73 | 58.05 | 54.71 | 51.37 | 50.1 | 49.7 | 50.1 | 48.43 | 51.37 | 53.04 | 50.1 | 55.11 | 60.12 | 63.46 | 66.4 | 78.49 | 79.41 | 80.16 | 83.5 | 83.5 | 85.17 | 84.42 | 81.83 | 81.83 | 80.16 | 73.48 | 74.4 | 76.82 | 76.82 | 76.82 | 71.23 | 70.14 | 63.46 | 65.3 | 69.39 | 70.14 | 74.4 | 76.82 | 78.49
BEKWJS_5_BV1SCEDYN |  | Wind | Wind | AZPS |  | NM | 0 | 130 | 65.33 | 67.6 | 68.9 | 71.5 | 72.8 | 71.83 | 71.83 | 69.23 | 67.6 | 62.4 | 62.73 | 60.13 | 60.13 | 59.8 | 61.1 | 57.2 | 56.23 | 54.6 | 53.63 | 50.7 | 55.9 | 62.4 | 65 | 65.33 | 61.1 | 61.52 | 61.1 | 60.01 | 62.61 | 65.21 | 63.7 | 62.61 | 59.8 | 58.71 | 54.6 | 55.02 | 62.61 | 70.2 | 70.41 | 75.61 | 72.8 | 69.11 | 63.91 | 60.01 | 58.5 | 54.6 | 58.5 | 63.7 | 50.7 | 49.4 | 48.1 | 46.8 | 41.73 | 45.5 | 44.2 | 42.9 | 43.03 | 44.2 | 49.4 | 54.6 | 54.6 | 58.63 | 61.23 | 63.83 | 68.9 | 70.2 | 67.6 | 62.4 | 53.3 | 53.43 | 50.7 | 49.4 | 41.9 | 42.9 | 40.3 | 41.6 | 41.9 | 39 | 35.1 | 31.2 | 30.5 | 34.4 | 38 | 46.8 | 50.7 | 55.9 | 59.8 | 63 | 67.6 | 69.2 | 66.3 | 62.4 | 55.9 | 49.4 | 48.1 | 42.9 | 32.37 | 31.07 | 31.07 | 33.67 | 35.1 | 31.07 | 27.17 | 22.1 | 22.1 | 26 | 28.47 | 27.3 | 27.3 | 33.8 | 44.07 | 48.1 | 53.17 | 55.9 | 54.6 | 53.17 | 50.57 | 41.6 | 36.4 | 33.67 | 40.47 | 37.7 | 36.4 | 37.7 | 36.4 | 36.4 | 32.67 | 32.5 | 31.2 | 29.9 | 31.37 | 31.2 | 32.5 | 37.7 | 42.9 | 46.97 | 53.3 | 57.54 | 61.44 | 58.67 | 52 | 45.5 | 44.2 | 42.9 | 22.75 | 19.5 | 22.1 | 20.8 | 21.45 | 22.1 | 20.8 | 19.5 | 17.55 | 15.6 | 14.3 | 11.7 | 15.6 | 20.8 | 27.95 | 33.8 | 44.2 | 50.7 | 48.75 | 46.8 | 42.9 | 39 | 31.2 | 27.3 | 26.65 | 24.7 | 26.65 | 26 | 24.7 | 23.4 | 20.8 | 18.85 | 18.2 | 15.6 | 14.95 | 15.6 | 16.25 | 17.55 | 24.05 | 29.9 | 35.1 | 40.3 | 42.25 | 42.25 | 41.6 | 36.4 | 35.1 | 32.5 | 36.4 | 35.1 | 35.1 | 35.1 | 32.5 | 32.5 | 29.9 | 28.6 | 25.62 | 25.62 | 21.72 | 20.8 | 22.1 | 22.1 | 28.6 | 35.1 | 39 | 42.9 | 44.2 | 44.2 | 43.82 | 41.6 | 39.92 | 36.4 | 29.9 | 29.25 | 28.6 | 31.2 | 32.5 | 32.5 | 32.5 | 27.95 | 26 | 25.35 | 22.75 | 26 | 26 | 27.95 | 37.05 | 39 | 42.9 | 43.55 | 42.25 | 39 | 33.8 | 33.8 | 33.15 | 33.8 | 54.6 | 54.6 | 54.6 | 55.9 | 54.29 | 54.29 | 54.6 | 53.3 | 50.7 | 50.39 | 45.19 | 42.59 | 39.99 | 39 | 38.69 | 39 | 37.7 | 39.99 | 41.29 | 39 | 42.9 | 46.8 | 49.4 | 51.69 | 61.1 | 61.82 | 62.4 | 65 | 65 | 66.3 | 65.72 | 63.7 | 63.7 | 62.4 | 57.2 | 57.92 | 59.8 | 59.8 | 59.8 | 55.45 | 54.6 | 49.4 | 50.83 | 54.02 | 54.6 | 57.92 | 59.8 | 61.1
CALPSS_6_SOLAR1 |  | Solar_1Axis | Solar Tracking | IID |  | Socal | 0 | 19.9 | 0 | 0 | 0 | 0 | 0 | 0 | 0.01 | 2.22 | 8.13 | 10.5 | 10.91 | 11.15 | 11.01 | 10.34 | 9.57 | 6.03 | 1.19 | 0 | 0 | 0 | 0 | 0 | 0 | 0 | 0 | 0 | 0 | 0 | 0 | 0 | 0.14 | 5.08 | 12.44 | 13.29 | 13.18 | 12.73 | 12.31 | 12.03 | 11.82 | 10.62 | 4.64 | 0.17 | 0 | 0 | 0 | 0 | 0 | 0 | 0 | 0 | 0 | 0 | 0 | 0 | 1.54 | 9.13 | 12.58 | 13.04 | 12.81 | 12.48 | 12.41 | 11.27 | 10.25 | 9.25 | 6.57 | 0.99 | 0 | 0 | 0 | 0 | 0 | 0 | 0 | 0 | 0 | 0 | 0 | 0.88 | 8.49 | 15.03 | 15.84 | 16.23 | 16.11 | 16.21 | 16.04 | 16 | 15.5 | 14.68 | 12.11 | 4.02 | 0.09 | 0 | 0 | 0 | 0 | 0 | 0 | 0 | 0 | 0 | 0.03 | 3.28 | 11.39 | 15.56 | 16.61 | 16.99 | 17.02 | 17.16 | 17.13 | 16.9 | 16.48 | 15.82 | 13.82 | 6.8 | 0.64 | 0 | 0 | 0 | 0 | 0 | 0 | 0 | 0 | 0 | 0.06 | 3.88 | 11.4 | 14.95 | 16.12 | 16.77 | 16.9 | 16.99 | 16.97 | 16.77 | 16.36 | 15.79 | 14 | 8.46 | 1.45 | 0 | 0 | 0 | 0 | 0 | 0 | 0 | 0 | 0 | 0.01 | 1.82 | 8.88 | 13.91 | 15.77 | 16.56 | 16.73 | 16.68 | 16.53 | 16.34 | 15.89 | 15.21 | 13.39 | 7.75 | 1.23 | 0 | 0 | 0 | 0 | 0 | 0 | 0 | 0 | 0 | 0 | 0.61 | 6.65 | 12.5 | 14.87 | 15.94 | 16.28 | 16.25 | 15.93 | 15.5 | 14.87 | 13.71 | 10.9 | 4.04 | 0.12 | 0 | 0 | 0 | 0 | 0 | 0 | 0 | 0 | 0 | 0 | 0.14 | 4.91 | 12.84 | 14.95 | 15.73 | 15.85 | 15.85 | 15.76 | 15.58 | 15.35 | 13.86 | 7.75 | 0.93 | 0 | 0 | 0 | 0 | 0 | 0 | 0 | 0 | 0 | 0 | 0 | 0.01 | 2.8 | 11.17 | 14.18 | 14.61 | 14.49 | 14.53 | 14.6 | 14.67 | 14.35 | 11.23 | 3.17 | 0.04 | 0 | 0 | 0 | 0 | 0 | 0 | 0 | 0 | 0 | 0 | 0 | 0 | 0.52 | 6.55 | 12.23 | 13.22 | 12.87 | 12.52 | 12.67 | 12.7 | 12.1 | 6.98 | 0.69 | 0 | 0 | 0 | 0 | 0 | 0 | 0 | 0 | 0 | 0 | 0 | 0 | 0 | 0.02 | 2.43 | 7.72 | 9.28 | 9.78 | 9.59 | 9.9 | 9.36 | 8.54 | 4.85 | 0.42 | 0 | 0 | 0 | 0 | 0 | 0 | 0
CLINESCO_3_PVDYN |  | Wind | Wind | PNM |  | NM | 0 | 129.94 | 65.29 | 67.57 | 68.87 | 71.47 | 72.77 | 71.79 | 71.79 | 69.19 | 67.57 | 62.37 | 62.7 | 60.1 | 60.1 | 59.77 | 61.07 | 57.17 | 56.2 | 54.57 | 53.6 | 50.68 | 55.87 | 62.37 | 64.97 | 65.29 | 61.07 | 61.49 | 61.07 | 59.98 | 62.58 | 65.18 | 63.67 | 62.58 | 59.77 | 58.68 | 54.57 | 54.99 | 62.58 | 70.17 | 70.38 | 75.57 | 72.77 | 69.08 | 63.88 | 59.98 | 58.47 | 54.57 | 58.47 | 63.67 | 50.68 | 49.38 | 48.08 | 46.78 | 41.71 | 45.48 | 44.18 | 42.88 | 43.01 | 44.18 | 49.38 | 54.57 | 54.57 | 58.6 | 61.2 | 63.8 | 68.87 | 70.17 | 67.57 | 62.37 | 53.28 | 53.41 | 50.68 | 49.38 | 41.88 | 42.88 | 40.28 | 41.58 | 41.88 | 38.98 | 35.08 | 31.19 | 30.48 | 34.38 | 37.98 | 46.78 | 50.68 | 55.87 | 59.77 | 62.97 | 67.57 | 69.17 | 66.27 | 62.37 | 55.87 | 49.38 | 48.08 | 42.88 | 32.36 | 31.06 | 31.06 | 33.65 | 35.08 | 31.06 | 27.16 | 22.09 | 22.09 | 25.99 | 28.46 | 27.29 | 27.29 | 33.78 | 44.05 | 48.08 | 53.15 | 55.87 | 54.57 | 53.15 | 50.55 | 41.58 | 36.38 | 33.65 | 40.45 | 37.68 | 36.38 | 37.68 | 36.38 | 36.38 | 32.65 | 32.49 | 31.19 | 29.89 | 31.35 | 31.19 | 32.49 | 37.68 | 42.88 | 46.95 | 53.28 | 57.51 | 61.41 | 58.64 | 51.98 | 45.48 | 44.18 | 42.88 | 22.74 | 19.49 | 22.09 | 20.79 | 21.44 | 22.09 | 20.79 | 19.49 | 17.54 | 15.59 | 14.29 | 11.69 | 15.59 | 20.79 | 27.94 | 33.78 | 44.18 | 50.68 | 48.73 | 46.78 | 42.88 | 38.98 | 31.19 | 27.29 | 26.64 | 24.69 | 26.64 | 25.99 | 24.69 | 23.39 | 20.79 | 18.84 | 18.19 | 15.59 | 14.94 | 15.59 | 16.24 | 17.54 | 24.04 | 29.89 | 35.08 | 40.28 | 42.23 | 42.23 | 41.58 | 36.38 | 35.08 | 32.49 | 36.38 | 35.08 | 35.08 | 35.08 | 32.49 | 32.49 | 29.89 | 28.59 | 25.61 | 25.61 | 21.71 | 20.79 | 22.09 | 22.09 | 28.59 | 35.08 | 38.98 | 42.88 | 44.18 | 44.18 | 43.8 | 41.58 | 39.9 | 36.38 | 29.89 | 29.24 | 28.59 | 31.19 | 32.49 | 32.49 | 32.49 | 27.94 | 25.99 | 25.34 | 22.74 | 25.99 | 25.99 | 27.94 | 37.03 | 38.98 | 42.88 | 43.53 | 42.23 | 38.98 | 33.78 | 33.78 | 33.13 | 33.78 | 54.57 | 54.57 | 54.57 | 55.87 | 54.26 | 54.26 | 54.57 | 53.28 | 50.68 | 50.36 | 45.17 | 42.57 | 39.97 | 38.98 | 38.67 | 38.98 | 37.68 | 39.97 | 41.27 | 38.98 | 42.88 | 46.78 | 49.38 | 51.66 | 61.07 | 61.79 | 62.37 | 64.97 | 64.97 | 66.27 | 65.68 | 63.67 | 63.67 | 62.37 | 57.17 | 57.89 | 59.77 | 59.77 | 59.77 | 55.42 | 54.57 | 49.38 | 50.81 | 53.99 | 54.57 | 57.89 | 59.77 | 61.07
CLINESCO_3_WBDYN |  | Wind | Wind | PNM |  | NM | 0 | 194.28 | 97.63 | 101.03 | 102.97 | 106.85 | 108.8 | 107.34 | 107.34 | 103.45 | 101.03 | 93.25 | 93.74 | 89.85 | 89.85 | 89.37 | 91.31 | 85.48 | 84.03 | 81.6 | 80.14 | 75.77 | 83.54 | 93.25 | 97.14 | 97.63 | 91.31 | 91.93 | 91.31 | 89.68 | 93.57 | 97.45 | 95.2 | 93.57 | 89.37 | 87.74 | 81.6 | 82.22 | 93.57 | 104.91 | 105.22 | 112.99 | 108.8 | 103.28 | 95.51 | 89.68 | 87.43 | 81.6 | 87.43 | 95.2 | 75.77 | 73.83 | 71.88 | 69.94 | 62.36 | 68 | 66.06 | 64.11 | 64.31 | 66.06 | 73.83 | 81.6 | 81.6 | 87.62 | 91.51 | 95.39 | 102.97 | 104.91 | 101.03 | 93.25 | 79.65 | 79.85 | 75.77 | 73.83 | 62.62 | 64.11 | 60.23 | 62.17 | 62.62 | 58.28 | 52.46 | 46.63 | 45.58 | 51.41 | 56.79 | 69.94 | 75.77 | 83.54 | 89.37 | 94.15 | 101.03 | 103.42 | 99.08 | 93.25 | 83.54 | 73.83 | 71.88 | 64.11 | 48.38 | 46.43 | 46.43 | 50.32 | 52.46 | 46.43 | 40.6 | 33.03 | 33.03 | 38.86 | 42.55 | 40.8 | 40.8 | 50.51 | 65.86 | 71.88 | 79.46 | 83.54 | 81.6 | 79.46 | 75.57 | 62.17 | 54.4 | 50.32 | 60.48 | 56.34 | 54.4 | 56.34 | 54.4 | 54.4 | 48.82 | 48.57 | 46.63 | 44.68 | 46.88 | 46.63 | 48.57 | 56.34 | 64.11 | 70.19 | 79.65 | 85.99 | 91.82 | 87.68 | 77.71 | 68 | 66.06 | 64.11 | 34 | 29.14 | 33.03 | 31.08 | 32.06 | 33.03 | 31.08 | 29.14 | 26.23 | 23.31 | 21.37 | 17.49 | 23.31 | 31.08 | 41.77 | 50.51 | 66.06 | 75.77 | 72.86 | 69.94 | 64.11 | 58.28 | 46.63 | 40.8 | 39.83 | 36.91 | 39.83 | 38.86 | 36.91 | 34.97 | 31.08 | 28.17 | 27.2 | 23.31 | 22.34 | 23.31 | 24.29 | 26.23 | 35.94 | 44.68 | 52.46 | 60.23 | 63.14 | 63.14 | 62.17 | 54.4 | 52.46 | 48.57 | 54.4 | 52.46 | 52.46 | 52.46 | 48.57 | 48.57 | 44.68 | 42.74 | 38.29 | 38.29 | 32.46 | 31.08 | 33.03 | 33.03 | 42.74 | 52.46 | 58.28 | 64.11 | 66.06 | 66.06 | 65.49 | 62.17 | 59.66 | 54.4 | 44.68 | 43.71 | 42.74 | 46.63 | 48.57 | 48.57 | 48.57 | 41.77 | 38.86 | 37.88 | 34 | 38.86 | 38.86 | 41.77 | 55.37 | 58.28 | 64.11 | 65.08 | 63.14 | 58.28 | 50.51 | 50.51 | 49.54 | 50.51 | 81.6 | 81.6 | 81.6 | 83.54 | 81.13 | 81.13 | 81.6 | 79.65 | 75.77 | 75.3 | 67.53 | 63.65 | 59.76 | 58.28 | 57.82 | 58.28 | 56.34 | 59.76 | 61.7 | 58.28 | 64.11 | 69.94 | 73.83 | 77.25 | 91.31 | 92.38 | 93.25 | 97.14 | 97.14 | 99.08 | 98.21 | 95.2 | 95.2 | 93.25 | 85.48 | 86.55 | 89.37 | 89.37 | 89.37 | 82.86 | 81.6 | 73.83 | 75.96 | 80.72 | 81.6 | 86.55 | 89.37 | 91.31
COLGNS_2_CNSSR1 |  | Solar_1Axis | Solar Tracking | IID |  | Socal | 0 | 74.8 | 0 | 0 | 0 | 0 | 0 | 0 | 0.04 | 8.34 | 30.57 | 39.47 | 41.03 | 41.9 | 41.38 | 38.87 | 35.97 | 22.67 | 4.46 | 0 | 0 | 0 | 0 | 0 | 0 | 0 | 0 | 0 | 0 | 0 | 0 | 0 | 0.51 | 19.11 | 46.75 | 49.95 | 49.53 | 47.86 | 46.29 | 45.22 | 44.41 | 39.94 | 17.43 | 0.64 | 0 | 0 | 0 | 0 | 0 | 0 | 0 | 0 | 0 | 0 | 0 | 0 | 5.78 | 34.33 | 47.29 | 49.02 | 48.13 | 46.92 | 46.65 | 42.35 | 38.52 | 34.75 | 24.69 | 3.73 | 0 | 0 | 0 | 0 | 0 | 0 | 0 | 0 | 0 | 0 | 0 | 3.31 | 31.92 | 56.5 | 59.55 | 60.99 | 60.55 | 60.95 | 60.28 | 60.15 | 58.27 | 55.2 | 45.52 | 15.11 | 0.36 | 0 | 0 | 0 | 0 | 0 | 0 | 0 | 0 | 0 | 0.1 | 12.31 | 42.83 | 58.47 | 62.45 | 63.84 | 63.98 | 64.5 | 64.4 | 63.54 | 61.96 | 59.46 | 51.94 | 25.56 | 2.41 | 0 | 0 | 0 | 0 | 0 | 0 | 0 | 0 | 0 | 0.22 | 14.59 | 42.86 | 56.2 | 60.6 | 63.03 | 63.53 | 63.87 | 63.77 | 63.05 | 61.49 | 59.35 | 52.64 | 31.81 | 5.44 | 0 | 0 | 0 | 0 | 0 | 0 | 0 | 0 | 0 | 0.02 | 6.84 | 33.36 | 52.28 | 59.29 | 62.26 | 62.87 | 62.69 | 62.15 | 61.4 | 59.72 | 57.17 | 50.34 | 29.12 | 4.64 | 0 | 0 | 0 | 0 | 0 | 0 | 0 | 0 | 0 | 0 | 2.3 | 24.98 | 46.98 | 55.89 | 59.93 | 61.21 | 61.07 | 59.87 | 58.25 | 55.89 | 51.53 | 40.99 | 15.18 | 0.46 | 0 | 0 | 0 | 0 | 0 | 0 | 0 | 0 | 0 | 0 | 0.51 | 18.47 | 48.26 | 56.2 | 59.11 | 59.59 | 59.57 | 59.25 | 58.55 | 57.7 | 52.1 | 29.14 | 3.5 | 0 | 0 | 0 | 0 | 0 | 0 | 0 | 0 | 0 | 0 | 0 | 0.03 | 10.54 | 41.97 | 53.31 | 54.93 | 54.45 | 54.6 | 54.88 | 55.13 | 53.94 | 42.2 | 11.9 | 0.13 | 0 | 0 | 0 | 0 | 0 | 0 | 0 | 0 | 0 | 0 | 0 | 0 | 1.95 | 24.61 | 45.96 | 49.71 | 48.37 | 47.06 | 47.64 | 47.75 | 45.47 | 26.23 | 2.61 | 0 | 0 | 0 | 0 | 0 | 0 | 0 | 0 | 0 | 0 | 0 | 0 | 0 | 0.09 | 9.13 | 29.01 | 34.89 | 36.75 | 36.03 | 37.2 | 35.17 | 32.1 | 18.24 | 1.57 | 0 | 0 | 0 | 0 | 0 | 0 | 0
DURNMESA_3_WBDYN |  | Wind | Wind | PNM |  | NM | 0 | 105.08 | 52.8 | 54.64 | 55.69 | 57.79 | 58.84 | 58.06 | 58.06 | 55.96 | 54.64 | 50.44 | 50.7 | 48.6 | 48.6 | 48.34 | 49.39 | 46.24 | 45.45 | 44.13 | 43.35 | 40.98 | 45.18 | 50.44 | 52.54 | 52.8 | 49.39 | 49.72 | 49.39 | 48.5 | 50.61 | 52.71 | 51.49 | 50.61 | 48.34 | 47.45 | 44.13 | 44.47 | 50.61 | 56.74 | 56.91 | 61.11 | 58.84 | 55.86 | 51.66 | 48.5 | 47.29 | 44.13 | 47.29 | 51.49 | 40.98 | 39.93 | 38.88 | 37.83 | 33.73 | 36.78 | 35.73 | 34.68 | 34.78 | 35.73 | 39.93 | 44.13 | 44.13 | 47.39 | 49.49 | 51.59 | 55.69 | 56.74 | 54.64 | 50.44 | 43.08 | 43.19 | 40.98 | 39.93 | 33.87 | 34.68 | 32.57 | 33.63 | 33.87 | 31.52 | 28.37 | 25.22 | 24.65 | 27.8 | 30.71 | 37.83 | 40.98 | 45.18 | 48.34 | 50.92 | 54.64 | 55.93 | 53.59 | 50.44 | 45.18 | 39.93 | 38.88 | 34.68 | 26.16 | 25.11 | 25.11 | 27.22 | 28.37 | 25.11 | 21.96 | 17.86 | 17.86 | 21.02 | 23.01 | 22.07 | 22.07 | 27.32 | 35.62 | 38.88 | 42.98 | 45.18 | 44.13 | 42.98 | 40.88 | 33.63 | 29.42 | 27.22 | 32.71 | 30.47 | 29.42 | 30.47 | 29.42 | 29.42 | 26.41 | 26.27 | 25.22 | 24.17 | 25.36 | 25.22 | 26.27 | 30.47 | 34.68 | 37.97 | 43.08 | 46.51 | 49.66 | 47.42 | 42.03 | 36.78 | 35.73 | 34.68 | 18.39 | 15.76 | 17.86 | 16.81 | 17.34 | 17.86 | 16.81 | 15.76 | 14.19 | 12.61 | 11.56 | 9.46 | 12.61 | 16.81 | 22.59 | 27.32 | 35.73 | 40.98 | 39.41 | 37.83 | 34.68 | 31.52 | 25.22 | 22.07 | 21.54 | 19.97 | 21.54 | 21.02 | 19.97 | 18.91 | 16.81 | 15.24 | 14.71 | 12.61 | 12.08 | 12.61 | 13.14 | 14.19 | 19.44 | 24.17 | 28.37 | 32.57 | 34.15 | 34.15 | 33.63 | 29.42 | 28.37 | 26.27 | 29.42 | 28.37 | 28.37 | 28.37 | 26.27 | 26.27 | 24.17 | 23.12 | 20.71 | 20.71 | 17.56 | 16.81 | 17.86 | 17.86 | 23.12 | 28.37 | 31.52 | 34.68 | 35.73 | 35.73 | 35.42 | 33.63 | 32.27 | 29.42 | 24.17 | 23.64 | 23.12 | 25.22 | 26.27 | 26.27 | 26.27 | 22.59 | 21.02 | 20.49 | 18.39 | 21.02 | 21.02 | 22.59 | 29.95 | 31.52 | 34.68 | 35.2 | 34.15 | 31.52 | 27.32 | 27.32 | 26.8 | 27.32 | 44.13 | 44.13 | 44.13 | 45.18 | 43.88 | 43.88 | 44.13 | 43.08 | 40.98 | 40.73 | 36.53 | 34.42 | 32.32 | 31.52 | 31.27 | 31.52 | 30.47 | 32.32 | 33.37 | 31.52 | 34.68 | 37.83 | 39.93 | 41.78 | 49.39 | 49.97 | 50.44 | 52.54 | 52.54 | 53.59 | 53.12 | 51.49 | 51.49 | 50.44 | 46.24 | 46.81 | 48.34 | 48.34 | 48.34 | 44.82 | 44.13 | 39.93 | 41.09 | 43.66 | 44.13 | 46.81 | 48.34 | 49.39
ELCABO_5_ECWSCEDYN |  | Wind | Wind | PNM |  | NM | 0 | 298 | 149.75 | 154.96 | 157.94 | 163.9 | 166.88 | 164.65 | 164.65 | 158.69 | 154.96 | 143.04 | 143.79 | 137.83 | 137.83 | 137.08 | 140.06 | 131.12 | 128.89 | 125.16 | 122.93 | 116.22 | 128.14 | 143.04 | 149 | 149.75 | 140.06 | 141.01 | 140.06 | 137.56 | 143.52 | 149.48 | 146.02 | 143.52 | 137.08 | 134.58 | 125.16 | 126.11 | 143.52 | 160.92 | 161.4 | 173.32 | 166.88 | 158.42 | 146.5 | 137.56 | 134.1 | 125.16 | 134.1 | 146.02 | 116.22 | 113.24 | 110.26 | 107.28 | 95.66 | 104.3 | 101.32 | 98.34 | 98.64 | 101.32 | 113.24 | 125.16 | 125.16 | 134.4 | 140.36 | 146.32 | 157.94 | 160.92 | 154.96 | 143.04 | 122.18 | 122.48 | 116.22 | 113.24 | 96.05 | 98.34 | 92.38 | 95.36 | 96.05 | 89.4 | 80.46 | 71.52 | 69.91 | 78.85 | 87.11 | 107.28 | 116.22 | 128.14 | 137.08 | 144.41 | 154.96 | 158.63 | 151.98 | 143.04 | 128.14 | 113.24 | 110.26 | 98.34 | 74.2 | 71.22 | 71.22 | 77.18 | 80.46 | 71.22 | 62.28 | 50.66 | 50.66 | 59.6 | 65.26 | 62.58 | 62.58 | 77.48 | 101.02 | 110.26 | 121.88 | 128.14 | 125.16 | 121.88 | 115.92 | 95.36 | 83.44 | 77.18 | 92.77 | 86.42 | 83.44 | 86.42 | 83.44 | 83.44 | 74.89 | 74.5 | 71.52 | 68.54 | 71.91 | 71.52 | 74.5 | 86.42 | 98.34 | 107.67 | 122.18 | 131.89 | 140.83 | 134.49 | 119.2 | 104.3 | 101.32 | 98.34 | 52.15 | 44.7 | 50.66 | 47.68 | 49.17 | 50.66 | 47.68 | 44.7 | 40.23 | 35.76 | 32.78 | 26.82 | 35.76 | 47.68 | 64.07 | 77.48 | 101.32 | 116.22 | 111.75 | 107.28 | 98.34 | 89.4 | 71.52 | 62.58 | 61.09 | 56.62 | 61.09 | 59.6 | 56.62 | 53.64 | 47.68 | 43.21 | 41.72 | 35.76 | 34.27 | 35.76 | 37.25 | 40.23 | 55.13 | 68.54 | 80.46 | 92.38 | 96.85 | 96.85 | 95.36 | 83.44 | 80.46 | 74.5 | 83.44 | 80.46 | 80.46 | 80.46 | 74.5 | 74.5 | 68.54 | 65.56 | 58.74 | 58.74 | 49.8 | 47.68 | 50.66 | 50.66 | 65.56 | 80.46 | 89.4 | 98.34 | 101.32 | 101.32 | 100.46 | 95.36 | 91.52 | 83.44 | 68.54 | 67.05 | 65.56 | 71.52 | 74.5 | 74.5 | 74.5 | 64.07 | 59.6 | 58.11 | 52.15 | 59.6 | 59.6 | 64.07 | 84.93 | 89.4 | 98.34 | 99.83 | 96.85 | 89.4 | 77.48 | 77.48 | 75.99 | 77.48 | 125.16 | 125.16 | 125.16 | 128.14 | 124.44 | 124.44 | 125.16 | 122.18 | 116.22 | 115.5 | 103.58 | 97.62 | 91.66 | 89.4 | 88.68 | 89.4 | 86.42 | 91.66 | 94.64 | 89.4 | 98.34 | 107.28 | 113.24 | 118.48 | 140.06 | 141.7 | 143.04 | 149 | 149 | 151.98 | 150.64 | 146.02 | 146.02 | 143.04 | 131.12 | 132.76 | 137.08 | 137.08 | 137.08 | 127.1 | 125.16 | 113.24 | 116.52 | 123.82 | 125.16 | 132.76 | 137.08 | 140.06
GRADYW_5_GDYWD1 |  | Wind | Wind | AZPS |  | NM | 0 | 200 | 100.5 | 104 | 106 | 110 | 112 | 110.5 | 110.5 | 106.5 | 104 | 96 | 96.5 | 92.5 | 92.5 | 92 | 94 | 88 | 86.5 | 84 | 82.5 | 78 | 86 | 96 | 100 | 100.5 | 94 | 94.64 | 94 | 92.32 | 96.32 | 100.32 | 98 | 96.32 | 92 | 90.32 | 84 | 84.64 | 96.32 | 108 | 108.32 | 116.32 | 112 | 106.32 | 98.32 | 92.32 | 90 | 84 | 90 | 98 | 78 | 76 | 74 | 72 | 64.2 | 70 | 68 | 66 | 66.2 | 68 | 76 | 84 | 84 | 90.2 | 94.2 | 98.2 | 106 | 108 | 104 | 96 | 82 | 82.2 | 78 | 76 | 64.46 | 66 | 62 | 64 | 64.46 | 60 | 54 | 48 | 46.92 | 52.92 | 58.46 | 72 | 78 | 86 | 92 | 96.92 | 104 | 106.46 | 102 | 96 | 86 | 76 | 74 | 66 | 49.8 | 47.8 | 47.8 | 51.8 | 54 | 47.8 | 41.8 | 34 | 34 | 40 | 43.8 | 42 | 42 | 52 | 67.8 | 74 | 81.8 | 86 | 84 | 81.8 | 77.8 | 64 | 56 | 51.8 | 62.26 | 58 | 56 | 58 | 56 | 56 | 50.26 | 50 | 48 | 46 | 48.26 | 48 | 50 | 58 | 66 | 72.26 | 82 | 88.52 | 94.52 | 90.26 | 80 | 70 | 68 | 66 | 35 | 30 | 34 | 32 | 33 | 34 | 32 | 30 | 27 | 24 | 22 | 18 | 24 | 32 | 43 | 52 | 68 | 78 | 75 | 72 | 66 | 60 | 48 | 42 | 41 | 38 | 41 | 40 | 38 | 36 | 32 | 29 | 28 | 24 | 23 | 24 | 25 | 27 | 37 | 46 | 54 | 62 | 65 | 65 | 64 | 56 | 54 | 50 | 56 | 54 | 54 | 54 | 50 | 50 | 46 | 44 | 39.42 | 39.42 | 33.42 | 32 | 34 | 34 | 44 | 54 | 60 | 66 | 68 | 68 | 67.42 | 64 | 61.42 | 56 | 46 | 45 | 44 | 48 | 50 | 50 | 50 | 43 | 40 | 39 | 35 | 40 | 40 | 43 | 57 | 60 | 66 | 67 | 65 | 60 | 52 | 52 | 51 | 52 | 84 | 84 | 84 | 86 | 83.52 | 83.52 | 84 | 82 | 78 | 77.52 | 69.52 | 65.52 | 61.52 | 60 | 59.52 | 60 | 58 | 61.52 | 63.52 | 60 | 66 | 72 | 76 | 79.52 | 94 | 95.1 | 96 | 100 | 100 | 102 | 101.1 | 98 | 98 | 96 | 88 | 89.1 | 92 | 92 | 92 | 85.3 | 84 | 76 | 78.2 | 83.1 | 84 | 89.1 | 92 | 94
MALIN_5_IBERDR |  | Wind | Wind | BPAT |  | WA/OR | 0 | 100 | 15 | 16 | 16 | 15.5 | 15 | 15 | 15 | 14 | 13.5 | 14 | 12 | 11.5 | 10.5 | 10 | 9.5 | 10 | 10 | 10 | 10 | 11 | 14 | 15 | 14 | 14 | 26 | 26 | 26.5 | 22 | 19.5 | 19 | 17 | 15 | 15 | 15.5 | 16 | 18 | 23.5 | 27 | 23.5 | 26.5 | 25.5 | 24 | 22.5 | 23 | 25 | 25 | 26 | 27 | 13 | 13.5 | 14 | 13.5 | 14 | 13 | 12 | 13 | 15 | 13 | 13 | 17 | 20 | 26 | 28.5 | 31.5 | 28 | 21.5 | 17 | 14 | 12 | 11 | 12 | 12 | 21 | 20 | 18 | 18 | 17 | 16 | 14.71 | 13.71 | 14 | 14.71 | 16.71 | 21.71 | 27.71 | 30 | 32.71 | 37 | 39.13 | 42.71 | 44.71 | 45 | 37.71 | 33 | 27 | 26 | 29.5 | 25 | 22.5 | 20 | 20 | 20 | 20.5 | 19 | 21 | 21 | 21 | 18 | 16 | 17 | 21 | 22 | 25 | 31 | 35 | 35.5 | 34 | 30.5 | 30.5 | 29.5 | 32 | 30 | 26 | 23 | 21 | 21 | 21 | 22.5 | 21 | 20 | 17.5 | 14.5 | 15.5 | 18 | 20.5 | 24.5 | 30 | 36 | 42 | 46.5 | 48 | 45 | 40 | 35 | 39 | 35 | 32 | 28 | 26 | 24 | 24 | 23 | 20.25 | 16 | 10 | 8 | 7 | 8 | 8 | 9 | 9 | 12 | 28.5 | 43.5 | 49 | 50.25 | 48.5 | 44 | 34 | 29 | 25 | 20 | 20 | 18 | 18 | 18 | 15.8 | 13.8 | 9.8 | 7 | 6 | 6 | 6.8 | 7.8 | 9 | 12 | 16.8 | 23.6 | 26 | 29 | 30 | 34 | 17 | 17 | 17.5 | 18.5 | 19 | 18 | 17 | 17 | 14.5 | 14.5 | 11.5 | 8 | 7.5 | 10 | 11.5 | 12 | 13.5 | 14.5 | 13.5 | 12 | 10.5 | 11 | 12 | 15 | 11 | 12 | 13 | 15 | 15 | 15.5 | 14 | 12 | 10 | 7 | 6 | 5 | 7 | 10 | 12 | 11.5 | 12.5 | 10 | 10 | 8.5 | 8.5 | 8.5 | 9 | 10 | 11 | 11.5 | 12.5 | 12.5 | 11.5 | 11 | 12 | 10.5 | 11 | 10 | 7 | 6 | 6 | 5 | 6 | 7.5 | 8 | 9 | 9.5 | 9.5 | 8.5 | 9 | 10 | 11 | 11 | 12.5 | 13 | 10.5 | 9 | 8 | 8 | 7 | 7 | 8 | 9 | 7 | 7 | 7 | 7 | 7 | 9 | 9 | 7 | 9 | 9 | 9 | 9 | 11
MALIN_5_INHRED |  | Wind | Wind | BPAT |  | WA/OR | 0 | 50 | 7.5 | 8 | 8 | 7.75 | 7.5 | 7.5 | 7.5 | 7 | 6.75 | 7 | 6 | 5.75 | 5.25 | 5 | 4.75 | 5 | 5 | 5 | 5 | 5.5 | 7 | 7.5 | 7 | 7 | 13 | 13 | 13.25 | 11 | 9.75 | 9.5 | 8.5 | 7.5 | 7.5 | 7.75 | 8 | 9 | 11.75 | 13.5 | 11.75 | 13.25 | 12.75 | 12 | 11.25 | 11.5 | 12.5 | 12.5 | 13 | 13.5 | 6.5 | 6.75 | 7 | 6.75 | 7 | 6.5 | 6 | 6.5 | 7.5 | 6.5 | 6.5 | 8.5 | 10 | 13 | 14.25 | 15.75 | 14 | 10.75 | 8.5 | 7 | 6 | 5.5 | 6 | 6 | 10.5 | 10 | 9 | 9 | 8.5 | 8 | 7.36 | 6.86 | 7 | 7.36 | 8.36 | 10.86 | 13.86 | 15 | 16.36 | 18.5 | 19.57 | 21.36 | 22.36 | 22.5 | 18.86 | 16.5 | 13.5 | 13 | 14.75 | 12.5 | 11.25 | 10 | 10 | 10 | 10.25 | 9.5 | 10.5 | 10.5 | 10.5 | 9 | 8 | 8.5 | 10.5 | 11 | 12.5 | 15.5 | 17.5 | 17.75 | 17 | 15.25 | 15.25 | 14.75 | 16 | 15 | 13 | 11.5 | 10.5 | 10.5 | 10.5 | 11.25 | 10.5 | 10 | 8.75 | 7.25 | 7.75 | 9 | 10.25 | 12.25 | 15 | 18 | 21 | 23.25 | 24 | 22.5 | 20 | 17.5 | 19.5 | 17.5 | 16 | 14 | 13 | 12 | 12 | 11.5 | 10.13 | 8 | 5 | 4 | 3.5 | 4 | 4 | 4.5 | 4.5 | 6 | 14.25 | 21.75 | 24.5 | 25.13 | 24.25 | 22 | 17 | 14.5 | 12.5 | 10 | 10 | 9 | 9 | 9 | 7.9 | 6.9 | 4.9 | 3.5 | 3 | 3 | 3.4 | 3.9 | 4.5 | 6 | 8.4 | 11.8 | 13 | 14.5 | 15 | 17 | 8.5 | 8.5 | 8.75 | 9.25 | 9.5 | 9 | 8.5 | 8.5 | 7.25 | 7.25 | 5.75 | 4 | 3.75 | 5 | 5.75 | 6 | 6.75 | 7.25 | 6.75 | 6 | 5.25 | 5.5 | 6 | 7.5 | 5.5 | 6 | 6.5 | 7.5 | 7.5 | 7.75 | 7 | 6 | 5 | 3.5 | 3 | 2.5 | 3.5 | 5 | 6 | 5.75 | 6.25 | 5 | 5 | 4.25 | 4.25 | 4.25 | 4.5 | 5 | 5.5 | 5.75 | 6.25 | 6.25 | 5.75 | 5.5 | 6 | 5.25 | 5.5 | 5 | 3.5 | 3 | 3 | 2.5 | 3 | 3.75 | 4 | 4.5 | 4.75 | 4.75 | 4.25 | 4.5 | 5 | 5.5 | 5.5 | 6.25 | 6.5 | 5.25 | 4.5 | 4 | 4 | 3.5 | 3.5 | 4 | 4.5 | 3.5 | 3.5 | 3.5 | 3.5 | 3.5 | 4.5 | 4.5 | 3.5 | 4.5 | 4.5 | 4.5 | 4.5 | 5.5
MALIN_5_INHRPG |  | Wind | Wind | BPAT |  | WA/OR | 0 | 50 | 7.5 | 8 | 8 | 7.75 | 7.5 | 7.5 | 7.5 | 7 | 6.75 | 7 | 6 | 5.75 | 5.25 | 5 | 4.75 | 5 | 5 | 5 | 5 | 5.5 | 7 | 7.5 | 7 | 7 | 13 | 13 | 13.25 | 11 | 9.75 | 9.5 | 8.5 | 7.5 | 7.5 | 7.75 | 8 | 9 | 11.75 | 13.5 | 11.75 | 13.25 | 12.75 | 12 | 11.25 | 11.5 | 12.5 | 12.5 | 13 | 13.5 | 6.5 | 6.75 | 7 | 6.75 | 7 | 6.5 | 6 | 6.5 | 7.5 | 6.5 | 6.5 | 8.5 | 10 | 13 | 14.25 | 15.75 | 14 | 10.75 | 8.5 | 7 | 6 | 5.5 | 6 | 6 | 10.5 | 10 | 9 | 9 | 8.5 | 8 | 7.36 | 6.86 | 7 | 7.36 | 8.36 | 10.86 | 13.86 | 15 | 16.36 | 18.5 | 19.57 | 21.36 | 22.36 | 22.5 | 18.86 | 16.5 | 13.5 | 13 | 14.75 | 12.5 | 11.25 | 10 | 10 | 10 | 10.25 | 9.5 | 10.5 | 10.5 | 10.5 | 9 | 8 | 8.5 | 10.5 | 11 | 12.5 | 15.5 | 17.5 | 17.75 | 17 | 15.25 | 15.25 | 14.75 | 16 | 15 | 13 | 11.5 | 10.5 | 10.5 | 10.5 | 11.25 | 10.5 | 10 | 8.75 | 7.25 | 7.75 | 9 | 10.25 | 12.25 | 15 | 18 | 21 | 23.25 | 24 | 22.5 | 20 | 17.5 | 19.5 | 17.5 | 16 | 14 | 13 | 12 | 12 | 11.5 | 10.13 | 8 | 5 | 4 | 3.5 | 4 | 4 | 4.5 | 4.5 | 6 | 14.25 | 21.75 | 24.5 | 25.13 | 24.25 | 22 | 17 | 14.5 | 12.5 | 10 | 10 | 9 | 9 | 9 | 7.9 | 6.9 | 4.9 | 3.5 | 3 | 3 | 3.4 | 3.9 | 4.5 | 6 | 8.4 | 11.8 | 13 | 14.5 | 15 | 17 | 8.5 | 8.5 | 8.75 | 9.25 | 9.5 | 9 | 8.5 | 8.5 | 7.25 | 7.25 | 5.75 | 4 | 3.75 | 5 | 5.75 | 6 | 6.75 | 7.25 | 6.75 | 6 | 5.25 | 5.5 | 6 | 7.5 | 5.5 | 6 | 6.5 | 7.5 | 7.5 | 7.75 | 7 | 6 | 5 | 3.5 | 3 | 2.5 | 3.5 | 5 | 6 | 5.75 | 6.25 | 5 | 5 | 4.25 | 4.25 | 4.25 | 4.5 | 5 | 5.5 | 5.75 | 6.25 | 6.25 | 5.75 | 5.5 | 6 | 5.25 | 5.5 | 5 | 3.5 | 3 | 3 | 2.5 | 3 | 3.75 | 4 | 4.5 | 4.75 | 4.75 | 4.25 | 4.5 | 5 | 5.5 | 5.5 | 6.25 | 6.5 | 5.25 | 4.5 | 4 | 4 | 3.5 | 3.5 | 4 | 4.5 | 3.5 | 3.5 | 3.5 | 3.5 | 3.5 | 4.5 | 4.5 | 3.5 | 4.5 | 4.5 | 4.5 | 4.5 | 5.5
MIDWY3_2_MDSSR1 |  | Solar_Fixed | Solar Fixed | IID |  | Socal | 0 | 20 | 0 | 0 | 0 | 0 | 0 | 0 | 0.03 | 2.39 | 8.26 | 11.24 | 12.38 | 12.86 | 12.28 | 11.72 | 9.81 | 5.43 | 0.79 | 0 | 0 | 0 | 0 | 0 | 0 | 0 | 0 | 0 | 0 | 0 | 0 | 0 | 0.19 | 4.35 | 10.49 | 12.84 | 13.65 | 13.81 | 13.26 | 12.6 | 11.38 | 8.93 | 3.25 | 0.08 | 0 | 0 | 0 | 0 | 0 | 0 | 0 | 0 | 0 | 0 | 0 | 0 | 1.44 | 7.61 | 11.79 | 13.44 | 13.74 | 13.93 | 13.35 | 12.62 | 11.38 | 9.26 | 4.99 | 0.66 | 0 | 0 | 0 | 0 | 0 | 0 | 0 | 0 | 0 | 0 | 0 | 0.7 | 5.89 | 11.9 | 14.93 | 16.19 | 16.83 | 16.84 | 16.53 | 16.09 | 14.8 | 12.78 | 8.72 | 2.28 | 0.06 | 0 | 0 | 0 | 0 | 0 | 0 | 0 | 0 | 0 | 0.04 | 2.35 | 8.39 | 12.56 | 15.1 | 16.65 | 17.35 | 17.51 | 17.34 | 16.98 | 15.87 | 13.88 | 10.11 | 3.92 | 0.3 | 0 | 0 | 0 | 0 | 0 | 0 | 0 | 0 | 0 | 0.08 | 2.66 | 8.19 | 12.25 | 15.26 | 16.71 | 17.56 | 17.58 | 17.46 | 16.95 | 15.62 | 13.67 | 10.64 | 5.06 | 0.69 | 0 | 0 | 0 | 0 | 0 | 0 | 0 | 0 | 0 | 0 | 1.41 | 5.91 | 10.7 | 13.6 | 15.35 | 16.4 | 16.79 | 16.62 | 16.08 | 14.83 | 12.98 | 9.93 | 4.57 | 0.54 | 0 | 0 | 0 | 0 | 0 | 0 | 0 | 0 | 0 | 0 | 0.58 | 5.13 | 10.78 | 13.63 | 15.53 | 16.89 | 17.25 | 16.53 | 16.02 | 14.68 | 12.53 | 8.43 | 2.45 | 0.08 | 0 | 0 | 0 | 0 | 0 | 0 | 0 | 0 | 0 | 0 | 0.18 | 4.04 | 10.48 | 13.78 | 15.46 | 16.48 | 16.7 | 16.69 | 15.95 | 14.38 | 11.46 | 5.35 | 0.56 | 0 | 0 | 0 | 0 | 0 | 0 | 0 | 0 | 0 | 0 | 0 | 0.03 | 2.55 | 9.36 | 13.31 | 14.98 | 16.02 | 16.19 | 15.93 | 15.16 | 13.56 | 8.99 | 2.1 | 0.03 | 0 | 0 | 0 | 0 | 0 | 0 | 0 | 0 | 0 | 0 | 0 | 0 | 0.66 | 5.94 | 11.68 | 13.58 | 14.43 | 14.62 | 14.22 | 13.39 | 11.02 | 5.16 | 0.39 | 0 | 0 | 0 | 0 | 0 | 0 | 0 | 0 | 0 | 0 | 0 | 0 | 0 | 0.07 | 2.64 | 7.7 | 10.41 | 11.33 | 11.95 | 11.81 | 10.81 | 8.49 | 3.92 | 0.25 | 0 | 0 | 0 | 0 | 0 | 0 | 0
MIDWYS_2_MIDSL1 |  | Solar_Fixed | Solar Fixed | IID |  | Socal | 0 | 49.9 | 0 | 0 | 0 | 0 | 0 | 0 | 0.08 | 5.97 | 20.61 | 28.06 | 30.88 | 32.1 | 30.63 | 29.25 | 24.46 | 13.55 | 1.98 | 0 | 0 | 0 | 0 | 0 | 0 | 0 | 0 | 0 | 0 | 0 | 0 | 0 | 0.47 | 10.85 | 26.18 | 32.03 | 34.07 | 34.45 | 33.09 | 31.43 | 28.4 | 22.28 | 8.11 | 0.21 | 0 | 0 | 0 | 0 | 0 | 0 | 0 | 0 | 0 | 0 | 0 | 0.01 | 3.6 | 18.98 | 29.42 | 33.53 | 34.28 | 34.75 | 33.3 | 31.5 | 28.4 | 23.11 | 12.46 | 1.65 | 0 | 0 | 0 | 0 | 0 | 0 | 0 | 0 | 0 | 0 | 0 | 1.76 | 14.7 | 29.69 | 37.24 | 40.39 | 41.99 | 42.01 | 41.23 | 40.13 | 36.93 | 31.88 | 21.76 | 5.69 | 0.15 | 0 | 0 | 0 | 0 | 0 | 0 | 0 | 0 | 0 | 0.1 | 5.86 | 20.94 | 31.35 | 37.68 | 41.53 | 43.3 | 43.69 | 43.27 | 42.38 | 39.6 | 34.62 | 25.24 | 9.79 | 0.76 | 0 | 0 | 0 | 0 | 0 | 0 | 0 | 0 | 0 | 0.2 | 6.64 | 20.42 | 30.57 | 38.06 | 41.69 | 43.82 | 43.87 | 43.56 | 42.29 | 38.97 | 34.11 | 26.54 | 12.63 | 1.72 | 0 | 0 | 0 | 0 | 0 | 0 | 0 | 0 | 0 | 0.01 | 3.53 | 14.74 | 26.7 | 33.93 | 38.3 | 40.91 | 41.89 | 41.48 | 40.12 | 37 | 32.39 | 24.78 | 11.4 | 1.36 | 0 | 0 | 0 | 0 | 0 | 0 | 0 | 0 | 0 | 0 | 1.45 | 12.81 | 26.89 | 34 | 38.74 | 42.15 | 43.04 | 41.25 | 39.96 | 36.64 | 31.27 | 21.03 | 6.12 | 0.19 | 0 | 0 | 0 | 0 | 0 | 0 | 0 | 0 | 0 | 0 | 0.45 | 10.08 | 26.15 | 34.37 | 38.58 | 41.11 | 41.66 | 41.65 | 39.81 | 35.87 | 28.59 | 13.35 | 1.41 | 0.01 | 0 | 0 | 0 | 0 | 0 | 0 | 0 | 0 | 0 | 0 | 0.08 | 6.35 | 23.35 | 33.2 | 37.39 | 39.98 | 40.38 | 39.75 | 37.81 | 33.84 | 22.44 | 5.25 | 0.08 | 0 | 0 | 0 | 0 | 0 | 0 | 0 | 0 | 0 | 0 | 0 | 0.01 | 1.65 | 14.82 | 29.14 | 33.88 | 35.99 | 36.47 | 35.48 | 33.41 | 27.51 | 12.86 | 0.96 | 0 | 0 | 0 | 0 | 0 | 0 | 0 | 0 | 0 | 0 | 0 | 0 | 0 | 0.18 | 6.6 | 19.21 | 25.97 | 28.27 | 29.81 | 29.48 | 26.98 | 21.18 | 9.77 | 0.62 | 0 | 0 | 0 | 0 | 0 | 0 | 0
MILFRD_7_PASADENA |  | Wind | Wind | LADWP |  | Socal | 0 | 5 | 0.46 | 0.48 | 0.55 | 0.52 | 0.51 | 0.48 | 0.39 | 0.34 | 0.36 | 0.36 | 0.35 | 0.37 | 0.41 | 0.47 | 0.47 | 0.51 | 0.45 | 0.45 | 0.42 | 0.43 | 0.41 | 0.4 | 0.42 | 0.4 | 0.62 | 0.68 | 0.71 | 0.67 | 0.59 | 0.56 | 0.58 | 0.59 | 0.57 | 0.64 | 0.66 | 0.67 | 0.78 | 0.73 | 0.84 | 0.74 | 0.89 | 0.88 | 1.01 | 0.97 | 0.99 | 0.89 | 0.8 | 0.68 | 1.01 | 1.05 | 0.98 | 0.92 | 0.85 | 0.73 | 0.7 | 0.67 | 0.73 | 0.64 | 0.65 | 0.73 | 0.82 | 0.95 | 1 | 1.12 | 1.15 | 1.17 | 1.14 | 1.12 | 1.1 | 1.11 | 1.18 | 1.07 | 1.81 | 1.62 | 1.41 | 1.2 | 1.03 | 0.89 | 0.62 | 0.47 | 0.44 | 0.41 | 0.38 | 0.41 | 0.45 | 0.68 | 1.02 | 1.35 | 1.63 | 1.78 | 1.83 | 1.88 | 1.99 | 1.88 | 1.81 | 1.83 | 2.02 | 1.9 | 1.86 | 1.68 | 1.38 | 1.14 | 0.85 | 0.66 | 0.46 | 0.37 | 0.32 | 0.31 | 0.42 | 0.7 | 1.14 | 1.65 | 1.92 | 2.11 | 2.06 | 2.06 | 2.1 | 2.14 | 2.19 | 2.06 | 2.02 | 1.89 | 1.74 | 1.47 | 1.28 | 1.01 | 0.71 | 0.48 | 0.37 | 0.25 | 0.3 | 0.31 | 0.38 | 0.59 | 0.96 | 1.32 | 1.61 | 1.88 | 2.09 | 2.29 | 2.24 | 2.23 | 2.21 | 2.12 | 2.26 | 2.09 | 1.84 | 1.66 | 1.46 | 1.13 | 0.83 | 0.51 | 0.32 | 0.23 | 0.28 | 0.39 | 0.56 | 0.83 | 1.13 | 1.54 | 1.87 | 2.13 | 2.31 | 2.36 | 2.46 | 2.45 | 2.4 | 2.32 | 1.86 | 1.67 | 1.44 | 1.17 | 1.03 | 0.83 | 0.57 | 0.36 | 0.26 | 0.21 | 0.24 | 0.31 | 0.45 | 0.63 | 0.89 | 1.18 | 1.5 | 1.73 | 1.96 | 2.09 | 2.1 | 2.04 | 1.99 | 1.91 | 1.26 | 1.22 | 1.13 | 0.87 | 0.75 | 0.64 | 0.48 | 0.34 | 0.26 | 0.29 | 0.35 | 0.41 | 0.5 | 0.62 | 0.82 | 0.95 | 1.06 | 1.25 | 1.45 | 1.53 | 1.51 | 1.42 | 1.32 | 1.25 | 0.56 | 0.55 | 0.52 | 0.46 | 0.43 | 0.41 | 0.29 | 0.21 | 0.18 | 0.2 | 0.25 | 0.27 | 0.25 | 0.28 | 0.3 | 0.37 | 0.5 | 0.57 | 0.65 | 0.74 | 0.67 | 0.61 | 0.56 | 0.55 | 0.29 | 0.32 | 0.31 | 0.32 | 0.3 | 0.29 | 0.28 | 0.24 | 0.25 | 0.29 | 0.31 | 0.36 | 0.35 | 0.35 | 0.38 | 0.38 | 0.34 | 0.33 | 0.4 | 0.41 | 0.41 | 0.36 | 0.33 | 0.31 | 0.33 | 0.34 | 0.36 | 0.34 | 0.35 | 0.34 | 0.3 | 0.36 | 0.33 | 0.3 | 0.3 | 0.31 | 0.36 | 0.4 | 0.37 | 0.31 | 0.32 | 0.32 | 0.34 | 0.33 | 0.35 | 0.38 | 0.39 | 0.36
SLATE_2_SLASR3 | SLATE_2_SLASR3_SUN | Hybrid_SolarFixed | Solar Fixed | CISO | North | Norcal | ID | 67.5 | 0 | 0 | 0 | 0 | 0 | 0 | 0 | 1.57 | 11.82 | 24.5 | 30.49 | 32.76 | 32.32 | 29.83 | 25.71 | 17.47 | 4.05 | 0 | 0 | 0 | 0 | 0 | 0 | 0 | 0 | 0 | 0 | 0 | 0 | 0 | 0 | 6.81 | 28.4 | 39.48 | 43.51 | 43.91 | 44.23 | 43.07 | 40.42 | 31.84 | 15.02 | 1.12 | 0 | 0 | 0 | 0 | 0 | 0 | 0 | 0 | 0 | 0 | 0 | 0 | 1.61 | 17.56 | 33.54 | 39.24 | 40.33 | 39.48 | 40.56 | 39.47 | 35.8 | 29.62 | 20.28 | 4.98 | 0.01 | 0 | 0 | 0 | 0 | 0 | 0 | 0 | 0 | 0 | 0 | 0.69 | 13.59 | 35.22 | 45.59 | 50.65 | 52.48 | 54.69 | 53.67 | 53.07 | 51.43 | 45.55 | 35 | 14.44 | 0.91 | 0 | 0 | 0 | 0 | 0 | 0 | 0 | 0 | 0 | 0 | 4.31 | 23.76 | 40.15 | 48.6 | 53.51 | 54.89 | 55.35 | 55.58 | 55.46 | 53.44 | 47.92 | 39.52 | 21.34 | 3.54 | 0.01 | 0 | 0 | 0 | 0 | 0 | 0 | 0 | 0 | 0.02 | 6.02 | 24.93 | 40.79 | 49.29 | 53.4 | 56.11 | 56.89 | 57.81 | 56.89 | 54.32 | 49.58 | 41.1 | 25.86 | 7.01 | 0.09 | 0 | 0 | 0 | 0 | 0 | 0 | 0 | 0 | 0 | 2.88 | 20.75 | 38.82 | 48.91 | 53.91 | 57.28 | 58.02 | 57.66 | 56.74 | 54.1 | 49.43 | 40.44 | 24.99 | 5.53 | 0.04 | 0 | 0 | 0 | 0 | 0 | 0 | 0 | 0 | 0 | 0.45 | 12.53 | 33.04 | 44.45 | 49.84 | 53.52 | 55.21 | 54.97 | 54.67 | 51.85 | 45.44 | 33.83 | 13.56 | 0.82 | 0 | 0 | 0 | 0 | 0 | 0 | 0 | 0 | 0 | 0 | 0.05 | 8.4 | 32.11 | 46.17 | 51.73 | 54.62 | 55.44 | 55.05 | 54.15 | 51.4 | 44.36 | 27.05 | 5.84 | 0.02 | 0 | 0 | 0 | 0 | 0 | 0 | 0 | 0 | 0 | 0 | 0 | 3.01 | 22.75 | 40.23 | 46.67 | 47.9 | 48.26 | 48.01 | 47.54 | 43.77 | 33.02 | 11.72 | 0.44 | 0 | 0 | 0 | 0 | 0 | 0 | 0 | 0 | 0 | 0 | 0 | 0 | 0.14 | 9.64 | 30.95 | 40.01 | 42.47 | 42.1 | 41.95 | 40.58 | 35.61 | 20.48 | 2.79 | 0 | 0 | 0 | 0 | 0 | 0 | 0 | 0 | 0 | 0 | 0 | 0 | 0 | 0 | 2.29 | 11.89 | 23.08 | 29.24 | 32.02 | 31.22 | 28.83 | 24.88 | 14.04 | 1.79 | 0 | 0 | 0 | 0 | 0 | 0 | 0
SNORA_2_SNRSLR |  | Solar_1Axis | Solar Tracking | IID |  | Socal | 0 | 50 | 0 | 0 | 0 | 0 | 0 | 0 | 0.02 | 5.58 | 20.43 | 26.39 | 27.42 | 28.01 | 27.66 | 25.98 | 24.04 | 15.15 | 2.98 | 0 | 0 | 0 | 0 | 0 | 0 | 0 | 0 | 0 | 0 | 0 | 0 | 0 | 0.34 | 12.77 | 31.25 | 33.39 | 33.11 | 31.99 | 30.94 | 30.22 | 29.69 | 26.7 | 11.65 | 0.43 | 0 | 0 | 0 | 0 | 0 | 0 | 0 | 0 | 0 | 0 | 0 | 0 | 3.86 | 22.95 | 31.61 | 32.77 | 32.18 | 31.37 | 31.18 | 28.31 | 25.75 | 23.23 | 16.5 | 2.49 | 0 | 0 | 0 | 0 | 0 | 0 | 0 | 0 | 0 | 0 | 0 | 2.21 | 21.34 | 37.77 | 39.8 | 40.77 | 40.47 | 40.74 | 40.3 | 40.21 | 38.95 | 36.9 | 30.43 | 10.1 | 0.24 | 0 | 0 | 0 | 0 | 0 | 0 | 0 | 0 | 0 | 0.07 | 8.23 | 28.63 | 39.09 | 41.75 | 42.68 | 42.77 | 43.12 | 43.05 | 42.47 | 41.41 | 39.75 | 34.72 | 17.08 | 1.61 | 0 | 0 | 0 | 0 | 0 | 0 | 0 | 0 | 0 | 0.15 | 9.76 | 28.65 | 37.57 | 40.51 | 42.13 | 42.46 | 42.69 | 42.63 | 42.14 | 41.11 | 39.67 | 35.19 | 21.26 | 3.64 | 0 | 0 | 0 | 0 | 0 | 0 | 0 | 0 | 0 | 0.01 | 4.57 | 22.3 | 34.94 | 39.63 | 41.62 | 42.03 | 41.9 | 41.54 | 41.04 | 39.92 | 38.22 | 33.65 | 19.46 | 3.1 | 0 | 0 | 0 | 0 | 0 | 0 | 0 | 0 | 0 | 0 | 1.54 | 16.7 | 31.4 | 37.36 | 40.06 | 40.92 | 40.82 | 40.02 | 38.94 | 37.36 | 34.45 | 27.4 | 10.15 | 0.31 | 0 | 0 | 0 | 0 | 0 | 0 | 0 | 0 | 0 | 0 | 0.34 | 12.34 | 32.26 | 37.56 | 39.52 | 39.83 | 39.82 | 39.6 | 39.14 | 38.57 | 34.83 | 19.48 | 2.34 | 0 | 0 | 0 | 0 | 0 | 0 | 0 | 0 | 0 | 0 | 0 | 0.02 | 7.05 | 28.05 | 35.63 | 36.72 | 36.4 | 36.5 | 36.69 | 36.85 | 36.05 | 28.21 | 7.96 | 0.09 | 0 | 0 | 0 | 0 | 0 | 0 | 0 | 0 | 0 | 0 | 0 | 0 | 1.3 | 16.45 | 30.72 | 33.23 | 32.33 | 31.46 | 31.84 | 31.92 | 30.39 | 17.53 | 1.74 | 0 | 0 | 0 | 0 | 0 | 0 | 0 | 0 | 0 | 0 | 0 | 0 | 0 | 0.06 | 6.1 | 19.39 | 23.32 | 24.57 | 24.09 | 24.87 | 23.51 | 21.46 | 12.19 | 1.05 | 0 | 0 | 0 | 0 | 0 | 0 | 0
SUNSTR_5_SS1SCEDYN |  | Solar_1Axis | Solar Tracking | AZPS |  | AZ | 0 | 150 | 0 | 0 | 0 | 0 | 0 | 0 | 0.07 | 16.73 | 61.29 | 79.16 | 82.27 | 84.03 | 82.99 | 77.94 | 72.13 | 45.46 | 8.95 | 0 | 0 | 0 | 0 | 0 | 0 | 0 | 0 | 0 | 0 | 0 | 0 | 0 | 1.03 | 38.32 | 93.75 | 100.17 | 99.33 | 95.97 | 92.82 | 90.67 | 89.06 | 80.09 | 34.94 | 1.29 | 0 | 0 | 0 | 0 | 0 | 0 | 0 | 0 | 0 | 0 | 0 | 0 | 11.59 | 68.85 | 94.84 | 98.31 | 96.53 | 94.1 | 93.54 | 84.92 | 77.24 | 69.69 | 49.51 | 7.47 | 0 | 0 | 0 | 0 | 0 | 0 | 0 | 0 | 0 | 0 | 0 | 6.63 | 64.01 | 113.3 | 119.41 | 122.31 | 121.41 | 122.22 | 120.89 | 120.63 | 116.85 | 110.69 | 91.29 | 30.31 | 0.71 | 0 | 0 | 0 | 0 | 0 | 0 | 0 | 0 | 0 | 0.2 | 24.69 | 85.88 | 117.26 | 125.24 | 128.03 | 128.31 | 129.35 | 129.15 | 127.42 | 124.24 | 119.24 | 104.16 | 51.25 | 4.83 | 0 | 0 | 0 | 0 | 0 | 0 | 0 | 0 | 0 | 0.45 | 29.27 | 85.95 | 112.7 | 121.53 | 126.39 | 127.39 | 128.08 | 127.88 | 126.43 | 123.32 | 119.02 | 105.56 | 63.79 | 10.92 | 0.01 | 0 | 0 | 0 | 0 | 0 | 0 | 0 | 0 | 0.04 | 13.72 | 66.9 | 104.83 | 118.89 | 124.86 | 126.08 | 125.71 | 124.63 | 123.13 | 119.75 | 114.65 | 100.94 | 58.39 | 9.3 | 0 | 0 | 0 | 0 | 0 | 0 | 0 | 0 | 0 | 0 | 4.62 | 50.1 | 94.21 | 112.08 | 120.17 | 122.75 | 122.46 | 120.05 | 116.81 | 112.09 | 103.34 | 82.19 | 30.45 | 0.93 | 0 | 0 | 0 | 0 | 0 | 0 | 0 | 0 | 0 | 0 | 1.03 | 37.03 | 96.77 | 112.69 | 118.55 | 119.5 | 119.46 | 118.81 | 117.41 | 115.7 | 104.48 | 58.43 | 7.01 | 0 | 0 | 0 | 0 | 0 | 0 | 0 | 0 | 0 | 0 | 0 | 0.07 | 21.14 | 84.16 | 106.9 | 110.15 | 109.19 | 109.49 | 110.06 | 110.56 | 108.16 | 84.63 | 23.87 | 0.26 | 0 | 0 | 0 | 0 | 0 | 0 | 0 | 0 | 0 | 0 | 0 | 0 | 3.91 | 49.35 | 92.16 | 99.68 | 97 | 94.37 | 95.53 | 95.76 | 91.18 | 52.6 | 5.23 | 0 | 0 | 0 | 0 | 0 | 0 | 0 | 0 | 0 | 0 | 0 | 0 | 0 | 0.18 | 18.3 | 58.18 | 69.96 | 73.71 | 72.26 | 74.61 | 70.52 | 64.38 | 36.58 | 3.14 | 0 | 0 | 0 | 0 | 0 | 0 | 0
TECOLOTE_3_WBDYN |  | Wind | Wind | PNM |  | NM | 0 | 271.68 | 136.52 | 141.27 | 143.99 | 149.42 | 152.14 | 150.1 | 150.1 | 144.67 | 141.27 | 130.41 | 131.09 | 125.65 | 125.65 | 124.97 | 127.69 | 119.54 | 117.5 | 114.11 | 112.07 | 105.96 | 116.82 | 130.41 | 135.84 | 136.52 | 127.69 | 128.56 | 127.69 | 125.41 | 130.84 | 136.27 | 133.12 | 130.84 | 124.97 | 122.69 | 114.11 | 114.97 | 130.84 | 146.71 | 147.14 | 158.01 | 152.14 | 144.43 | 133.56 | 125.41 | 122.26 | 114.11 | 122.26 | 133.12 | 105.96 | 103.24 | 100.52 | 97.8 | 87.21 | 95.09 | 92.37 | 89.65 | 89.93 | 92.37 | 103.24 | 114.11 | 114.11 | 122.53 | 127.96 | 133.39 | 143.99 | 146.71 | 141.27 | 130.41 | 111.39 | 111.66 | 105.96 | 103.24 | 87.56 | 89.65 | 84.22 | 86.94 | 87.56 | 81.5 | 73.35 | 65.2 | 63.74 | 71.89 | 79.41 | 97.8 | 105.96 | 116.82 | 124.97 | 131.66 | 141.27 | 144.62 | 138.56 | 130.41 | 116.82 | 103.24 | 100.52 | 89.65 | 67.65 | 64.93 | 64.93 | 70.37 | 73.35 | 64.93 | 56.78 | 46.19 | 46.19 | 54.34 | 59.5 | 57.05 | 57.05 | 70.64 | 92.1 | 100.52 | 111.12 | 116.82 | 114.11 | 111.12 | 105.68 | 86.94 | 76.07 | 70.37 | 84.57 | 78.79 | 76.07 | 78.79 | 76.07 | 76.07 | 68.27 | 67.92 | 65.2 | 62.49 | 65.56 | 65.2 | 67.92 | 78.79 | 89.65 | 98.16 | 111.39 | 120.25 | 128.4 | 122.61 | 108.67 | 95.09 | 92.37 | 89.65 | 47.54 | 40.75 | 46.19 | 43.47 | 44.83 | 46.19 | 43.47 | 40.75 | 36.68 | 32.6 | 29.88 | 24.45 | 32.6 | 43.47 | 58.41 | 70.64 | 92.37 | 105.96 | 101.88 | 97.8 | 89.65 | 81.5 | 65.2 | 57.05 | 55.69 | 51.62 | 55.69 | 54.34 | 51.62 | 48.9 | 43.47 | 39.39 | 38.04 | 32.6 | 31.24 | 32.6 | 33.96 | 36.68 | 50.26 | 62.49 | 73.35 | 84.22 | 88.3 | 88.3 | 86.94 | 76.07 | 73.35 | 67.92 | 76.07 | 73.35 | 73.35 | 73.35 | 67.92 | 67.92 | 62.49 | 59.77 | 53.55 | 53.55 | 45.4 | 43.47 | 46.19 | 46.19 | 59.77 | 73.35 | 81.5 | 89.65 | 92.37 | 92.37 | 91.58 | 86.94 | 83.43 | 76.07 | 62.49 | 61.13 | 59.77 | 65.2 | 67.92 | 67.92 | 67.92 | 58.41 | 54.34 | 52.98 | 47.54 | 54.34 | 54.34 | 58.41 | 77.43 | 81.5 | 89.65 | 91.01 | 88.3 | 81.5 | 70.64 | 70.64 | 69.28 | 70.64 | 114.11 | 114.11 | 114.11 | 116.82 | 113.45 | 113.45 | 114.11 | 111.39 | 105.96 | 105.3 | 94.44 | 89 | 83.57 | 81.5 | 80.85 | 81.5 | 78.79 | 83.57 | 86.29 | 81.5 | 89.65 | 97.8 | 103.24 | 108.02 | 127.69 | 129.18 | 130.41 | 135.84 | 135.84 | 138.56 | 137.33 | 133.12 | 133.12 | 130.41 | 119.54 | 121.03 | 124.97 | 124.97 | 124.97 | 115.87 | 114.11 | 103.24 | 106.23 | 112.88 | 114.11 | 121.03 | 124.97 | 127.69
TITANS_2_TTSSR1 |  | Solar_1Axis | Solar Tracking | IID |  | Socal | 0 | 70 | 0 | 0 | 0 | 0 | 0 | 0 | 0.03 | 7.81 | 28.6 | 36.94 | 38.39 | 39.21 | 38.73 | 36.37 | 33.66 | 21.22 | 4.18 | 0 | 0 | 0 | 0 | 0 | 0 | 0 | 0 | 0 | 0 | 0 | 0 | 0 | 0.48 | 17.88 | 43.75 | 46.75 | 46.36 | 44.79 | 43.32 | 42.31 | 41.56 | 37.37 | 16.31 | 0.6 | 0 | 0 | 0 | 0 | 0 | 0 | 0 | 0 | 0 | 0 | 0 | 0 | 5.41 | 32.13 | 44.26 | 45.88 | 45.05 | 43.91 | 43.65 | 39.63 | 36.05 | 32.52 | 23.11 | 3.49 | 0 | 0 | 0 | 0 | 0 | 0 | 0 | 0 | 0 | 0 | 0 | 3.1 | 29.87 | 52.87 | 55.73 | 57.08 | 56.66 | 57.04 | 56.42 | 56.29 | 54.53 | 51.65 | 42.6 | 14.14 | 0.33 | 0 | 0 | 0 | 0 | 0 | 0 | 0 | 0 | 0 | 0.09 | 11.52 | 40.08 | 54.72 | 58.44 | 59.75 | 59.88 | 60.36 | 60.27 | 59.46 | 57.98 | 55.64 | 48.61 | 23.92 | 2.25 | 0 | 0 | 0 | 0 | 0 | 0 | 0 | 0 | 0 | 0.21 | 13.66 | 40.11 | 52.59 | 56.71 | 58.98 | 59.45 | 59.77 | 59.68 | 59 | 57.55 | 55.54 | 49.26 | 29.77 | 5.1 | 0 | 0 | 0 | 0 | 0 | 0 | 0 | 0 | 0 | 0.02 | 6.4 | 31.22 | 48.92 | 55.48 | 58.27 | 58.84 | 58.67 | 58.16 | 57.46 | 55.88 | 53.5 | 47.11 | 27.25 | 4.34 | 0 | 0 | 0 | 0 | 0 | 0 | 0 | 0 | 0 | 0 | 2.16 | 23.38 | 43.97 | 52.31 | 56.08 | 57.28 | 57.15 | 56.03 | 54.51 | 52.31 | 48.22 | 38.36 | 14.21 | 0.44 | 0 | 0 | 0 | 0 | 0 | 0 | 0 | 0 | 0 | 0 | 0.48 | 17.28 | 45.16 | 52.59 | 55.32 | 55.76 | 55.75 | 55.44 | 54.79 | 53.99 | 48.76 | 27.27 | 3.27 | 0 | 0 | 0 | 0 | 0 | 0 | 0 | 0 | 0 | 0 | 0 | 0.03 | 9.86 | 39.27 | 49.89 | 51.4 | 50.95 | 51.1 | 51.36 | 51.59 | 50.48 | 39.49 | 11.14 | 0.12 | 0 | 0 | 0 | 0 | 0 | 0 | 0 | 0 | 0 | 0 | 0 | 0 | 1.82 | 23.03 | 43.01 | 46.52 | 45.27 | 44.04 | 44.58 | 44.69 | 42.55 | 24.55 | 2.44 | 0 | 0 | 0 | 0 | 0 | 0 | 0 | 0 | 0 | 0 | 0 | 0 | 0 | 0.08 | 8.54 | 27.15 | 32.65 | 34.4 | 33.72 | 34.82 | 32.91 | 30.04 | 17.07 | 1.47 | 0 | 0 | 0 | 0 | 0 | 0 | 0
SLATE_2_SLASR4 | SLATE_2_SLASR4_SUN | Hybrid_SolarFixed | Solar Fixed | CISO | North | Norcal | ID | 63 | 0 | 0 | 0 | 0 | 0 | 0 | 0 | 1.47 | 11.03 | 22.86 | 28.46 | 30.57 | 30.16 | 27.84 | 23.99 | 16.3 | 3.78 | 0 | 0 | 0 | 0 | 0 | 0 | 0 | 0 | 0 | 0 | 0 | 0 | 0 | 0 | 6.35 | 26.5 | 36.85 | 40.61 | 40.98 | 41.28 | 40.2 | 37.73 | 29.72 | 14.01 | 1.05 | 0 | 0 | 0 | 0 | 0 | 0 | 0 | 0 | 0 | 0 | 0 | 0 | 1.51 | 16.39 | 31.31 | 36.63 | 37.64 | 36.85 | 37.85 | 36.84 | 33.41 | 27.65 | 18.93 | 4.64 | 0.01 | 0 | 0 | 0 | 0 | 0 | 0 | 0 | 0 | 0 | 0 | 0.64 | 12.68 | 32.87 | 42.55 | 47.28 | 48.98 | 51.04 | 50.09 | 49.53 | 48 | 42.52 | 32.67 | 13.48 | 0.84 | 0 | 0 | 0 | 0 | 0 | 0 | 0 | 0 | 0 | 0 | 4.02 | 22.18 | 37.47 | 45.36 | 49.94 | 51.23 | 51.66 | 51.88 | 51.76 | 49.88 | 44.72 | 36.88 | 19.92 | 3.3 | 0.01 | 0 | 0 | 0 | 0 | 0 | 0 | 0 | 0 | 0.02 | 5.62 | 23.27 | 38.07 | 46.01 | 49.84 | 52.37 | 53.1 | 53.96 | 53.09 | 50.7 | 46.28 | 38.36 | 24.14 | 6.54 | 0.08 | 0 | 0 | 0 | 0 | 0 | 0 | 0 | 0 | 0 | 2.69 | 19.37 | 36.23 | 45.65 | 50.32 | 53.47 | 54.16 | 53.81 | 52.95 | 50.5 | 46.13 | 37.75 | 23.33 | 5.16 | 0.03 | 0 | 0 | 0 | 0 | 0 | 0 | 0 | 0 | 0 | 0.42 | 11.7 | 30.84 | 41.49 | 46.52 | 49.95 | 51.53 | 51.3 | 51.02 | 48.39 | 42.41 | 31.57 | 12.66 | 0.76 | 0 | 0 | 0 | 0 | 0 | 0 | 0 | 0 | 0 | 0 | 0.04 | 7.84 | 29.97 | 43.09 | 48.28 | 50.97 | 51.74 | 51.38 | 50.54 | 47.97 | 41.41 | 25.25 | 5.45 | 0.01 | 0 | 0 | 0 | 0 | 0 | 0 | 0 | 0 | 0 | 0 | 0 | 2.81 | 21.23 | 37.54 | 43.56 | 44.71 | 45.05 | 44.81 | 44.37 | 40.85 | 30.82 | 10.94 | 0.41 | 0 | 0 | 0 | 0 | 0 | 0 | 0 | 0 | 0 | 0 | 0 | 0 | 0.13 | 9 | 28.89 | 37.34 | 39.64 | 39.29 | 39.16 | 37.88 | 33.24 | 19.12 | 2.61 | 0 | 0 | 0 | 0 | 0 | 0 | 0 | 0 | 0 | 0 | 0 | 0 | 0 | 0 | 2.14 | 11.1 | 21.54 | 27.29 | 29.89 | 29.14 | 26.91 | 23.22 | 13.11 | 1.67 | 0 | 0 | 0 | 0 | 0 | 0 | 0
WHITEH_2_MEADDYN1 |  | Wind | Wind | WALC |  | AZ | 0 | 50 | 15 | 15 | 15.25 | 15.5 | 16.25 | 16.5 | 16.5 | 15.5 | 15 | 14.5 | 14 | 14 | 13.25 | 13.5 | 14 | 14 | 12.75 | 11 | 11.5 | 11 | 12 | 13 | 14 | 14.25 | 15.5 | 15.5 | 15.5 | 15 | 15.5 | 16 | 16 | 15.5 | 15 | 14.5 | 13.25 | 14.75 | 15.5 | 18 | 18.25 | 20.25 | 19.25 | 17.75 | 16 | 15 | 14.5 | 13.5 | 15 | 15.75 | 16.5 | 15.5 | 15.75 | 15 | 14.5 | 14.75 | 14.5 | 14 | 14.5 | 15 | 16.5 | 17.5 | 18 | 19.5 | 21.75 | 22 | 24.5 | 25 | 23.5 | 20.5 | 18.25 | 18 | 16.5 | 16.25 | 14.09 | 13.59 | 14 | 13.09 | 13 | 12.5 | 11.5 | 10.5 | 11.09 | 12 | 14.5 | 16 | 17.09 | 19.5 | 20.5 | 22.09 | 23 | 23.5 | 22 | 20.5 | 18.5 | 16 | 15 | 14.59 | 11.8 | 12 | 12 | 12.3 | 12.5 | 11.8 | 10.5 | 9.5 | 9.5 | 10.3 | 10.5 | 11 | 11.3 | 12.5 | 15.8 | 18 | 19.3 | 19.6 | 20 | 18.5 | 18 | 15.3 | 14 | 12.3 | 14.5 | 13.07 | 12.57 | 13 | 13 | 12.57 | 11.07 | 11.5 | 10.5 | 10.57 | 11.07 | 10.57 | 11.5 | 13.07 | 14.5 | 16.07 | 18.07 | 19.5 | 20.5 | 19.5 | 17.57 | 15.57 | 15 | 14.5 | 9.5 | 9 | 9.75 | 9.5 | 9.5 | 9.75 | 9 | 8.5 | 7.5 | 6.75 | 6.5 | 5.75 | 7.5 | 9.25 | 12 | 14 | 17 | 19.5 | 19 | 18.5 | 17 | 16 | 12.5 | 11.5 | 8.5 | 7.5 | 8.5 | 8 | 7.5 | 7.5 | 6.5 | 6 | 5.25 | 5 | 4.5 | 4.5 | 5 | 5.5 | 7.25 | 9.5 | 10.75 | 12 | 13 | 13 | 12.75 | 11.25 | 10.5 | 10 | 11.5 | 11 | 11 | 10.75 | 10 | 10 | 9.5 | 8.5 | 8 | 8 | 6.75 | 6.75 | 7.25 | 7 | 9 | 11 | 12.5 | 13.5 | 14.25 | 14.25 | 14 | 13.5 | 12.5 | 12 | 8.75 | 8.5 | 9 | 9 | 9.5 | 9.5 | 9 | 8.5 | 7.5 | 8 | 7.25 | 8 | 8 | 8.25 | 10.5 | 11.5 | 12 | 11.5 | 11.25 | 10.5 | 9.25 | 9.5 | 9.5 | 10.25 | 14.25 | 14 | 14 | 14.5 | 13.5 | 14 | 14.5 | 14 | 13 | 12.5 | 11.5 | 11.5 | 11 | 10.5 | 10.75 | 10.75 | 10 | 10 | 10 | 11 | 10.75 | 12 | 13.5 | 13.75 | 13 | 14 | 13.75 | 13.5 | 14 | 14.5 | 14.5 | 14.5 | 14 | 13 | 13 | 13 | 13.75 | 13 | 13 | 12.5 | 11.5 | 10.5 | 10.25 | 11.5 | 11 | 12 | 13 | 13.5
WHITEH_2_MEADDYN2 |  | Wind | Wind | WALC |  | AZ | 0 | 300 | 90 | 90 | 91.5 | 93 | 97.5 | 99 | 99 | 93 | 90 | 87 | 84 | 84 | 79.5 | 81 | 84 | 84 | 76.5 | 66 | 69 | 66 | 72 | 78 | 84 | 85.5 | 93 | 93 | 93 | 90 | 93 | 96 | 96 | 93 | 90 | 87 | 79.5 | 88.5 | 93 | 108 | 109.5 | 121.5 | 115.5 | 106.5 | 96 | 90 | 87 | 81 | 90 | 94.5 | 99 | 93 | 94.5 | 90 | 87 | 88.5 | 87 | 84 | 87 | 90 | 99 | 105 | 108 | 117 | 130.5 | 132 | 147 | 150 | 141 | 123 | 109.5 | 108 | 99 | 97.5 | 84.54 | 81.54 | 84 | 78.54 | 78 | 75 | 69 | 63 | 66.54 | 72 | 87 | 96 | 102.54 | 117 | 123 | 132.54 | 138 | 141 | 132 | 123 | 111 | 96 | 90 | 87.54 | 70.8 | 72 | 72 | 73.8 | 75 | 70.8 | 63 | 57 | 57 | 61.8 | 63 | 66 | 67.8 | 75 | 94.8 | 108 | 115.8 | 117.6 | 120 | 111 | 108 | 91.8 | 84 | 73.8 | 87 | 78.39 | 75.39 | 78 | 78 | 75.39 | 66.39 | 69 | 63 | 63.39 | 66.39 | 63.39 | 69 | 78.39 | 87 | 96.39 | 108.39 | 117 | 123 | 117 | 105.39 | 93.39 | 90 | 87 | 57 | 54 | 58.5 | 57 | 57 | 58.5 | 54 | 51 | 45 | 40.5 | 39 | 34.5 | 45 | 55.5 | 72 | 84 | 102 | 117 | 114 | 111 | 102 | 96 | 75 | 69 | 51 | 45 | 51 | 48 | 45 | 45 | 39 | 36 | 31.5 | 30 | 27 | 27 | 30 | 33 | 43.5 | 57 | 64.5 | 72 | 78 | 78 | 76.5 | 67.5 | 63 | 60 | 69 | 66 | 66 | 64.5 | 60 | 60 | 57 | 51 | 48 | 48 | 40.5 | 40.5 | 43.5 | 42 | 54 | 66 | 75 | 81 | 85.5 | 85.5 | 84 | 81 | 75 | 72 | 52.5 | 51 | 54 | 54 | 57 | 57 | 54 | 51 | 45 | 48 | 43.5 | 48 | 48 | 49.5 | 63 | 69 | 72 | 69 | 67.5 | 63 | 55.5 | 57 | 57 | 61.5 | 85.5 | 84 | 84 | 87 | 81 | 84 | 87 | 84 | 78 | 75 | 69 | 69 | 66 | 63 | 64.5 | 64.5 | 60 | 60 | 60 | 66 | 64.5 | 72 | 81 | 82.5 | 78 | 84 | 82.5 | 81 | 84 | 87 | 87 | 87 | 84 | 78 | 78 | 78 | 82.5 | 78 | 78 | 75 | 69 | 63 | 61.5 | 69 | 66 | 72 | 78 | 81
WISTER_2_WISSR1 |  | Solar_Fixed | Solar Fixed | IID |  | Socal | 0 | 20 | 0 | 0 | 0 | 0 | 0 | 0 | 0.03 | 2.39 | 8.26 | 11.24 | 12.38 | 12.86 | 12.28 | 11.72 | 9.81 | 5.43 | 0.79 | 0 | 0 | 0 | 0 | 0 | 0 | 0 | 0 | 0 | 0 | 0 | 0 | 0 | 0.19 | 4.35 | 10.49 | 12.84 | 13.65 | 13.81 | 13.26 | 12.6 | 11.38 | 8.93 | 3.25 | 0.08 | 0 | 0 | 0 | 0 | 0 | 0 | 0 | 0 | 0 | 0 | 0 | 0 | 1.44 | 7.61 | 11.79 | 13.44 | 13.74 | 13.93 | 13.35 | 12.62 | 11.38 | 9.26 | 4.99 | 0.66 | 0 | 0 | 0 | 0 | 0 | 0 | 0 | 0 | 0 | 0 | 0 | 0.7 | 5.89 | 11.9 | 14.93 | 16.19 | 16.83 | 16.84 | 16.53 | 16.09 | 14.8 | 12.78 | 8.72 | 2.28 | 0.06 | 0 | 0 | 0 | 0 | 0 | 0 | 0 | 0 | 0 | 0.04 | 2.35 | 8.39 | 12.56 | 15.1 | 16.65 | 17.35 | 17.51 | 17.34 | 16.98 | 15.87 | 13.88 | 10.11 | 3.92 | 0.3 | 0 | 0 | 0 | 0 | 0 | 0 | 0 | 0 | 0 | 0.08 | 2.66 | 8.19 | 12.25 | 15.26 | 16.71 | 17.56 | 17.58 | 17.46 | 16.95 | 15.62 | 13.67 | 10.64 | 5.06 | 0.69 | 0 | 0 | 0 | 0 | 0 | 0 | 0 | 0 | 0 | 0 | 1.41 | 5.91 | 10.7 | 13.6 | 15.35 | 16.4 | 16.79 | 16.62 | 16.08 | 14.83 | 12.98 | 9.93 | 4.57 | 0.54 | 0 | 0 | 0 | 0 | 0 | 0 | 0 | 0 | 0 | 0 | 0.58 | 5.13 | 10.78 | 13.63 | 15.53 | 16.89 | 17.25 | 16.53 | 16.02 | 14.68 | 12.53 | 8.43 | 2.45 | 0.08 | 0 | 0 | 0 | 0 | 0 | 0 | 0 | 0 | 0 | 0 | 0.18 | 4.04 | 10.48 | 13.78 | 15.46 | 16.48 | 16.7 | 16.69 | 15.95 | 14.38 | 11.46 | 5.35 | 0.56 | 0 | 0 | 0 | 0 | 0 | 0 | 0 | 0 | 0 | 0 | 0 | 0.03 | 2.55 | 9.36 | 13.31 | 14.98 | 16.02 | 16.19 | 15.93 | 15.16 | 13.56 | 8.99 | 2.1 | 0.03 | 0 | 0 | 0 | 0 | 0 | 0 | 0 | 0 | 0 | 0 | 0 | 0 | 0.66 | 5.94 | 11.68 | 13.58 | 14.43 | 14.62 | 14.22 | 13.39 | 11.02 | 5.16 | 0.39 | 0 | 0 | 0 | 0 | 0 | 0 | 0 | 0 | 0 | 0 | 0 | 0 | 0 | 0.07 | 2.64 | 7.7 | 10.41 | 11.33 | 11.95 | 11.81 | 10.81 | 8.49 | 3.92 | 0.25 | 0 | 0 | 0 | 0 | 0 | 0 | 0
SOLBLU_2_WSBSX2 |  | Paired_Solar_1Axis | Solar Tracking | CISO | North | Norcal | ID | 250 | 0 | 0 | 0 | 0 | 0 | 0 | 0 | 5.31 | 40.96 | 78.07 | 96.55 | 106.31 | 106.35 | 100.37 | 93.95 | 64.17 | 13.98 | 0.01 | 0 | 0 | 0 | 0 | 0 | 0 | 0 | 0 | 0 | 0 | 0 | 0 | 0.06 | 30.86 | 128.38 | 160.03 | 163.45 | 154.9 | 152.66 | 151.67 | 154.94 | 132.17 | 69.35 | 3.82 | 0 | 0 | 0 | 0 | 0 | 0 | 0 | 0 | 0 | 0 | 0 | 0 | 6.47 | 79.85 | 149.83 | 160.53 | 150.68 | 154.77 | 152.47 | 140.32 | 129.6 | 120.7 | 84.96 | 19.65 | 0.03 | 0 | 0 | 0 | 0 | 0 | 0 | 0 | 0 | 0 | 0 | 3.46 | 74.57 | 164.6 | 181.06 | 180.04 | 176.87 | 181.14 | 181.53 | 178.81 | 181.73 | 174.24 | 158.94 | 73.76 | 3.4 | 0 | 0 | 0 | 0 | 0 | 0 | 0 | 0 | 0 | 0.03 | 27.49 | 129.74 | 182.95 | 191.31 | 191.56 | 189.82 | 193.86 | 193.83 | 198.3 | 198.26 | 193.88 | 182.74 | 113.08 | 17.57 | 0.01 | 0 | 0 | 0 | 0 | 0 | 0 | 0 | 0 | 0.18 | 39.47 | 143.36 | 194.26 | 208.01 | 210.59 | 212.18 | 213.38 | 212.78 | 210.9 | 210.84 | 206.23 | 191.33 | 141.76 | 39.97 | 0.47 | 0 | 0 | 0 | 0 | 0 | 0 | 0 | 0 | 0 | 17.93 | 115.03 | 185.51 | 204.71 | 207.53 | 209.02 | 208.19 | 207.77 | 205.51 | 205.11 | 196.77 | 182.41 | 127.95 | 30.09 | 0.18 | 0 | 0 | 0 | 0 | 0 | 0 | 0 | 0 | 0 | 2.53 | 67.4 | 155.76 | 188.33 | 197.08 | 197.96 | 199.51 | 197.98 | 196.37 | 195 | 183.52 | 150.49 | 66.8 | 3.69 | 0 | 0 | 0 | 0 | 0 | 0 | 0 | 0 | 0 | 0 | 0.27 | 41.18 | 146.82 | 184.97 | 191.2 | 189.82 | 187.68 | 188.01 | 190.65 | 191.51 | 180.46 | 118.78 | 23.34 | 0.02 | 0 | 0 | 0 | 0 | 0 | 0 | 0 | 0 | 0 | 0 | 0 | 12.28 | 97.47 | 161.2 | 166.07 | 162.76 | 158.68 | 159.86 | 162.74 | 162.13 | 136.46 | 45.37 | 0.94 | 0 | 0 | 0 | 0 | 0 | 0 | 0 | 0 | 0 | 0 | 0 | 0 | 0.45 | 38 | 114.41 | 134.77 | 132.23 | 127.99 | 131.74 | 135.64 | 127.42 | 79.82 | 9.47 | 0 | 0 | 0 | 0 | 0 | 0 | 0 | 0 | 0 | 0 | 0 | 0 | 0 | 0 | 7.47 | 51.16 | 83.97 | 102.06 | 107.2 | 104.37 | 101.06 | 93.47 | 52.27 | 5.62 | 0 | 0 | 0 | 0 | 0 | 0 | 0
STRAUS_1_STRWD1 |  | Wind | Wind | CISO | South | Socal | FC | 95.25 | 8.84 | 9.19 | 10.5 | 9.88 | 9.79 | 9.11 | 7.45 | 6.44 | 6.78 | 6.79 | 6.73 | 7.04 | 7.79 | 8.93 | 8.89 | 9.72 | 8.54 | 8.53 | 8 | 8.12 | 7.8 | 7.65 | 7.95 | 7.59 | 11.78 | 13.04 | 13.5 | 12.75 | 11.27 | 10.63 | 11.1 | 11.23 | 10.84 | 12.13 | 12.59 | 12.84 | 14.95 | 13.93 | 16 | 14.15 | 16.93 | 16.74 | 19.32 | 18.57 | 18.77 | 16.99 | 15.3 | 12.91 | 19.26 | 20.07 | 18.72 | 17.62 | 16.21 | 13.91 | 13.35 | 12.75 | 13.89 | 12.23 | 12.47 | 13.94 | 15.55 | 18.16 | 19.08 | 21.29 | 21.83 | 22.28 | 21.64 | 21.37 | 20.99 | 21.22 | 22.56 | 20.31 | 34.46 | 30.85 | 26.88 | 22.9 | 19.7 | 16.99 | 11.85 | 8.93 | 8.35 | 7.84 | 7.27 | 7.84 | 8.59 | 13.01 | 19.48 | 25.8 | 31.03 | 33.9 | 34.85 | 35.84 | 37.86 | 35.78 | 34.54 | 34.91 | 38.55 | 36.29 | 35.5 | 32.02 | 26.38 | 21.76 | 16.26 | 12.53 | 8.74 | 7.04 | 6.19 | 5.81 | 8.09 | 13.35 | 21.76 | 31.43 | 36.48 | 40.25 | 39.29 | 39.29 | 40.09 | 40.73 | 41.75 | 39.15 | 38.41 | 36.07 | 33.16 | 28.06 | 24.41 | 19.15 | 13.54 | 9.05 | 7.14 | 4.8 | 5.66 | 5.91 | 7.28 | 11.27 | 18.21 | 25.16 | 30.73 | 35.79 | 39.77 | 43.63 | 42.67 | 42.48 | 42.13 | 40.48 | 43.06 | 39.74 | 35.11 | 31.64 | 27.72 | 21.58 | 15.8 | 9.7 | 6.1 | 4.45 | 5.41 | 7.41 | 10.57 | 15.74 | 21.61 | 29.27 | 35.66 | 40.56 | 43.99 | 45.03 | 46.85 | 46.59 | 45.77 | 44.19 | 35.36 | 31.81 | 27.45 | 22.25 | 19.58 | 15.73 | 10.9 | 6.87 | 4.97 | 4.08 | 4.62 | 5.86 | 8.51 | 11.91 | 16.96 | 22.47 | 28.58 | 32.94 | 37.32 | 39.87 | 40.03 | 38.77 | 37.92 | 36.42 | 24.03 | 23.27 | 21.53 | 16.54 | 14.25 | 12.11 | 9.1 | 6.53 | 4.98 | 5.44 | 6.66 | 7.79 | 9.56 | 11.86 | 15.55 | 18.17 | 20.23 | 23.89 | 27.6 | 29.07 | 28.68 | 26.99 | 25.21 | 23.91 | 10.73 | 10.4 | 9.92 | 8.83 | 8.12 | 7.8 | 5.55 | 4.07 | 3.42 | 3.74 | 4.81 | 5.2 | 4.79 | 5.41 | 5.74 | 7.11 | 9.6 | 10.83 | 12.34 | 14.16 | 12.75 | 11.59 | 10.62 | 10.47 | 5.53 | 6.12 | 5.9 | 6.18 | 5.71 | 5.6 | 5.29 | 4.61 | 4.82 | 5.44 | 5.95 | 6.88 | 6.59 | 6.75 | 7.15 | 7.33 | 6.44 | 6.29 | 7.61 | 7.83 | 7.79 | 6.95 | 6.35 | 5.86 | 6.25 | 6.39 | 6.77 | 6.43 | 6.76 | 6.4 | 5.66 | 6.8 | 6.33 | 5.7 | 5.63 | 5.97 | 6.78 | 7.55 | 6.98 | 5.91 | 6.07 | 6.16 | 6.41 | 6.23 | 6.74 | 7.24 | 7.41 | 6.89
CHESTN_2_CHWSX2 |  | Paired_Solar_1Axis | Solar Tracking | CISO | North | Norcal | ID | 150 | 0 | 0 | 0 | 0 | 0 | 0 | 0 | 3.19 | 24.57 | 46.84 | 57.93 | 63.78 | 63.81 | 60.22 | 56.37 | 38.5 | 8.39 | 0 | 0 | 0 | 0 | 0 | 0 | 0 | 0 | 0 | 0 | 0 | 0 | 0 | 0.04 | 18.51 | 77.03 | 96.02 | 98.07 | 92.94 | 91.6 | 91 | 92.97 | 79.3 | 41.61 | 2.29 | 0 | 0 | 0 | 0 | 0 | 0 | 0 | 0 | 0 | 0 | 0 | 0 | 3.88 | 47.91 | 89.9 | 96.32 | 90.41 | 92.86 | 91.48 | 84.19 | 77.76 | 72.42 | 50.98 | 11.79 | 0.02 | 0 | 0 | 0 | 0 | 0 | 0 | 0 | 0 | 0 | 0 | 2.08 | 44.74 | 98.76 | 108.63 | 108.02 | 106.12 | 108.68 | 108.92 | 107.29 | 109.04 | 104.54 | 95.36 | 44.26 | 2.04 | 0 | 0 | 0 | 0 | 0 | 0 | 0 | 0 | 0 | 0.02 | 16.49 | 77.84 | 109.77 | 114.79 | 114.93 | 113.89 | 116.31 | 116.3 | 118.98 | 118.95 | 116.33 | 109.64 | 67.85 | 10.54 | 0 | 0 | 0 | 0 | 0 | 0 | 0 | 0 | 0 | 0.11 | 23.68 | 86.02 | 116.56 | 124.8 | 126.35 | 127.31 | 128.03 | 127.67 | 126.54 | 126.5 | 123.74 | 114.8 | 85.06 | 23.98 | 0.28 | 0 | 0 | 0 | 0 | 0 | 0 | 0 | 0 | 0 | 10.76 | 69.02 | 111.31 | 122.83 | 124.52 | 125.41 | 124.91 | 124.66 | 123.3 | 123.07 | 118.06 | 109.45 | 76.77 | 18.06 | 0.11 | 0 | 0 | 0 | 0 | 0 | 0 | 0 | 0 | 0 | 1.52 | 40.44 | 93.45 | 113 | 118.25 | 118.78 | 119.71 | 118.79 | 117.82 | 117 | 110.11 | 90.29 | 40.08 | 2.22 | 0 | 0 | 0 | 0 | 0 | 0 | 0 | 0 | 0 | 0 | 0.16 | 24.71 | 88.09 | 110.98 | 114.72 | 113.89 | 112.61 | 112.81 | 114.39 | 114.9 | 108.28 | 71.27 | 14.01 | 0.01 | 0 | 0 | 0 | 0 | 0 | 0 | 0 | 0 | 0 | 0 | 0 | 7.37 | 58.48 | 96.72 | 99.64 | 97.66 | 95.21 | 95.92 | 97.65 | 97.28 | 81.88 | 27.22 | 0.57 | 0 | 0 | 0 | 0 | 0 | 0 | 0 | 0 | 0 | 0 | 0 | 0 | 0.27 | 22.8 | 68.64 | 80.86 | 79.34 | 76.79 | 79.04 | 81.39 | 76.45 | 47.89 | 5.68 | 0 | 0 | 0 | 0 | 0 | 0 | 0 | 0 | 0 | 0 | 0 | 0 | 0 | 0 | 4.48 | 30.7 | 50.38 | 61.23 | 64.32 | 62.62 | 60.64 | 56.08 | 31.36 | 3.37 | 0 | 0 | 0 | 0 | 0 | 0 | 0
POLRIS_2_ASESR1 |  | Paired_Solar_1Axis | Solar Tracking | CISO | South | Socal | ID | 56 | 0 | 0 | 0 | 0 | 0 | 0 | 0.03 | 6.25 | 22.88 | 29.55 | 30.71 | 31.37 | 30.98 | 29.1 | 26.93 | 16.97 | 3.34 | 0 | 0 | 0 | 0 | 0 | 0 | 0 | 0 | 0 | 0 | 0 | 0 | 0 | 0.39 | 14.31 | 35 | 37.4 | 37.08 | 35.83 | 34.65 | 33.85 | 33.25 | 29.9 | 13.05 | 0.48 | 0 | 0 | 0 | 0 | 0 | 0 | 0 | 0 | 0 | 0 | 0 | 0 | 4.33 | 25.7 | 35.41 | 36.7 | 36.04 | 35.13 | 34.92 | 31.71 | 28.84 | 26.02 | 18.49 | 2.79 | 0 | 0 | 0 | 0 | 0 | 0 | 0 | 0 | 0 | 0 | 0 | 2.48 | 23.9 | 42.3 | 44.58 | 45.66 | 45.33 | 45.63 | 45.13 | 45.03 | 43.62 | 41.32 | 34.08 | 11.32 | 0.27 | 0 | 0 | 0 | 0 | 0 | 0 | 0 | 0 | 0 | 0.07 | 9.22 | 32.06 | 43.78 | 46.75 | 47.8 | 47.9 | 48.29 | 48.22 | 47.57 | 46.38 | 44.52 | 38.89 | 19.13 | 1.8 | 0 | 0 | 0 | 0 | 0 | 0 | 0 | 0 | 0 | 0.17 | 10.93 | 32.09 | 42.07 | 45.37 | 47.18 | 47.56 | 47.82 | 47.74 | 47.2 | 46.04 | 44.43 | 39.41 | 23.81 | 4.08 | 0 | 0 | 0 | 0 | 0 | 0 | 0 | 0 | 0 | 0.01 | 5.12 | 24.98 | 39.14 | 44.38 | 46.61 | 47.07 | 46.93 | 46.53 | 45.97 | 44.71 | 42.8 | 37.69 | 21.8 | 3.47 | 0 | 0 | 0 | 0 | 0 | 0 | 0 | 0 | 0 | 0 | 1.73 | 18.7 | 35.17 | 41.84 | 44.86 | 45.83 | 45.72 | 44.82 | 43.61 | 41.85 | 38.58 | 30.69 | 11.37 | 0.35 | 0 | 0 | 0 | 0 | 0 | 0 | 0 | 0 | 0 | 0 | 0.38 | 13.82 | 36.13 | 42.07 | 44.26 | 44.61 | 44.6 | 44.35 | 43.83 | 43.2 | 39.01 | 21.81 | 2.62 | 0 | 0 | 0 | 0 | 0 | 0 | 0 | 0 | 0 | 0 | 0 | 0.03 | 7.89 | 31.42 | 39.91 | 41.12 | 40.76 | 40.88 | 41.09 | 41.27 | 40.38 | 31.59 | 8.91 | 0.1 | 0 | 0 | 0 | 0 | 0 | 0 | 0 | 0 | 0 | 0 | 0 | 0 | 1.46 | 18.42 | 34.41 | 37.22 | 36.21 | 35.23 | 35.67 | 35.75 | 34.04 | 19.64 | 1.95 | 0 | 0 | 0 | 0 | 0 | 0 | 0 | 0 | 0 | 0 | 0 | 0 | 0 | 0.07 | 6.83 | 21.72 | 26.12 | 27.52 | 26.98 | 27.85 | 26.33 | 24.04 | 13.66 | 1.17 | 0 | 0 | 0 | 0 | 0 | 0 | 0
SLATE_2_SLASR5 | SLATE_2_SLASR5_SUN | Hybrid_SolarFixed | Solar Fixed | CISO | North | Norcal | ID | 26 | 0 | 0 | 0 | 0 | 0 | 0 | 0 | 0.61 | 4.55 | 9.44 | 11.75 | 12.62 | 12.45 | 11.49 | 9.9 | 6.73 | 1.56 | 0 | 0 | 0 | 0 | 0 | 0 | 0 | 0 | 0 | 0 | 0 | 0 | 0 | 0 | 2.62 | 10.94 | 15.21 | 16.76 | 16.91 | 17.03 | 16.59 | 15.57 | 12.27 | 5.78 | 0.43 | 0 | 0 | 0 | 0 | 0 | 0 | 0 | 0 | 0 | 0 | 0 | 0 | 0.62 | 6.77 | 12.92 | 15.12 | 15.53 | 15.21 | 15.62 | 15.2 | 13.79 | 11.41 | 7.81 | 1.92 | 0.01 | 0 | 0 | 0 | 0 | 0 | 0 | 0 | 0 | 0 | 0 | 0.26 | 5.23 | 13.56 | 17.56 | 19.51 | 20.21 | 21.07 | 20.67 | 20.44 | 19.81 | 17.55 | 13.48 | 5.56 | 0.35 | 0 | 0 | 0 | 0 | 0 | 0 | 0 | 0 | 0 | 0 | 1.66 | 9.15 | 15.46 | 18.72 | 20.61 | 21.14 | 21.32 | 21.41 | 21.36 | 20.59 | 18.46 | 15.22 | 8.22 | 1.36 | 0 | 0 | 0 | 0 | 0 | 0 | 0 | 0 | 0 | 0.01 | 2.32 | 9.6 | 15.71 | 18.99 | 20.57 | 21.61 | 21.91 | 22.27 | 21.91 | 20.92 | 19.1 | 15.83 | 9.96 | 2.7 | 0.03 | 0 | 0 | 0 | 0 | 0 | 0 | 0 | 0 | 0 | 1.11 | 7.99 | 14.95 | 18.84 | 20.77 | 22.07 | 22.35 | 22.21 | 21.85 | 20.84 | 19.04 | 15.58 | 9.63 | 2.13 | 0.01 | 0 | 0 | 0 | 0 | 0 | 0 | 0 | 0 | 0 | 0.17 | 4.83 | 12.73 | 17.12 | 19.2 | 20.61 | 21.27 | 21.17 | 21.06 | 19.97 | 17.5 | 13.03 | 5.22 | 0.31 | 0 | 0 | 0 | 0 | 0 | 0 | 0 | 0 | 0 | 0 | 0.02 | 3.23 | 12.37 | 17.78 | 19.93 | 21.04 | 21.35 | 21.2 | 20.86 | 19.8 | 17.09 | 10.42 | 2.25 | 0.01 | 0 | 0 | 0 | 0 | 0 | 0 | 0 | 0 | 0 | 0 | 0 | 1.16 | 8.76 | 15.49 | 17.98 | 18.45 | 18.59 | 18.49 | 18.31 | 16.86 | 12.72 | 4.51 | 0.17 | 0 | 0 | 0 | 0 | 0 | 0 | 0 | 0 | 0 | 0 | 0 | 0 | 0.05 | 3.71 | 11.92 | 15.41 | 16.36 | 16.22 | 16.16 | 15.63 | 13.72 | 7.89 | 1.08 | 0 | 0 | 0 | 0 | 0 | 0 | 0 | 0 | 0 | 0 | 0 | 0 | 0 | 0 | 0.88 | 4.58 | 8.89 | 11.26 | 12.33 | 12.03 | 11.11 | 9.58 | 5.41 | 0.69 | 0 | 0 | 0 | 0 | 0 | 0 | 0
CMBLND_2_DS2SR3 |  | Paired_Solar_1Axis | Solar Tracking | CISO | South | Socal | ID | 52 | 0 | 0 | 0 | 0 | 0 | 0 | 0.03 | 5.8 | 21.25 | 27.44 | 28.52 | 29.13 | 28.77 | 27.02 | 25.01 | 15.76 | 3.1 | 0 | 0 | 0 | 0 | 0 | 0 | 0 | 0 | 0 | 0 | 0 | 0 | 0 | 0.36 | 13.28 | 32.5 | 34.73 | 34.44 | 33.27 | 32.18 | 31.43 | 30.87 | 27.76 | 12.11 | 0.45 | 0 | 0 | 0 | 0 | 0 | 0 | 0 | 0 | 0 | 0 | 0 | 0 | 4.02 | 23.87 | 32.88 | 34.08 | 33.46 | 32.62 | 32.43 | 29.44 | 26.78 | 24.16 | 17.16 | 2.59 | 0 | 0 | 0 | 0 | 0 | 0 | 0 | 0 | 0 | 0 | 0 | 2.3 | 22.19 | 39.28 | 41.4 | 42.4 | 42.09 | 42.37 | 41.91 | 41.82 | 40.51 | 38.37 | 31.65 | 10.51 | 0.25 | 0 | 0 | 0 | 0 | 0 | 0 | 0 | 0 | 0 | 0.07 | 8.56 | 29.77 | 40.65 | 43.41 | 44.38 | 44.48 | 44.84 | 44.77 | 44.17 | 43.07 | 41.34 | 36.11 | 17.77 | 1.67 | 0 | 0 | 0 | 0 | 0 | 0 | 0 | 0 | 0 | 0.16 | 10.15 | 29.8 | 39.07 | 42.13 | 43.81 | 44.16 | 44.4 | 44.33 | 43.83 | 42.75 | 41.26 | 36.6 | 22.11 | 3.79 | 0 | 0 | 0 | 0 | 0 | 0 | 0 | 0 | 0 | 0.01 | 4.76 | 23.19 | 36.34 | 41.21 | 43.28 | 43.71 | 43.58 | 43.2 | 42.69 | 41.51 | 39.75 | 34.99 | 20.24 | 3.22 | 0 | 0 | 0 | 0 | 0 | 0 | 0 | 0 | 0 | 0 | 1.6 | 17.37 | 32.66 | 38.86 | 41.66 | 42.55 | 42.45 | 41.62 | 40.49 | 38.86 | 35.82 | 28.49 | 10.55 | 0.32 | 0 | 0 | 0 | 0 | 0 | 0 | 0 | 0 | 0 | 0 | 0.36 | 12.84 | 33.55 | 39.07 | 41.1 | 41.43 | 41.41 | 41.19 | 40.7 | 40.11 | 36.22 | 20.26 | 2.43 | 0 | 0 | 0 | 0 | 0 | 0 | 0 | 0 | 0 | 0 | 0 | 0.02 | 7.33 | 29.18 | 37.06 | 38.18 | 37.85 | 37.96 | 38.15 | 38.33 | 37.5 | 29.34 | 8.28 | 0.09 | 0 | 0 | 0 | 0 | 0 | 0 | 0 | 0 | 0 | 0 | 0 | 0 | 1.35 | 17.11 | 31.95 | 34.56 | 33.63 | 32.72 | 33.12 | 33.2 | 31.61 | 18.23 | 1.81 | 0 | 0 | 0 | 0 | 0 | 0 | 0 | 0 | 0 | 0 | 0 | 0 | 0 | 0.06 | 6.34 | 20.17 | 24.25 | 25.55 | 25.05 | 25.86 | 24.45 | 22.32 | 12.68 | 1.09 | 0 | 0 | 0 | 0 | 0 | 0 | 0
MCFLND_5_MFSSR1 |  | Paired_Solar_1Axis | Solar Tracking | CISO | South | Socal | FC | 200 | 0 | 0 | 0 | 0 | 0 | 0 | 0.1 | 22.31 | 81.73 | 105.54 | 109.69 | 112.04 | 110.65 | 103.93 | 96.18 | 60.62 | 11.93 | 0 | 0 | 0 | 0 | 0 | 0 | 0 | 0 | 0 | 0 | 0 | 0 | 0 | 1.38 | 51.09 | 125 | 133.56 | 132.45 | 127.96 | 123.76 | 120.9 | 118.75 | 106.78 | 46.59 | 1.72 | 0 | 0 | 0 | 0 | 0 | 0 | 0 | 0 | 0 | 0 | 0 | 0 | 15.45 | 91.8 | 126.46 | 131.08 | 128.7 | 125.46 | 124.73 | 113.23 | 102.99 | 92.92 | 66.02 | 9.97 | 0 | 0 | 0 | 0 | 0 | 0 | 0 | 0 | 0 | 0 | 0 | 8.85 | 85.34 | 151.07 | 159.22 | 163.09 | 161.89 | 162.96 | 161.19 | 160.84 | 155.8 | 147.58 | 121.72 | 40.41 | 0.95 | 0 | 0 | 0 | 0 | 0 | 0 | 0 | 0 | 0 | 0.27 | 32.93 | 114.51 | 156.35 | 166.98 | 170.71 | 171.08 | 172.46 | 172.2 | 169.9 | 165.66 | 158.98 | 138.88 | 68.33 | 6.43 | 0 | 0 | 0 | 0 | 0 | 0 | 0 | 0 | 0 | 0.6 | 39.02 | 114.61 | 150.27 | 162.04 | 168.52 | 169.86 | 170.78 | 170.5 | 168.57 | 164.42 | 158.7 | 140.75 | 85.05 | 14.56 | 0.01 | 0 | 0 | 0 | 0 | 0 | 0 | 0 | 0 | 0.05 | 18.29 | 89.2 | 139.78 | 158.52 | 166.48 | 168.1 | 167.62 | 166.17 | 164.18 | 159.67 | 152.87 | 134.59 | 77.85 | 12.4 | 0.01 | 0 | 0 | 0 | 0 | 0 | 0 | 0 | 0 | 0 | 6.16 | 66.79 | 125.62 | 149.44 | 160.23 | 163.67 | 163.28 | 160.07 | 155.74 | 149.45 | 137.78 | 109.59 | 40.59 | 1.24 | 0 | 0 | 0 | 0 | 0 | 0 | 0 | 0 | 0 | 0 | 1.37 | 49.37 | 129.03 | 150.26 | 158.06 | 159.33 | 159.28 | 158.41 | 156.55 | 154.27 | 139.31 | 77.91 | 9.35 | 0 | 0 | 0 | 0 | 0 | 0 | 0 | 0 | 0 | 0 | 0 | 0.09 | 28.18 | 112.21 | 142.54 | 146.86 | 145.58 | 145.99 | 146.75 | 147.41 | 144.22 | 112.84 | 31.83 | 0.35 | 0 | 0 | 0 | 0 | 0 | 0 | 0 | 0 | 0 | 0 | 0 | 0 | 5.21 | 65.8 | 122.88 | 132.91 | 129.34 | 125.83 | 127.38 | 127.68 | 121.58 | 70.13 | 6.98 | 0 | 0 | 0 | 0 | 0 | 0 | 0 | 0 | 0 | 0 | 0 | 0 | 0 | 0.24 | 24.4 | 77.57 | 93.28 | 98.27 | 96.34 | 99.48 | 94.03 | 85.84 | 48.78 | 4.19 | 0 | 0 | 0 | 0 | 0 | 0 | 0
SISPRG_2_DS3SR4 |  | Paired_Solar_1Axis | Solar Tracking | CISO | South | Socal | ID | 17 | 0 | 0 | 0 | 0 | 0 | 0 | 0.01 | 1.9 | 6.95 | 8.97 | 9.32 | 9.52 | 9.41 | 8.83 | 8.18 | 5.15 | 1.01 | 0 | 0 | 0 | 0 | 0 | 0 | 0 | 0 | 0 | 0 | 0 | 0 | 0 | 0.12 | 4.34 | 10.63 | 11.35 | 11.26 | 10.88 | 10.52 | 10.28 | 10.09 | 9.08 | 3.96 | 0.15 | 0 | 0 | 0 | 0 | 0 | 0 | 0 | 0 | 0 | 0 | 0 | 0 | 1.31 | 7.8 | 10.75 | 11.14 | 10.94 | 10.66 | 10.6 | 9.62 | 8.75 | 7.9 | 5.61 | 0.85 | 0 | 0 | 0 | 0 | 0 | 0 | 0 | 0 | 0 | 0 | 0 | 0.75 | 7.25 | 12.84 | 13.53 | 13.86 | 13.76 | 13.85 | 13.7 | 13.67 | 13.24 | 12.54 | 10.35 | 3.43 | 0.08 | 0 | 0 | 0 | 0 | 0 | 0 | 0 | 0 | 0 | 0.02 | 2.8 | 9.73 | 13.29 | 14.19 | 14.51 | 14.54 | 14.66 | 14.64 | 14.44 | 14.08 | 13.51 | 11.81 | 5.81 | 0.55 | 0 | 0 | 0 | 0 | 0 | 0 | 0 | 0 | 0 | 0.05 | 3.32 | 9.74 | 12.77 | 13.77 | 14.32 | 14.44 | 14.52 | 14.49 | 14.33 | 13.98 | 13.49 | 11.96 | 7.23 | 1.24 | 0 | 0 | 0 | 0 | 0 | 0 | 0 | 0 | 0 | 0 | 1.55 | 7.58 | 11.88 | 13.47 | 14.15 | 14.29 | 14.25 | 14.12 | 13.96 | 13.57 | 12.99 | 11.44 | 6.62 | 1.05 | 0 | 0 | 0 | 0 | 0 | 0 | 0 | 0 | 0 | 0 | 0.52 | 5.68 | 10.68 | 12.7 | 13.62 | 13.91 | 13.88 | 13.61 | 13.24 | 12.7 | 11.71 | 9.32 | 3.45 | 0.11 | 0 | 0 | 0 | 0 | 0 | 0 | 0 | 0 | 0 | 0 | 0.12 | 4.2 | 10.97 | 12.77 | 13.44 | 13.54 | 13.54 | 13.46 | 13.31 | 13.11 | 11.84 | 6.62 | 0.79 | 0 | 0 | 0 | 0 | 0 | 0 | 0 | 0 | 0 | 0 | 0 | 0.01 | 2.4 | 9.54 | 12.12 | 12.48 | 12.37 | 12.41 | 12.47 | 12.53 | 12.26 | 9.59 | 2.71 | 0.03 | 0 | 0 | 0 | 0 | 0 | 0 | 0 | 0 | 0 | 0 | 0 | 0 | 0.44 | 5.59 | 10.44 | 11.3 | 10.99 | 10.7 | 10.83 | 10.85 | 10.33 | 5.96 | 0.59 | 0 | 0 | 0 | 0 | 0 | 0 | 0 | 0 | 0 | 0 | 0 | 0 | 0 | 0.02 | 2.07 | 6.59 | 7.93 | 8.35 | 8.19 | 8.46 | 7.99 | 7.3 | 4.15 | 0.36 | 0 | 0 | 0 | 0 | 0 | 0 | 0
VICPAS_2_SOCSR2 |  | Paired_Solar_1Axis | Solar Tracking | CISO | South | Socal | PD | 93.5 | 0 | 0 | 0 | 0 | 0 | 0 | 0.05 | 10.43 | 38.21 | 49.34 | 51.28 | 52.38 | 51.73 | 48.59 | 44.96 | 28.34 | 5.58 | 0 | 0 | 0 | 0 | 0 | 0 | 0 | 0 | 0 | 0 | 0 | 0 | 0 | 0.64 | 23.88 | 58.44 | 62.44 | 61.92 | 59.82 | 57.86 | 56.52 | 55.51 | 49.92 | 21.78 | 0.8 | 0 | 0 | 0 | 0 | 0 | 0 | 0 | 0 | 0 | 0 | 0 | 0 | 7.22 | 42.92 | 59.12 | 61.28 | 60.17 | 58.65 | 58.31 | 52.94 | 48.15 | 43.44 | 30.86 | 4.66 | 0 | 0 | 0 | 0 | 0 | 0 | 0 | 0 | 0 | 0 | 0 | 4.14 | 39.9 | 70.62 | 74.43 | 76.24 | 75.68 | 76.18 | 75.36 | 75.19 | 72.84 | 69 | 56.9 | 18.89 | 0.45 | 0 | 0 | 0 | 0 | 0 | 0 | 0 | 0 | 0 | 0.13 | 15.39 | 53.53 | 73.09 | 78.06 | 79.81 | 79.98 | 80.63 | 80.51 | 79.43 | 77.44 | 74.32 | 64.93 | 31.94 | 3.01 | 0 | 0 | 0 | 0 | 0 | 0 | 0 | 0 | 0 | 0.28 | 18.24 | 53.58 | 70.25 | 75.75 | 78.78 | 79.41 | 79.84 | 79.71 | 78.81 | 76.87 | 74.19 | 65.8 | 39.76 | 6.81 | 0 | 0 | 0 | 0 | 0 | 0 | 0 | 0 | 0 | 0.02 | 8.55 | 41.7 | 65.35 | 74.11 | 77.83 | 78.59 | 78.36 | 77.68 | 76.75 | 74.64 | 71.46 | 62.92 | 36.4 | 5.8 | 0 | 0 | 0 | 0 | 0 | 0 | 0 | 0 | 0 | 0 | 2.88 | 31.23 | 58.73 | 69.87 | 74.91 | 76.51 | 76.33 | 74.83 | 72.81 | 69.87 | 64.41 | 51.23 | 18.98 | 0.58 | 0 | 0 | 0 | 0 | 0 | 0 | 0 | 0 | 0 | 0 | 0.64 | 23.08 | 60.32 | 70.24 | 73.89 | 74.49 | 74.47 | 74.06 | 73.19 | 72.12 | 65.13 | 36.42 | 4.37 | 0 | 0 | 0 | 0 | 0 | 0 | 0 | 0 | 0 | 0 | 0 | 0.04 | 13.18 | 52.46 | 66.64 | 68.66 | 68.06 | 68.25 | 68.61 | 68.91 | 67.42 | 52.75 | 14.88 | 0.16 | 0 | 0 | 0 | 0 | 0 | 0 | 0 | 0 | 0 | 0 | 0 | 0 | 2.44 | 30.76 | 57.45 | 62.14 | 60.46 | 58.83 | 59.55 | 59.69 | 56.84 | 32.79 | 3.26 | 0 | 0 | 0 | 0 | 0 | 0 | 0 | 0 | 0 | 0 | 0 | 0 | 0 | 0.11 | 11.41 | 36.27 | 43.61 | 45.94 | 45.04 | 46.51 | 43.96 | 40.13 | 22.8 | 1.96 | 0 | 0 | 0 | 0 | 0 | 0 | 0
POLRIS_2_ASRSR1 |  | Paired_Solar_1Axis | Solar Tracking | CISO | South | Socal | FC | 125 | 0 | 0 | 0 | 0 | 0 | 0 | 0.06 | 13.94 | 51.08 | 65.97 | 68.56 | 70.02 | 69.16 | 64.95 | 60.11 | 37.89 | 7.46 | 0 | 0 | 0 | 0 | 0 | 0 | 0 | 0 | 0 | 0 | 0 | 0 | 0 | 0.86 | 31.93 | 78.13 | 83.48 | 82.78 | 79.98 | 77.35 | 75.56 | 74.22 | 66.74 | 29.12 | 1.07 | 0 | 0 | 0 | 0 | 0 | 0 | 0 | 0 | 0 | 0 | 0 | 0 | 9.66 | 57.37 | 79.04 | 81.92 | 80.44 | 78.41 | 77.95 | 70.77 | 64.37 | 58.07 | 41.26 | 6.23 | 0 | 0 | 0 | 0 | 0 | 0 | 0 | 0 | 0 | 0 | 0 | 5.53 | 53.34 | 94.42 | 99.51 | 101.93 | 101.18 | 101.85 | 100.74 | 100.52 | 97.38 | 92.24 | 76.07 | 25.26 | 0.6 | 0 | 0 | 0 | 0 | 0 | 0 | 0 | 0 | 0 | 0.17 | 20.58 | 71.57 | 97.72 | 104.36 | 106.69 | 106.93 | 107.79 | 107.63 | 106.19 | 103.54 | 99.36 | 86.8 | 42.71 | 4.02 | 0 | 0 | 0 | 0 | 0 | 0 | 0 | 0 | 0 | 0.37 | 24.39 | 71.63 | 93.92 | 101.27 | 105.32 | 106.16 | 106.74 | 106.56 | 105.36 | 102.76 | 99.19 | 87.97 | 53.15 | 9.1 | 0.01 | 0 | 0 | 0 | 0 | 0 | 0 | 0 | 0 | 0.03 | 11.43 | 55.75 | 87.36 | 99.07 | 104.05 | 105.06 | 104.76 | 103.85 | 102.61 | 99.79 | 95.54 | 84.12 | 48.66 | 7.75 | 0 | 0 | 0 | 0 | 0 | 0 | 0 | 0 | 0 | 0 | 3.85 | 41.75 | 78.51 | 93.4 | 100.14 | 102.29 | 102.05 | 100.05 | 97.34 | 93.41 | 86.12 | 68.49 | 25.37 | 0.78 | 0 | 0 | 0 | 0 | 0 | 0 | 0 | 0 | 0 | 0 | 0.85 | 30.86 | 80.64 | 93.91 | 98.79 | 99.58 | 99.55 | 99.01 | 97.84 | 96.42 | 87.07 | 48.69 | 5.84 | 0 | 0 | 0 | 0 | 0 | 0 | 0 | 0 | 0 | 0 | 0 | 0.06 | 17.61 | 70.13 | 89.08 | 91.79 | 90.99 | 91.24 | 91.72 | 92.13 | 90.14 | 70.52 | 19.89 | 0.22 | 0 | 0 | 0 | 0 | 0 | 0 | 0 | 0 | 0 | 0 | 0 | 0 | 3.26 | 41.13 | 76.8 | 83.07 | 80.84 | 78.64 | 79.61 | 79.8 | 75.99 | 43.83 | 4.36 | 0 | 0 | 0 | 0 | 0 | 0 | 0 | 0 | 0 | 0 | 0 | 0 | 0 | 0.15 | 15.25 | 48.48 | 58.3 | 61.42 | 60.21 | 62.17 | 58.77 | 53.65 | 30.49 | 2.62 | 0 | 0 | 0 | 0 | 0 | 0 | 0
FIFTHS_2_FSSR1 |  | Paired_Solar_1Axis | Solar Tracking | CISO | North | Norcal | EO | 150 | 0 | 0 | 0 | 0 | 0 | 0 | 0 | 3.19 | 24.57 | 46.84 | 57.93 | 63.78 | 63.81 | 60.22 | 56.37 | 38.5 | 8.39 | 0 | 0 | 0 | 0 | 0 | 0 | 0 | 0 | 0 | 0 | 0 | 0 | 0 | 0.04 | 18.51 | 77.03 | 96.02 | 98.07 | 92.94 | 91.6 | 91 | 92.97 | 79.3 | 41.61 | 2.29 | 0 | 0 | 0 | 0 | 0 | 0 | 0 | 0 | 0 | 0 | 0 | 0 | 3.88 | 47.91 | 89.9 | 96.32 | 90.41 | 92.86 | 91.48 | 84.19 | 77.76 | 72.42 | 50.98 | 11.79 | 0.02 | 0 | 0 | 0 | 0 | 0 | 0 | 0 | 0 | 0 | 0 | 2.08 | 44.74 | 98.76 | 108.63 | 108.02 | 106.12 | 108.68 | 108.92 | 107.29 | 109.04 | 104.54 | 95.36 | 44.26 | 2.04 | 0 | 0 | 0 | 0 | 0 | 0 | 0 | 0 | 0 | 0.02 | 16.49 | 77.84 | 109.77 | 114.79 | 114.93 | 113.89 | 116.31 | 116.3 | 118.98 | 118.95 | 116.33 | 109.64 | 67.85 | 10.54 | 0 | 0 | 0 | 0 | 0 | 0 | 0 | 0 | 0 | 0.11 | 23.68 | 86.02 | 116.56 | 124.8 | 126.35 | 127.31 | 128.03 | 127.67 | 126.54 | 126.5 | 123.74 | 114.8 | 85.06 | 23.98 | 0.28 | 0 | 0 | 0 | 0 | 0 | 0 | 0 | 0 | 0 | 10.76 | 69.02 | 111.31 | 122.83 | 124.52 | 125.41 | 124.91 | 124.66 | 123.3 | 123.07 | 118.06 | 109.45 | 76.77 | 18.06 | 0.11 | 0 | 0 | 0 | 0 | 0 | 0 | 0 | 0 | 0 | 1.52 | 40.44 | 93.45 | 113 | 118.25 | 118.78 | 119.71 | 118.79 | 117.82 | 117 | 110.11 | 90.29 | 40.08 | 2.22 | 0 | 0 | 0 | 0 | 0 | 0 | 0 | 0 | 0 | 0 | 0.16 | 24.71 | 88.09 | 110.98 | 114.72 | 113.89 | 112.61 | 112.81 | 114.39 | 114.9 | 108.28 | 71.27 | 14.01 | 0.01 | 0 | 0 | 0 | 0 | 0 | 0 | 0 | 0 | 0 | 0 | 0 | 7.37 | 58.48 | 96.72 | 99.64 | 97.66 | 95.21 | 95.92 | 97.65 | 97.28 | 81.88 | 27.22 | 0.57 | 0 | 0 | 0 | 0 | 0 | 0 | 0 | 0 | 0 | 0 | 0 | 0 | 0.27 | 22.8 | 68.64 | 80.86 | 79.34 | 76.79 | 79.04 | 81.39 | 76.45 | 47.89 | 5.68 | 0 | 0 | 0 | 0 | 0 | 0 | 0 | 0 | 0 | 0 | 0 | 0 | 0 | 0 | 4.48 | 30.7 | 50.38 | 61.23 | 64.32 | 62.62 | 60.64 | 56.08 | 31.36 | 3.37 | 0 | 0 | 0 | 0 | 0 | 0 | 0
TOWNSITE_2_MEADDYN | TOWNSITE_2_MEADDYN_SUN | Hybrid_Solar1Axis | Solar Tracking | WALC |  | AZ | 0 | 180 | 0 | 0 | 0 | 0 | 0 | 0 | 0.09 | 20.08 | 73.55 | 94.99 | 98.72 | 100.83 | 99.59 | 93.53 | 86.56 | 54.56 | 10.74 | 0 | 0 | 0 | 0 | 0 | 0 | 0 | 0 | 0 | 0 | 0 | 0 | 0 | 1.24 | 45.98 | 112.5 | 120.21 | 119.2 | 115.16 | 111.39 | 108.81 | 106.87 | 96.1 | 41.93 | 1.55 | 0 | 0 | 0 | 0 | 0 | 0 | 0 | 0 | 0 | 0 | 0 | 0 | 13.9 | 82.62 | 113.81 | 117.97 | 115.83 | 112.92 | 112.25 | 101.91 | 92.69 | 83.63 | 59.42 | 8.97 | 0 | 0 | 0 | 0 | 0 | 0 | 0 | 0 | 0 | 0 | 0 | 7.96 | 76.81 | 135.96 | 143.3 | 146.78 | 145.7 | 146.67 | 145.07 | 144.75 | 140.22 | 132.83 | 109.54 | 36.37 | 0.86 | 0 | 0 | 0 | 0 | 0 | 0 | 0 | 0 | 0 | 0.24 | 29.63 | 103.06 | 140.72 | 150.28 | 153.64 | 153.97 | 155.21 | 154.98 | 152.91 | 149.09 | 143.08 | 125 | 61.5 | 5.79 | 0 | 0 | 0 | 0 | 0 | 0 | 0 | 0 | 0 | 0.54 | 35.12 | 103.14 | 135.24 | 145.83 | 151.66 | 152.87 | 153.7 | 153.45 | 151.72 | 147.98 | 142.83 | 126.68 | 76.54 | 13.1 | 0.01 | 0 | 0 | 0 | 0 | 0 | 0 | 0 | 0 | 0.05 | 16.46 | 80.28 | 125.8 | 142.67 | 149.83 | 151.29 | 150.86 | 149.55 | 147.76 | 143.7 | 137.58 | 121.13 | 70.07 | 11.16 | 0.01 | 0 | 0 | 0 | 0 | 0 | 0 | 0 | 0 | 0 | 5.54 | 60.12 | 113.06 | 134.5 | 144.21 | 147.3 | 146.95 | 144.07 | 140.17 | 134.5 | 124.01 | 98.63 | 36.53 | 1.12 | 0 | 0 | 0 | 0 | 0 | 0 | 0 | 0 | 0 | 0 | 1.23 | 44.44 | 116.13 | 135.23 | 142.26 | 143.4 | 143.36 | 142.57 | 140.9 | 138.84 | 125.38 | 70.12 | 8.41 | 0 | 0 | 0 | 0 | 0 | 0 | 0 | 0 | 0 | 0 | 0 | 0.08 | 25.36 | 100.99 | 128.28 | 132.18 | 131.02 | 131.39 | 132.07 | 132.67 | 129.8 | 101.55 | 28.65 | 0.32 | 0 | 0 | 0 | 0 | 0 | 0 | 0 | 0 | 0 | 0 | 0 | 0 | 4.69 | 59.22 | 110.59 | 119.62 | 116.4 | 113.25 | 114.64 | 114.91 | 109.42 | 63.12 | 6.28 | 0 | 0 | 0 | 0 | 0 | 0 | 0 | 0 | 0 | 0 | 0 | 0 | 0 | 0.22 | 21.96 | 69.82 | 83.95 | 88.45 | 86.71 | 89.53 | 84.62 | 77.26 | 43.9 | 3.77 | 0 | 0 | 0 | 0 | 0 | 0 | 0
CAMERN_6_BSPSR1 |  | Solar_1Axis | Solar Tracking | CISO | South | Socal |  | 0.84 | 0 | 0 | 0 | 0 | 0 | 0 | 0 | 0.09 | 0.34 | 0.44 | 0.46 | 0.47 | 0.46 | 0.44 | 0.4 | 0.25 | 0.05 | 0 | 0 | 0 | 0 | 0 | 0 | 0 | 0 | 0 | 0 | 0 | 0 | 0 | 0.01 | 0.21 | 0.53 | 0.56 | 0.56 | 0.54 | 0.52 | 0.51 | 0.5 | 0.45 | 0.2 | 0.01 | 0 | 0 | 0 | 0 | 0 | 0 | 0 | 0 | 0 | 0 | 0 | 0 | 0.06 | 0.39 | 0.53 | 0.55 | 0.54 | 0.53 | 0.52 | 0.48 | 0.43 | 0.39 | 0.28 | 0.04 | 0 | 0 | 0 | 0 | 0 | 0 | 0 | 0 | 0 | 0 | 0 | 0.04 | 0.36 | 0.63 | 0.67 | 0.68 | 0.68 | 0.68 | 0.68 | 0.68 | 0.65 | 0.62 | 0.51 | 0.17 | 0 | 0 | 0 | 0 | 0 | 0 | 0 | 0 | 0 | 0 | 0 | 0.14 | 0.48 | 0.66 | 0.7 | 0.72 | 0.72 | 0.72 | 0.72 | 0.71 | 0.7 | 0.67 | 0.58 | 0.29 | 0.03 | 0 | 0 | 0 | 0 | 0 | 0 | 0 | 0 | 0 | 0 | 0.16 | 0.48 | 0.63 | 0.68 | 0.71 | 0.71 | 0.72 | 0.72 | 0.71 | 0.69 | 0.67 | 0.59 | 0.36 | 0.06 | 0 | 0 | 0 | 0 | 0 | 0 | 0 | 0 | 0 | 0 | 0.08 | 0.37 | 0.59 | 0.67 | 0.7 | 0.71 | 0.7 | 0.7 | 0.69 | 0.67 | 0.64 | 0.57 | 0.33 | 0.05 | 0 | 0 | 0 | 0 | 0 | 0 | 0 | 0 | 0 | 0 | 0.03 | 0.28 | 0.53 | 0.63 | 0.67 | 0.69 | 0.69 | 0.67 | 0.65 | 0.63 | 0.58 | 0.46 | 0.17 | 0.01 | 0 | 0 | 0 | 0 | 0 | 0 | 0 | 0 | 0 | 0 | 0.01 | 0.21 | 0.54 | 0.63 | 0.66 | 0.67 | 0.67 | 0.67 | 0.66 | 0.65 | 0.59 | 0.33 | 0.04 | 0 | 0 | 0 | 0 | 0 | 0 | 0 | 0 | 0 | 0 | 0 | 0 | 0.12 | 0.47 | 0.6 | 0.62 | 0.61 | 0.61 | 0.62 | 0.62 | 0.61 | 0.47 | 0.13 | 0 | 0 | 0 | 0 | 0 | 0 | 0 | 0 | 0 | 0 | 0 | 0 | 0 | 0.02 | 0.28 | 0.52 | 0.56 | 0.54 | 0.53 | 0.53 | 0.54 | 0.51 | 0.29 | 0.03 | 0 | 0 | 0 | 0 | 0 | 0 | 0 | 0 | 0 | 0 | 0 | 0 | 0 | 0 | 0.1 | 0.33 | 0.39 | 0.41 | 0.4 | 0.42 | 0.39 | 0.36 | 0.2 | 0.02 | 0 | 0 | 0 | 0 | 0 | 0 | 0
DELSUR_6_HORSR1 |  | Solar_1Axis | Solar Tracking | CISO | South | Socal |  | 1.5 | 0 | 0 | 0 | 0 | 0 | 0 | 0 | 0.17 | 0.61 | 0.79 | 0.82 | 0.84 | 0.83 | 0.78 | 0.72 | 0.45 | 0.09 | 0 | 0 | 0 | 0 | 0 | 0 | 0 | 0 | 0 | 0 | 0 | 0 | 0 | 0.01 | 0.38 | 0.94 | 1 | 0.99 | 0.96 | 0.93 | 0.91 | 0.89 | 0.8 | 0.35 | 0.01 | 0 | 0 | 0 | 0 | 0 | 0 | 0 | 0 | 0 | 0 | 0 | 0 | 0.12 | 0.69 | 0.95 | 0.98 | 0.97 | 0.94 | 0.94 | 0.85 | 0.77 | 0.7 | 0.5 | 0.07 | 0 | 0 | 0 | 0 | 0 | 0 | 0 | 0 | 0 | 0 | 0 | 0.07 | 0.64 | 1.13 | 1.19 | 1.22 | 1.21 | 1.22 | 1.21 | 1.21 | 1.17 | 1.11 | 0.91 | 0.3 | 0.01 | 0 | 0 | 0 | 0 | 0 | 0 | 0 | 0 | 0 | 0 | 0.25 | 0.86 | 1.17 | 1.25 | 1.28 | 1.28 | 1.29 | 1.29 | 1.27 | 1.24 | 1.19 | 1.04 | 0.51 | 0.05 | 0 | 0 | 0 | 0 | 0 | 0 | 0 | 0 | 0 | 0 | 0.29 | 0.86 | 1.13 | 1.22 | 1.26 | 1.27 | 1.28 | 1.28 | 1.26 | 1.23 | 1.19 | 1.06 | 0.64 | 0.11 | 0 | 0 | 0 | 0 | 0 | 0 | 0 | 0 | 0 | 0 | 0.14 | 0.67 | 1.05 | 1.19 | 1.25 | 1.26 | 1.26 | 1.25 | 1.23 | 1.2 | 1.15 | 1.01 | 0.58 | 0.09 | 0 | 0 | 0 | 0 | 0 | 0 | 0 | 0 | 0 | 0 | 0.05 | 0.5 | 0.94 | 1.12 | 1.2 | 1.23 | 1.22 | 1.2 | 1.17 | 1.12 | 1.03 | 0.82 | 0.3 | 0.01 | 0 | 0 | 0 | 0 | 0 | 0 | 0 | 0 | 0 | 0 | 0.01 | 0.37 | 0.97 | 1.13 | 1.19 | 1.19 | 1.19 | 1.19 | 1.17 | 1.16 | 1.04 | 0.58 | 0.07 | 0 | 0 | 0 | 0 | 0 | 0 | 0 | 0 | 0 | 0 | 0 | 0 | 0.21 | 0.84 | 1.07 | 1.1 | 1.09 | 1.09 | 1.1 | 1.11 | 1.08 | 0.85 | 0.24 | 0 | 0 | 0 | 0 | 0 | 0 | 0 | 0 | 0 | 0 | 0 | 0 | 0 | 0.04 | 0.49 | 0.92 | 1 | 0.97 | 0.94 | 0.96 | 0.96 | 0.91 | 0.53 | 0.05 | 0 | 0 | 0 | 0 | 0 | 0 | 0 | 0 | 0 | 0 | 0 | 0 | 0 | 0 | 0.18 | 0.58 | 0.7 | 0.74 | 0.72 | 0.75 | 0.71 | 0.64 | 0.37 | 0.03 | 0 | 0 | 0 | 0 | 0 | 0 | 0
DREWSR_2_BHSSR1 |  | Solar_1Axis | Solar Tracking | CISO | South | Socal |  | 100 | 0 | 0 | 0 | 0 | 0 | 0 | 0.05 | 11.15 | 40.86 | 52.77 | 54.85 | 56.02 | 55.33 | 51.96 | 48.09 | 30.31 | 5.97 | 0 | 0 | 0 | 0 | 0 | 0 | 0 | 0 | 0 | 0 | 0 | 0 | 0 | 0.69 | 25.55 | 62.5 | 66.78 | 66.22 | 63.98 | 61.88 | 60.45 | 59.37 | 53.39 | 23.3 | 0.86 | 0 | 0 | 0 | 0 | 0 | 0 | 0 | 0 | 0 | 0 | 0 | 0 | 7.72 | 45.9 | 63.23 | 65.54 | 64.35 | 62.73 | 62.36 | 56.62 | 51.49 | 46.46 | 33.01 | 4.98 | 0 | 0 | 0 | 0 | 0 | 0 | 0 | 0 | 0 | 0 | 0 | 4.42 | 42.67 | 75.53 | 79.61 | 81.54 | 80.94 | 81.48 | 80.59 | 80.42 | 77.9 | 73.79 | 60.86 | 20.21 | 0.48 | 0 | 0 | 0 | 0 | 0 | 0 | 0 | 0 | 0 | 0.13 | 16.46 | 57.26 | 78.18 | 83.49 | 85.35 | 85.54 | 86.23 | 86.1 | 84.95 | 82.83 | 79.49 | 69.44 | 34.16 | 3.22 | 0 | 0 | 0 | 0 | 0 | 0 | 0 | 0 | 0 | 0.3 | 19.51 | 57.3 | 75.13 | 81.02 | 84.26 | 84.93 | 85.39 | 85.25 | 84.29 | 82.21 | 79.35 | 70.38 | 42.52 | 7.28 | 0 | 0 | 0 | 0 | 0 | 0 | 0 | 0 | 0 | 0.03 | 9.15 | 44.6 | 69.89 | 79.26 | 83.24 | 84.05 | 83.81 | 83.08 | 82.09 | 79.83 | 76.43 | 67.29 | 38.93 | 6.2 | 0 | 0 | 0 | 0 | 0 | 0 | 0 | 0 | 0 | 0 | 3.08 | 33.4 | 62.81 | 74.72 | 80.11 | 81.83 | 81.64 | 80.04 | 77.87 | 74.72 | 68.89 | 54.8 | 20.3 | 0.62 | 0 | 0 | 0 | 0 | 0 | 0 | 0 | 0 | 0 | 0 | 0.68 | 24.69 | 64.51 | 75.13 | 79.03 | 79.66 | 79.64 | 79.2 | 78.28 | 77.14 | 69.65 | 38.96 | 4.67 | 0 | 0 | 0 | 0 | 0 | 0 | 0 | 0 | 0 | 0 | 0 | 0.05 | 14.09 | 56.11 | 71.27 | 73.43 | 72.79 | 73 | 73.37 | 73.71 | 72.11 | 56.42 | 15.91 | 0.18 | 0 | 0 | 0 | 0 | 0 | 0 | 0 | 0 | 0 | 0 | 0 | 0 | 2.6 | 32.9 | 61.44 | 66.46 | 64.67 | 62.92 | 63.69 | 63.84 | 60.79 | 35.07 | 3.49 | 0 | 0 | 0 | 0 | 0 | 0 | 0 | 0 | 0 | 0 | 0 | 0 | 0 | 0.12 | 12.2 | 38.79 | 46.64 | 49.14 | 48.17 | 49.74 | 47.01 | 42.92 | 24.39 | 2.09 | 0 | 0 | 0 | 0 | 0 | 0 | 0
KNTSTH_6_WALSR1 |  | Solar_1Axis | Solar Tracking | CISO | North | Norcal |  | 19.88 | 0 | 0 | 0 | 0 | 0 | 0 | 0 | 0.42 | 3.26 | 6.21 | 7.68 | 8.45 | 8.46 | 7.98 | 7.47 | 5.1 | 1.11 | 0 | 0 | 0 | 0 | 0 | 0 | 0 | 0 | 0 | 0 | 0 | 0 | 0 | 0 | 2.45 | 10.21 | 12.73 | 13 | 12.32 | 12.14 | 12.06 | 12.32 | 10.51 | 5.51 | 0.3 | 0 | 0 | 0 | 0 | 0 | 0 | 0 | 0 | 0 | 0 | 0 | 0 | 0.51 | 6.35 | 11.91 | 12.76 | 11.98 | 12.31 | 12.12 | 11.16 | 10.31 | 9.6 | 6.76 | 1.56 | 0 | 0 | 0 | 0 | 0 | 0 | 0 | 0 | 0 | 0 | 0 | 0.28 | 5.93 | 13.09 | 14.4 | 14.32 | 14.06 | 14.4 | 14.44 | 14.22 | 14.45 | 13.86 | 12.64 | 5.87 | 0.27 | 0 | 0 | 0 | 0 | 0 | 0 | 0 | 0 | 0 | 0 | 2.19 | 10.32 | 14.55 | 15.21 | 15.23 | 15.09 | 15.42 | 15.41 | 15.77 | 15.77 | 15.42 | 14.53 | 8.99 | 1.4 | 0 | 0 | 0 | 0 | 0 | 0 | 0 | 0 | 0 | 0.01 | 3.14 | 11.4 | 15.45 | 16.54 | 16.75 | 16.87 | 16.97 | 16.92 | 16.77 | 16.77 | 16.4 | 15.21 | 11.27 | 3.18 | 0.04 | 0 | 0 | 0 | 0 | 0 | 0 | 0 | 0 | 0 | 1.43 | 9.15 | 14.75 | 16.28 | 16.5 | 16.62 | 16.55 | 16.52 | 16.34 | 16.31 | 15.65 | 14.51 | 10.17 | 2.39 | 0.01 | 0 | 0 | 0 | 0 | 0 | 0 | 0 | 0 | 0 | 0.2 | 5.36 | 12.39 | 14.98 | 15.67 | 15.74 | 15.87 | 15.74 | 15.62 | 15.51 | 14.59 | 11.97 | 5.31 | 0.29 | 0 | 0 | 0 | 0 | 0 | 0 | 0 | 0 | 0 | 0 | 0.02 | 3.27 | 11.68 | 14.71 | 15.2 | 15.09 | 14.92 | 14.95 | 15.16 | 15.23 | 14.35 | 9.45 | 1.86 | 0 | 0 | 0 | 0 | 0 | 0 | 0 | 0 | 0 | 0 | 0 | 0 | 0.98 | 7.75 | 12.82 | 13.21 | 12.94 | 12.62 | 12.71 | 12.94 | 12.89 | 10.85 | 3.61 | 0.08 | 0 | 0 | 0 | 0 | 0 | 0 | 0 | 0 | 0 | 0 | 0 | 0 | 0.04 | 3.02 | 9.1 | 10.72 | 10.51 | 10.18 | 10.48 | 10.79 | 10.13 | 6.35 | 0.75 | 0 | 0 | 0 | 0 | 0 | 0 | 0 | 0 | 0 | 0 | 0 | 0 | 0 | 0 | 0.59 | 4.07 | 6.68 | 8.12 | 8.52 | 8.3 | 8.04 | 7.43 | 4.16 | 0.45 | 0 | 0 | 0 | 0 | 0 | 0 | 0
MSOLAR_2_MS4SR4 |  | Solar_1Axis | Solar Tracking | CISO | South | Socal |  | 52.5 | 0 | 0 | 0 | 0 | 0 | 0 | 0.03 | 5.86 | 21.45 | 27.71 | 28.79 | 29.41 | 29.05 | 27.28 | 25.25 | 15.91 | 3.13 | 0 | 0 | 0 | 0 | 0 | 0 | 0 | 0 | 0 | 0 | 0 | 0 | 0 | 0.36 | 13.41 | 32.81 | 35.06 | 34.77 | 33.59 | 32.49 | 31.74 | 31.17 | 28.03 | 12.23 | 0.45 | 0 | 0 | 0 | 0 | 0 | 0 | 0 | 0 | 0 | 0 | 0 | 0 | 4.06 | 24.1 | 33.19 | 34.41 | 33.78 | 32.93 | 32.74 | 29.72 | 27.03 | 24.39 | 17.33 | 2.62 | 0 | 0 | 0 | 0 | 0 | 0 | 0 | 0 | 0 | 0 | 0 | 2.32 | 22.4 | 39.66 | 41.79 | 42.81 | 42.5 | 42.78 | 42.31 | 42.22 | 40.9 | 38.74 | 31.95 | 10.61 | 0.25 | 0 | 0 | 0 | 0 | 0 | 0 | 0 | 0 | 0 | 0.07 | 8.64 | 30.06 | 41.04 | 43.83 | 44.81 | 44.91 | 45.27 | 45.2 | 44.6 | 43.48 | 41.73 | 36.46 | 17.94 | 1.69 | 0 | 0 | 0 | 0 | 0 | 0 | 0 | 0 | 0 | 0.16 | 10.24 | 30.08 | 39.45 | 42.53 | 44.24 | 44.59 | 44.83 | 44.76 | 44.25 | 43.16 | 41.66 | 36.95 | 22.32 | 3.82 | 0 | 0 | 0 | 0 | 0 | 0 | 0 | 0 | 0 | 0.01 | 4.8 | 23.42 | 36.69 | 41.61 | 43.7 | 44.13 | 44 | 43.62 | 43.1 | 41.91 | 40.13 | 35.33 | 20.44 | 3.25 | 0 | 0 | 0 | 0 | 0 | 0 | 0 | 0 | 0 | 0 | 1.62 | 17.53 | 32.97 | 39.23 | 42.06 | 42.96 | 42.86 | 42.02 | 40.88 | 39.23 | 36.17 | 28.77 | 10.66 | 0.33 | 0 | 0 | 0 | 0 | 0 | 0 | 0 | 0 | 0 | 0 | 0.36 | 12.96 | 33.87 | 39.44 | 41.49 | 41.82 | 41.81 | 41.58 | 41.09 | 40.5 | 36.57 | 20.45 | 2.45 | 0 | 0 | 0 | 0 | 0 | 0 | 0 | 0 | 0 | 0 | 0 | 0.02 | 7.4 | 29.46 | 37.42 | 38.55 | 38.21 | 38.32 | 38.52 | 38.7 | 37.86 | 29.62 | 8.35 | 0.09 | 0 | 0 | 0 | 0 | 0 | 0 | 0 | 0 | 0 | 0 | 0 | 0 | 1.37 | 17.27 | 32.26 | 34.89 | 33.95 | 33.03 | 33.44 | 33.52 | 31.91 | 18.41 | 1.83 | 0 | 0 | 0 | 0 | 0 | 0 | 0 | 0 | 0 | 0 | 0 | 0 | 0 | 0.06 | 6.4 | 20.36 | 24.49 | 25.8 | 25.29 | 26.11 | 24.68 | 22.53 | 12.8 | 1.1 | 0 | 0 | 0 | 0 | 0 | 0 | 0
OASIS_6_AR4SR2 |  | Solar_1Axis | Solar Tracking | CISO | South | Socal |  | 1 | 0 | 0 | 0 | 0 | 0 | 0 | 0 | 0.11 | 0.41 | 0.53 | 0.55 | 0.56 | 0.55 | 0.52 | 0.48 | 0.3 | 0.06 | 0 | 0 | 0 | 0 | 0 | 0 | 0 | 0 | 0 | 0 | 0 | 0 | 0 | 0.01 | 0.26 | 0.63 | 0.67 | 0.66 | 0.64 | 0.62 | 0.6 | 0.59 | 0.53 | 0.23 | 0.01 | 0 | 0 | 0 | 0 | 0 | 0 | 0 | 0 | 0 | 0 | 0 | 0 | 0.08 | 0.46 | 0.63 | 0.66 | 0.64 | 0.63 | 0.62 | 0.57 | 0.51 | 0.46 | 0.33 | 0.05 | 0 | 0 | 0 | 0 | 0 | 0 | 0 | 0 | 0 | 0 | 0 | 0.04 | 0.43 | 0.76 | 0.8 | 0.82 | 0.81 | 0.81 | 0.81 | 0.8 | 0.78 | 0.74 | 0.61 | 0.2 | 0 | 0 | 0 | 0 | 0 | 0 | 0 | 0 | 0 | 0 | 0 | 0.16 | 0.57 | 0.78 | 0.83 | 0.85 | 0.86 | 0.86 | 0.86 | 0.85 | 0.83 | 0.79 | 0.69 | 0.34 | 0.03 | 0 | 0 | 0 | 0 | 0 | 0 | 0 | 0 | 0 | 0 | 0.2 | 0.57 | 0.75 | 0.81 | 0.84 | 0.85 | 0.85 | 0.85 | 0.84 | 0.82 | 0.79 | 0.7 | 0.43 | 0.07 | 0 | 0 | 0 | 0 | 0 | 0 | 0 | 0 | 0 | 0 | 0.09 | 0.45 | 0.7 | 0.79 | 0.83 | 0.84 | 0.84 | 0.83 | 0.82 | 0.8 | 0.76 | 0.67 | 0.39 | 0.06 | 0 | 0 | 0 | 0 | 0 | 0 | 0 | 0 | 0 | 0 | 0.03 | 0.33 | 0.63 | 0.75 | 0.8 | 0.82 | 0.82 | 0.8 | 0.78 | 0.75 | 0.69 | 0.55 | 0.2 | 0.01 | 0 | 0 | 0 | 0 | 0 | 0 | 0 | 0 | 0 | 0 | 0.01 | 0.25 | 0.65 | 0.75 | 0.79 | 0.8 | 0.8 | 0.79 | 0.78 | 0.77 | 0.7 | 0.39 | 0.05 | 0 | 0 | 0 | 0 | 0 | 0 | 0 | 0 | 0 | 0 | 0 | 0 | 0.14 | 0.56 | 0.71 | 0.73 | 0.73 | 0.73 | 0.73 | 0.74 | 0.72 | 0.56 | 0.16 | 0 | 0 | 0 | 0 | 0 | 0 | 0 | 0 | 0 | 0 | 0 | 0 | 0 | 0.03 | 0.33 | 0.61 | 0.66 | 0.65 | 0.63 | 0.64 | 0.64 | 0.61 | 0.35 | 0.03 | 0 | 0 | 0 | 0 | 0 | 0 | 0 | 0 | 0 | 0 | 0 | 0 | 0 | 0 | 0.12 | 0.39 | 0.47 | 0.49 | 0.48 | 0.5 | 0.47 | 0.43 | 0.24 | 0.02 | 0 | 0 | 0 | 0 | 0 | 0 | 0
OASIS_6_AR4SR3 |  | Solar_1Axis | Solar Tracking | CISO | South | Socal |  | 1.5 | 0 | 0 | 0 | 0 | 0 | 0 | 0 | 0.17 | 0.61 | 0.79 | 0.82 | 0.84 | 0.83 | 0.78 | 0.72 | 0.45 | 0.09 | 0 | 0 | 0 | 0 | 0 | 0 | 0 | 0 | 0 | 0 | 0 | 0 | 0 | 0.01 | 0.38 | 0.94 | 1 | 0.99 | 0.96 | 0.93 | 0.91 | 0.89 | 0.8 | 0.35 | 0.01 | 0 | 0 | 0 | 0 | 0 | 0 | 0 | 0 | 0 | 0 | 0 | 0 | 0.12 | 0.69 | 0.95 | 0.98 | 0.97 | 0.94 | 0.94 | 0.85 | 0.77 | 0.7 | 0.5 | 0.07 | 0 | 0 | 0 | 0 | 0 | 0 | 0 | 0 | 0 | 0 | 0 | 0.07 | 0.64 | 1.13 | 1.19 | 1.22 | 1.21 | 1.22 | 1.21 | 1.21 | 1.17 | 1.11 | 0.91 | 0.3 | 0.01 | 0 | 0 | 0 | 0 | 0 | 0 | 0 | 0 | 0 | 0 | 0.25 | 0.86 | 1.17 | 1.25 | 1.28 | 1.28 | 1.29 | 1.29 | 1.27 | 1.24 | 1.19 | 1.04 | 0.51 | 0.05 | 0 | 0 | 0 | 0 | 0 | 0 | 0 | 0 | 0 | 0 | 0.29 | 0.86 | 1.13 | 1.22 | 1.26 | 1.27 | 1.28 | 1.28 | 1.26 | 1.23 | 1.19 | 1.06 | 0.64 | 0.11 | 0 | 0 | 0 | 0 | 0 | 0 | 0 | 0 | 0 | 0 | 0.14 | 0.67 | 1.05 | 1.19 | 1.25 | 1.26 | 1.26 | 1.25 | 1.23 | 1.2 | 1.15 | 1.01 | 0.58 | 0.09 | 0 | 0 | 0 | 0 | 0 | 0 | 0 | 0 | 0 | 0 | 0.05 | 0.5 | 0.94 | 1.12 | 1.2 | 1.23 | 1.22 | 1.2 | 1.17 | 1.12 | 1.03 | 0.82 | 0.3 | 0.01 | 0 | 0 | 0 | 0 | 0 | 0 | 0 | 0 | 0 | 0 | 0.01 | 0.37 | 0.97 | 1.13 | 1.19 | 1.19 | 1.19 | 1.19 | 1.17 | 1.16 | 1.04 | 0.58 | 0.07 | 0 | 0 | 0 | 0 | 0 | 0 | 0 | 0 | 0 | 0 | 0 | 0 | 0.21 | 0.84 | 1.07 | 1.1 | 1.09 | 1.09 | 1.1 | 1.11 | 1.08 | 0.85 | 0.24 | 0 | 0 | 0 | 0 | 0 | 0 | 0 | 0 | 0 | 0 | 0 | 0 | 0 | 0.04 | 0.49 | 0.92 | 1 | 0.97 | 0.94 | 0.96 | 0.96 | 0.91 | 0.53 | 0.05 | 0 | 0 | 0 | 0 | 0 | 0 | 0 | 0 | 0 | 0 | 0 | 0 | 0 | 0 | 0.18 | 0.58 | 0.7 | 0.74 | 0.72 | 0.75 | 0.71 | 0.64 | 0.37 | 0.03 | 0 | 0 | 0 | 0 | 0 | 0 | 0
OASIS_6_AR8SR1 |  | Solar_1Axis | Solar Tracking | CISO | South | Socal |  | 1.5 | 0 | 0 | 0 | 0 | 0 | 0 | 0 | 0.17 | 0.61 | 0.79 | 0.82 | 0.84 | 0.83 | 0.78 | 0.72 | 0.45 | 0.09 | 0 | 0 | 0 | 0 | 0 | 0 | 0 | 0 | 0 | 0 | 0 | 0 | 0 | 0.01 | 0.38 | 0.94 | 1 | 0.99 | 0.96 | 0.93 | 0.91 | 0.89 | 0.8 | 0.35 | 0.01 | 0 | 0 | 0 | 0 | 0 | 0 | 0 | 0 | 0 | 0 | 0 | 0 | 0.12 | 0.69 | 0.95 | 0.98 | 0.97 | 0.94 | 0.94 | 0.85 | 0.77 | 0.7 | 0.5 | 0.07 | 0 | 0 | 0 | 0 | 0 | 0 | 0 | 0 | 0 | 0 | 0 | 0.07 | 0.64 | 1.13 | 1.19 | 1.22 | 1.21 | 1.22 | 1.21 | 1.21 | 1.17 | 1.11 | 0.91 | 0.3 | 0.01 | 0 | 0 | 0 | 0 | 0 | 0 | 0 | 0 | 0 | 0 | 0.25 | 0.86 | 1.17 | 1.25 | 1.28 | 1.28 | 1.29 | 1.29 | 1.27 | 1.24 | 1.19 | 1.04 | 0.51 | 0.05 | 0 | 0 | 0 | 0 | 0 | 0 | 0 | 0 | 0 | 0 | 0.29 | 0.86 | 1.13 | 1.22 | 1.26 | 1.27 | 1.28 | 1.28 | 1.26 | 1.23 | 1.19 | 1.06 | 0.64 | 0.11 | 0 | 0 | 0 | 0 | 0 | 0 | 0 | 0 | 0 | 0 | 0.14 | 0.67 | 1.05 | 1.19 | 1.25 | 1.26 | 1.26 | 1.25 | 1.23 | 1.2 | 1.15 | 1.01 | 0.58 | 0.09 | 0 | 0 | 0 | 0 | 0 | 0 | 0 | 0 | 0 | 0 | 0.05 | 0.5 | 0.94 | 1.12 | 1.2 | 1.23 | 1.22 | 1.2 | 1.17 | 1.12 | 1.03 | 0.82 | 0.3 | 0.01 | 0 | 0 | 0 | 0 | 0 | 0 | 0 | 0 | 0 | 0 | 0.01 | 0.37 | 0.97 | 1.13 | 1.19 | 1.19 | 1.19 | 1.19 | 1.17 | 1.16 | 1.04 | 0.58 | 0.07 | 0 | 0 | 0 | 0 | 0 | 0 | 0 | 0 | 0 | 0 | 0 | 0 | 0.21 | 0.84 | 1.07 | 1.1 | 1.09 | 1.09 | 1.1 | 1.11 | 1.08 | 0.85 | 0.24 | 0 | 0 | 0 | 0 | 0 | 0 | 0 | 0 | 0 | 0 | 0 | 0 | 0 | 0.04 | 0.49 | 0.92 | 1 | 0.97 | 0.94 | 0.96 | 0.96 | 0.91 | 0.53 | 0.05 | 0 | 0 | 0 | 0 | 0 | 0 | 0 | 0 | 0 | 0 | 0 | 0 | 0 | 0 | 0.18 | 0.58 | 0.7 | 0.74 | 0.72 | 0.75 | 0.71 | 0.64 | 0.37 | 0.03 | 0 | 0 | 0 | 0 | 0 | 0 | 0
OASIS_6_AR8SR2 |  | Solar_1Axis | Solar Tracking | CISO | South | Socal |  | 1.5 | 0 | 0 | 0 | 0 | 0 | 0 | 0 | 0.17 | 0.61 | 0.79 | 0.82 | 0.84 | 0.83 | 0.78 | 0.72 | 0.45 | 0.09 | 0 | 0 | 0 | 0 | 0 | 0 | 0 | 0 | 0 | 0 | 0 | 0 | 0 | 0.01 | 0.38 | 0.94 | 1 | 0.99 | 0.96 | 0.93 | 0.91 | 0.89 | 0.8 | 0.35 | 0.01 | 0 | 0 | 0 | 0 | 0 | 0 | 0 | 0 | 0 | 0 | 0 | 0 | 0.12 | 0.69 | 0.95 | 0.98 | 0.97 | 0.94 | 0.94 | 0.85 | 0.77 | 0.7 | 0.5 | 0.07 | 0 | 0 | 0 | 0 | 0 | 0 | 0 | 0 | 0 | 0 | 0 | 0.07 | 0.64 | 1.13 | 1.19 | 1.22 | 1.21 | 1.22 | 1.21 | 1.21 | 1.17 | 1.11 | 0.91 | 0.3 | 0.01 | 0 | 0 | 0 | 0 | 0 | 0 | 0 | 0 | 0 | 0 | 0.25 | 0.86 | 1.17 | 1.25 | 1.28 | 1.28 | 1.29 | 1.29 | 1.27 | 1.24 | 1.19 | 1.04 | 0.51 | 0.05 | 0 | 0 | 0 | 0 | 0 | 0 | 0 | 0 | 0 | 0 | 0.29 | 0.86 | 1.13 | 1.22 | 1.26 | 1.27 | 1.28 | 1.28 | 1.26 | 1.23 | 1.19 | 1.06 | 0.64 | 0.11 | 0 | 0 | 0 | 0 | 0 | 0 | 0 | 0 | 0 | 0 | 0.14 | 0.67 | 1.05 | 1.19 | 1.25 | 1.26 | 1.26 | 1.25 | 1.23 | 1.2 | 1.15 | 1.01 | 0.58 | 0.09 | 0 | 0 | 0 | 0 | 0 | 0 | 0 | 0 | 0 | 0 | 0.05 | 0.5 | 0.94 | 1.12 | 1.2 | 1.23 | 1.22 | 1.2 | 1.17 | 1.12 | 1.03 | 0.82 | 0.3 | 0.01 | 0 | 0 | 0 | 0 | 0 | 0 | 0 | 0 | 0 | 0 | 0.01 | 0.37 | 0.97 | 1.13 | 1.19 | 1.19 | 1.19 | 1.19 | 1.17 | 1.16 | 1.04 | 0.58 | 0.07 | 0 | 0 | 0 | 0 | 0 | 0 | 0 | 0 | 0 | 0 | 0 | 0 | 0.21 | 0.84 | 1.07 | 1.1 | 1.09 | 1.09 | 1.1 | 1.11 | 1.08 | 0.85 | 0.24 | 0 | 0 | 0 | 0 | 0 | 0 | 0 | 0 | 0 | 0 | 0 | 0 | 0 | 0.04 | 0.49 | 0.92 | 1 | 0.97 | 0.94 | 0.96 | 0.96 | 0.91 | 0.53 | 0.05 | 0 | 0 | 0 | 0 | 0 | 0 | 0 | 0 | 0 | 0 | 0 | 0 | 0 | 0 | 0.18 | 0.58 | 0.7 | 0.74 | 0.72 | 0.75 | 0.71 | 0.64 | 0.37 | 0.03 | 0 | 0 | 0 | 0 | 0 | 0 | 0
OASIS_6_LPPSR1 |  | Solar_Fixed | Solar Fixed | CISO | South | Socal |  | 3 | 0 | 0 | 0 | 0 | 0 | 0 | 0 | 0.36 | 1.24 | 1.69 | 1.86 | 1.93 | 1.84 | 1.76 | 1.47 | 0.81 | 0.12 | 0 | 0 | 0 | 0 | 0 | 0 | 0 | 0 | 0 | 0 | 0 | 0 | 0 | 0.03 | 0.65 | 1.57 | 1.93 | 2.05 | 2.07 | 1.99 | 1.89 | 1.71 | 1.34 | 0.49 | 0.01 | 0 | 0 | 0 | 0 | 0 | 0 | 0 | 0 | 0 | 0 | 0 | 0 | 0.22 | 1.14 | 1.77 | 2.02 | 2.06 | 2.09 | 2 | 1.89 | 1.71 | 1.39 | 0.75 | 0.1 | 0 | 0 | 0 | 0 | 0 | 0 | 0 | 0 | 0 | 0 | 0 | 0.11 | 0.88 | 1.78 | 2.24 | 2.43 | 2.52 | 2.53 | 2.48 | 2.41 | 2.22 | 1.92 | 1.31 | 0.34 | 0.01 | 0 | 0 | 0 | 0 | 0 | 0 | 0 | 0 | 0 | 0.01 | 0.35 | 1.26 | 1.88 | 2.27 | 2.5 | 2.6 | 2.63 | 2.6 | 2.55 | 2.38 | 2.08 | 1.52 | 0.59 | 0.05 | 0 | 0 | 0 | 0 | 0 | 0 | 0 | 0 | 0 | 0.01 | 0.4 | 1.23 | 1.84 | 2.29 | 2.51 | 2.63 | 2.64 | 2.62 | 2.54 | 2.34 | 2.05 | 1.6 | 0.76 | 0.1 | 0 | 0 | 0 | 0 | 0 | 0 | 0 | 0 | 0 | 0 | 0.21 | 0.89 | 1.61 | 2.04 | 2.3 | 2.46 | 2.52 | 2.49 | 2.41 | 2.22 | 1.95 | 1.49 | 0.69 | 0.08 | 0 | 0 | 0 | 0 | 0 | 0 | 0 | 0 | 0 | 0 | 0.09 | 0.77 | 1.62 | 2.04 | 2.33 | 2.53 | 2.59 | 2.48 | 2.4 | 2.2 | 1.88 | 1.26 | 0.37 | 0.01 | 0 | 0 | 0 | 0 | 0 | 0 | 0 | 0 | 0 | 0 | 0.03 | 0.61 | 1.57 | 2.07 | 2.32 | 2.47 | 2.5 | 2.5 | 2.39 | 2.16 | 1.72 | 0.8 | 0.08 | 0 | 0 | 0 | 0 | 0 | 0 | 0 | 0 | 0 | 0 | 0 | 0 | 0.38 | 1.4 | 2 | 2.25 | 2.4 | 2.43 | 2.39 | 2.27 | 2.03 | 1.35 | 0.32 | 0 | 0 | 0 | 0 | 0 | 0 | 0 | 0 | 0 | 0 | 0 | 0 | 0 | 0.1 | 0.89 | 1.75 | 2.04 | 2.16 | 2.19 | 2.13 | 2.01 | 1.65 | 0.77 | 0.06 | 0 | 0 | 0 | 0 | 0 | 0 | 0 | 0 | 0 | 0 | 0 | 0 | 0 | 0.01 | 0.4 | 1.16 | 1.56 | 1.7 | 1.79 | 1.77 | 1.62 | 1.27 | 0.59 | 0.04 | 0 | 0 | 0 | 0 | 0 | 0 | 0
OASIS_6_VINSR1 |  | Solar_1Axis | Solar Tracking | CISO | South | Socal |  | 1.5 | 0 | 0 | 0 | 0 | 0 | 0 | 0 | 0.17 | 0.61 | 0.79 | 0.82 | 0.84 | 0.83 | 0.78 | 0.72 | 0.45 | 0.09 | 0 | 0 | 0 | 0 | 0 | 0 | 0 | 0 | 0 | 0 | 0 | 0 | 0 | 0.01 | 0.38 | 0.94 | 1 | 0.99 | 0.96 | 0.93 | 0.91 | 0.89 | 0.8 | 0.35 | 0.01 | 0 | 0 | 0 | 0 | 0 | 0 | 0 | 0 | 0 | 0 | 0 | 0 | 0.12 | 0.69 | 0.95 | 0.98 | 0.97 | 0.94 | 0.94 | 0.85 | 0.77 | 0.7 | 0.5 | 0.07 | 0 | 0 | 0 | 0 | 0 | 0 | 0 | 0 | 0 | 0 | 0 | 0.07 | 0.64 | 1.13 | 1.19 | 1.22 | 1.21 | 1.22 | 1.21 | 1.21 | 1.17 | 1.11 | 0.91 | 0.3 | 0.01 | 0 | 0 | 0 | 0 | 0 | 0 | 0 | 0 | 0 | 0 | 0.25 | 0.86 | 1.17 | 1.25 | 1.28 | 1.28 | 1.29 | 1.29 | 1.27 | 1.24 | 1.19 | 1.04 | 0.51 | 0.05 | 0 | 0 | 0 | 0 | 0 | 0 | 0 | 0 | 0 | 0 | 0.29 | 0.86 | 1.13 | 1.22 | 1.26 | 1.27 | 1.28 | 1.28 | 1.26 | 1.23 | 1.19 | 1.06 | 0.64 | 0.11 | 0 | 0 | 0 | 0 | 0 | 0 | 0 | 0 | 0 | 0 | 0.14 | 0.67 | 1.05 | 1.19 | 1.25 | 1.26 | 1.26 | 1.25 | 1.23 | 1.2 | 1.15 | 1.01 | 0.58 | 0.09 | 0 | 0 | 0 | 0 | 0 | 0 | 0 | 0 | 0 | 0 | 0.05 | 0.5 | 0.94 | 1.12 | 1.2 | 1.23 | 1.22 | 1.2 | 1.17 | 1.12 | 1.03 | 0.82 | 0.3 | 0.01 | 0 | 0 | 0 | 0 | 0 | 0 | 0 | 0 | 0 | 0 | 0.01 | 0.37 | 0.97 | 1.13 | 1.19 | 1.19 | 1.19 | 1.19 | 1.17 | 1.16 | 1.04 | 0.58 | 0.07 | 0 | 0 | 0 | 0 | 0 | 0 | 0 | 0 | 0 | 0 | 0 | 0 | 0.21 | 0.84 | 1.07 | 1.1 | 1.09 | 1.09 | 1.1 | 1.11 | 1.08 | 0.85 | 0.24 | 0 | 0 | 0 | 0 | 0 | 0 | 0 | 0 | 0 | 0 | 0 | 0 | 0 | 0.04 | 0.49 | 0.92 | 1 | 0.97 | 0.94 | 0.96 | 0.96 | 0.91 | 0.53 | 0.05 | 0 | 0 | 0 | 0 | 0 | 0 | 0 | 0 | 0 | 0 | 0 | 0 | 0 | 0 | 0.18 | 0.58 | 0.7 | 0.74 | 0.72 | 0.75 | 0.71 | 0.64 | 0.37 | 0.03 | 0 | 0 | 0 | 0 | 0 | 0 | 0
RDWAY_1_SCKSR1 |  | Solar_1Axis | Solar Tracking | CISO | South | Socal |  | 3 | 0 | 0 | 0 | 0 | 0 | 0 | 0 | 0.33 | 1.23 | 1.58 | 1.65 | 1.68 | 1.66 | 1.56 | 1.44 | 0.91 | 0.18 | 0 | 0 | 0 | 0 | 0 | 0 | 0 | 0 | 0 | 0 | 0 | 0 | 0 | 0.02 | 0.77 | 1.88 | 2 | 1.99 | 1.92 | 1.86 | 1.81 | 1.78 | 1.6 | 0.7 | 0.03 | 0 | 0 | 0 | 0 | 0 | 0 | 0 | 0 | 0 | 0 | 0 | 0 | 0.23 | 1.38 | 1.9 | 1.97 | 1.93 | 1.88 | 1.87 | 1.7 | 1.54 | 1.39 | 0.99 | 0.15 | 0 | 0 | 0 | 0 | 0 | 0 | 0 | 0 | 0 | 0 | 0 | 0.13 | 1.28 | 2.27 | 2.39 | 2.45 | 2.43 | 2.44 | 2.42 | 2.41 | 2.34 | 2.21 | 1.83 | 0.61 | 0.01 | 0 | 0 | 0 | 0 | 0 | 0 | 0 | 0 | 0 | 0 | 0.49 | 1.72 | 2.35 | 2.5 | 2.56 | 2.57 | 2.59 | 2.58 | 2.55 | 2.48 | 2.38 | 2.08 | 1.02 | 0.1 | 0 | 0 | 0 | 0 | 0 | 0 | 0 | 0 | 0 | 0.01 | 0.59 | 1.72 | 2.25 | 2.43 | 2.53 | 2.55 | 2.56 | 2.56 | 2.53 | 2.47 | 2.38 | 2.11 | 1.28 | 0.22 | 0 | 0 | 0 | 0 | 0 | 0 | 0 | 0 | 0 | 0 | 0.27 | 1.34 | 2.1 | 2.38 | 2.5 | 2.52 | 2.51 | 2.49 | 2.46 | 2.4 | 2.29 | 2.02 | 1.17 | 0.19 | 0 | 0 | 0 | 0 | 0 | 0 | 0 | 0 | 0 | 0 | 0.09 | 1 | 1.88 | 2.24 | 2.4 | 2.45 | 2.45 | 2.4 | 2.34 | 2.24 | 2.07 | 1.64 | 0.61 | 0.02 | 0 | 0 | 0 | 0 | 0 | 0 | 0 | 0 | 0 | 0 | 0.02 | 0.74 | 1.94 | 2.25 | 2.37 | 2.39 | 2.39 | 2.38 | 2.35 | 2.31 | 2.09 | 1.17 | 0.14 | 0 | 0 | 0 | 0 | 0 | 0 | 0 | 0 | 0 | 0 | 0 | 0 | 0.42 | 1.68 | 2.14 | 2.2 | 2.18 | 2.19 | 2.2 | 2.21 | 2.16 | 1.69 | 0.48 | 0.01 | 0 | 0 | 0 | 0 | 0 | 0 | 0 | 0 | 0 | 0 | 0 | 0 | 0.08 | 0.99 | 1.84 | 1.99 | 1.94 | 1.89 | 1.91 | 1.92 | 1.82 | 1.05 | 0.1 | 0 | 0 | 0 | 0 | 0 | 0 | 0 | 0 | 0 | 0 | 0 | 0 | 0 | 0 | 0.37 | 1.16 | 1.4 | 1.47 | 1.45 | 1.49 | 1.41 | 1.29 | 0.73 | 0.06 | 0 | 0 | 0 | 0 | 0 | 0 | 0
RDWAY_1_WA2SR3 |  | Solar_1Axis | Solar Tracking | CISO | South | Socal |  | 0.5 | 0 | 0 | 0 | 0 | 0 | 0 | 0 | 0.06 | 0.2 | 0.26 | 0.27 | 0.28 | 0.28 | 0.26 | 0.24 | 0.15 | 0.03 | 0 | 0 | 0 | 0 | 0 | 0 | 0 | 0 | 0 | 0 | 0 | 0 | 0 | 0 | 0.13 | 0.31 | 0.33 | 0.33 | 0.32 | 0.31 | 0.3 | 0.3 | 0.27 | 0.12 | 0 | 0 | 0 | 0 | 0 | 0 | 0 | 0 | 0 | 0 | 0 | 0 | 0 | 0.04 | 0.23 | 0.32 | 0.33 | 0.32 | 0.31 | 0.31 | 0.28 | 0.26 | 0.23 | 0.17 | 0.02 | 0 | 0 | 0 | 0 | 0 | 0 | 0 | 0 | 0 | 0 | 0 | 0.02 | 0.21 | 0.38 | 0.4 | 0.41 | 0.4 | 0.41 | 0.4 | 0.4 | 0.39 | 0.37 | 0.3 | 0.1 | 0 | 0 | 0 | 0 | 0 | 0 | 0 | 0 | 0 | 0 | 0 | 0.08 | 0.29 | 0.39 | 0.42 | 0.43 | 0.43 | 0.43 | 0.43 | 0.42 | 0.41 | 0.4 | 0.35 | 0.17 | 0.02 | 0 | 0 | 0 | 0 | 0 | 0 | 0 | 0 | 0 | 0 | 0.1 | 0.29 | 0.38 | 0.41 | 0.42 | 0.42 | 0.43 | 0.43 | 0.42 | 0.41 | 0.4 | 0.35 | 0.21 | 0.04 | 0 | 0 | 0 | 0 | 0 | 0 | 0 | 0 | 0 | 0 | 0.05 | 0.22 | 0.35 | 0.4 | 0.42 | 0.42 | 0.42 | 0.42 | 0.41 | 0.4 | 0.38 | 0.34 | 0.19 | 0.03 | 0 | 0 | 0 | 0 | 0 | 0 | 0 | 0 | 0 | 0 | 0.02 | 0.17 | 0.31 | 0.37 | 0.4 | 0.41 | 0.41 | 0.4 | 0.39 | 0.37 | 0.34 | 0.27 | 0.1 | 0 | 0 | 0 | 0 | 0 | 0 | 0 | 0 | 0 | 0 | 0 | 0 | 0.12 | 0.32 | 0.38 | 0.4 | 0.4 | 0.4 | 0.4 | 0.39 | 0.39 | 0.35 | 0.19 | 0.02 | 0 | 0 | 0 | 0 | 0 | 0 | 0 | 0 | 0 | 0 | 0 | 0 | 0.07 | 0.28 | 0.36 | 0.37 | 0.36 | 0.36 | 0.37 | 0.37 | 0.36 | 0.28 | 0.08 | 0 | 0 | 0 | 0 | 0 | 0 | 0 | 0 | 0 | 0 | 0 | 0 | 0 | 0.01 | 0.16 | 0.31 | 0.33 | 0.32 | 0.31 | 0.32 | 0.32 | 0.3 | 0.18 | 0.02 | 0 | 0 | 0 | 0 | 0 | 0 | 0 | 0 | 0 | 0 | 0 | 0 | 0 | 0 | 0.06 | 0.19 | 0.23 | 0.25 | 0.24 | 0.25 | 0.24 | 0.21 | 0.12 | 0.01 | 0 | 0 | 0 | 0 | 0 | 0 | 0
RECTOR_2_VISSR1 |  | Solar_1Axis | Solar Tracking | CISO | South | Socal |  | 3 | 0 | 0 | 0 | 0 | 0 | 0 | 0 | 0.33 | 1.23 | 1.58 | 1.65 | 1.68 | 1.66 | 1.56 | 1.44 | 0.91 | 0.18 | 0 | 0 | 0 | 0 | 0 | 0 | 0 | 0 | 0 | 0 | 0 | 0 | 0 | 0.02 | 0.77 | 1.88 | 2 | 1.99 | 1.92 | 1.86 | 1.81 | 1.78 | 1.6 | 0.7 | 0.03 | 0 | 0 | 0 | 0 | 0 | 0 | 0 | 0 | 0 | 0 | 0 | 0 | 0.23 | 1.38 | 1.9 | 1.97 | 1.93 | 1.88 | 1.87 | 1.7 | 1.54 | 1.39 | 0.99 | 0.15 | 0 | 0 | 0 | 0 | 0 | 0 | 0 | 0 | 0 | 0 | 0 | 0.13 | 1.28 | 2.27 | 2.39 | 2.45 | 2.43 | 2.44 | 2.42 | 2.41 | 2.34 | 2.21 | 1.83 | 0.61 | 0.01 | 0 | 0 | 0 | 0 | 0 | 0 | 0 | 0 | 0 | 0 | 0.49 | 1.72 | 2.35 | 2.5 | 2.56 | 2.57 | 2.59 | 2.58 | 2.55 | 2.48 | 2.38 | 2.08 | 1.02 | 0.1 | 0 | 0 | 0 | 0 | 0 | 0 | 0 | 0 | 0 | 0.01 | 0.59 | 1.72 | 2.25 | 2.43 | 2.53 | 2.55 | 2.56 | 2.56 | 2.53 | 2.47 | 2.38 | 2.11 | 1.28 | 0.22 | 0 | 0 | 0 | 0 | 0 | 0 | 0 | 0 | 0 | 0 | 0.27 | 1.34 | 2.1 | 2.38 | 2.5 | 2.52 | 2.51 | 2.49 | 2.46 | 2.4 | 2.29 | 2.02 | 1.17 | 0.19 | 0 | 0 | 0 | 0 | 0 | 0 | 0 | 0 | 0 | 0 | 0.09 | 1 | 1.88 | 2.24 | 2.4 | 2.45 | 2.45 | 2.4 | 2.34 | 2.24 | 2.07 | 1.64 | 0.61 | 0.02 | 0 | 0 | 0 | 0 | 0 | 0 | 0 | 0 | 0 | 0 | 0.02 | 0.74 | 1.94 | 2.25 | 2.37 | 2.39 | 2.39 | 2.38 | 2.35 | 2.31 | 2.09 | 1.17 | 0.14 | 0 | 0 | 0 | 0 | 0 | 0 | 0 | 0 | 0 | 0 | 0 | 0 | 0.42 | 1.68 | 2.14 | 2.2 | 2.18 | 2.19 | 2.2 | 2.21 | 2.16 | 1.69 | 0.48 | 0.01 | 0 | 0 | 0 | 0 | 0 | 0 | 0 | 0 | 0 | 0 | 0 | 0 | 0.08 | 0.99 | 1.84 | 1.99 | 1.94 | 1.89 | 1.91 | 1.92 | 1.82 | 1.05 | 0.1 | 0 | 0 | 0 | 0 | 0 | 0 | 0 | 0 | 0 | 0 | 0 | 0 | 0 | 0 | 0.37 | 1.16 | 1.4 | 1.47 | 1.45 | 1.49 | 1.41 | 1.29 | 0.73 | 0.06 | 0 | 0 | 0 | 0 | 0 | 0 | 0
SEARLS_1_TS3SR1 |  | Paired_Solar_1Axis | Solar Tracking | CISO | South | Socal |  | 2 | 0 | 0 | 0 | 0 | 0 | 0 | 0 | 0.22 | 0.82 | 1.06 | 1.1 | 1.12 | 1.11 | 1.04 | 0.96 | 0.61 | 0.12 | 0 | 0 | 0 | 0 | 0 | 0 | 0 | 0 | 0 | 0 | 0 | 0 | 0 | 0.01 | 0.51 | 1.25 | 1.34 | 1.32 | 1.28 | 1.24 | 1.21 | 1.19 | 1.07 | 0.47 | 0.02 | 0 | 0 | 0 | 0 | 0 | 0 | 0 | 0 | 0 | 0 | 0 | 0 | 0.15 | 0.92 | 1.26 | 1.31 | 1.29 | 1.25 | 1.25 | 1.13 | 1.03 | 0.93 | 0.66 | 0.1 | 0 | 0 | 0 | 0 | 0 | 0 | 0 | 0 | 0 | 0 | 0 | 0.09 | 0.85 | 1.51 | 1.59 | 1.63 | 1.62 | 1.63 | 1.61 | 1.61 | 1.56 | 1.48 | 1.22 | 0.4 | 0.01 | 0 | 0 | 0 | 0 | 0 | 0 | 0 | 0 | 0 | 0 | 0.33 | 1.15 | 1.56 | 1.67 | 1.71 | 1.71 | 1.72 | 1.72 | 1.7 | 1.66 | 1.59 | 1.39 | 0.68 | 0.06 | 0 | 0 | 0 | 0 | 0 | 0 | 0 | 0 | 0 | 0.01 | 0.39 | 1.15 | 1.5 | 1.62 | 1.69 | 1.7 | 1.71 | 1.71 | 1.69 | 1.64 | 1.59 | 1.41 | 0.85 | 0.15 | 0 | 0 | 0 | 0 | 0 | 0 | 0 | 0 | 0 | 0 | 0.18 | 0.89 | 1.4 | 1.59 | 1.66 | 1.68 | 1.68 | 1.66 | 1.64 | 1.6 | 1.53 | 1.35 | 0.78 | 0.12 | 0 | 0 | 0 | 0 | 0 | 0 | 0 | 0 | 0 | 0 | 0.06 | 0.67 | 1.26 | 1.49 | 1.6 | 1.64 | 1.63 | 1.6 | 1.56 | 1.49 | 1.38 | 1.1 | 0.41 | 0.01 | 0 | 0 | 0 | 0 | 0 | 0 | 0 | 0 | 0 | 0 | 0.01 | 0.49 | 1.29 | 1.5 | 1.58 | 1.59 | 1.59 | 1.58 | 1.57 | 1.54 | 1.39 | 0.78 | 0.09 | 0 | 0 | 0 | 0 | 0 | 0 | 0 | 0 | 0 | 0 | 0 | 0 | 0.28 | 1.12 | 1.43 | 1.47 | 1.46 | 1.46 | 1.47 | 1.47 | 1.44 | 1.13 | 0.32 | 0 | 0 | 0 | 0 | 0 | 0 | 0 | 0 | 0 | 0 | 0 | 0 | 0 | 0.05 | 0.66 | 1.23 | 1.33 | 1.29 | 1.26 | 1.27 | 1.28 | 1.22 | 0.7 | 0.07 | 0 | 0 | 0 | 0 | 0 | 0 | 0 | 0 | 0 | 0 | 0 | 0 | 0 | 0 | 0.24 | 0.78 | 0.93 | 0.98 | 0.96 | 0.99 | 0.94 | 0.86 | 0.49 | 0.04 | 0 | 0 | 0 | 0 | 0 | 0 | 0
VICPAS_2_SLOSR1 |  | Solar_1Axis | Solar Tracking | CISO | South | Socal |  | 49.5 | 0 | 0 | 0 | 0 | 0 | 0 | 0.02 | 5.52 | 20.23 | 26.12 | 27.15 | 27.73 | 27.39 | 25.72 | 23.8 | 15 | 2.95 | 0 | 0 | 0 | 0 | 0 | 0 | 0 | 0 | 0 | 0 | 0 | 0 | 0 | 0.34 | 12.64 | 30.94 | 33.06 | 32.78 | 31.67 | 30.63 | 29.92 | 29.39 | 26.43 | 11.53 | 0.42 | 0 | 0 | 0 | 0 | 0 | 0 | 0 | 0 | 0 | 0 | 0 | 0 | 3.82 | 22.72 | 31.3 | 32.44 | 31.85 | 31.05 | 30.87 | 28.03 | 25.49 | 23 | 16.34 | 2.47 | 0 | 0 | 0 | 0 | 0 | 0 | 0 | 0 | 0 | 0 | 0 | 2.19 | 21.12 | 37.39 | 39.41 | 40.36 | 40.07 | 40.33 | 39.89 | 39.81 | 38.56 | 36.53 | 30.12 | 10 | 0.24 | 0 | 0 | 0 | 0 | 0 | 0 | 0 | 0 | 0 | 0.07 | 8.15 | 28.34 | 38.7 | 41.33 | 42.25 | 42.34 | 42.68 | 42.62 | 42.05 | 41 | 39.35 | 34.37 | 16.91 | 1.59 | 0 | 0 | 0 | 0 | 0 | 0 | 0 | 0 | 0 | 0.15 | 9.66 | 28.36 | 37.19 | 40.1 | 41.71 | 42.04 | 42.27 | 42.2 | 41.72 | 40.69 | 39.28 | 34.84 | 21.05 | 3.6 | 0 | 0 | 0 | 0 | 0 | 0 | 0 | 0 | 0 | 0.01 | 4.53 | 22.08 | 34.59 | 39.23 | 41.2 | 41.61 | 41.49 | 41.13 | 40.63 | 39.52 | 37.83 | 33.31 | 19.27 | 3.07 | 0 | 0 | 0 | 0 | 0 | 0 | 0 | 0 | 0 | 0 | 1.52 | 16.53 | 31.09 | 36.99 | 39.66 | 40.51 | 40.41 | 39.62 | 38.55 | 36.99 | 34.1 | 27.12 | 10.05 | 0.31 | 0 | 0 | 0 | 0 | 0 | 0 | 0 | 0 | 0 | 0 | 0.34 | 12.22 | 31.93 | 37.19 | 39.12 | 39.43 | 39.42 | 39.21 | 38.75 | 38.18 | 34.48 | 19.28 | 2.31 | 0 | 0 | 0 | 0 | 0 | 0 | 0 | 0 | 0 | 0 | 0 | 0.02 | 6.98 | 27.77 | 35.28 | 36.35 | 36.03 | 36.13 | 36.32 | 36.48 | 35.69 | 27.93 | 7.88 | 0.09 | 0 | 0 | 0 | 0 | 0 | 0 | 0 | 0 | 0 | 0 | 0 | 0 | 1.29 | 16.29 | 30.41 | 32.9 | 32.01 | 31.14 | 31.53 | 31.6 | 30.09 | 17.36 | 1.73 | 0 | 0 | 0 | 0 | 0 | 0 | 0 | 0 | 0 | 0 | 0 | 0 | 0 | 0.06 | 6.04 | 19.2 | 23.09 | 24.32 | 23.84 | 24.62 | 23.27 | 21.25 | 12.07 | 1.04 | 0 | 0 | 0 | 0 | 0 | 0 | 0
VICPAS_2_SOCSR1 |  | Solar_1Axis | Solar Tracking | CISO | South | Socal |  | 100 | 0 | 0 | 0 | 0 | 0 | 0 | 0.05 | 11.15 | 40.86 | 52.77 | 54.85 | 56.02 | 55.33 | 51.96 | 48.09 | 30.31 | 5.97 | 0 | 0 | 0 | 0 | 0 | 0 | 0 | 0 | 0 | 0 | 0 | 0 | 0 | 0.69 | 25.55 | 62.5 | 66.78 | 66.22 | 63.98 | 61.88 | 60.45 | 59.37 | 53.39 | 23.3 | 0.86 | 0 | 0 | 0 | 0 | 0 | 0 | 0 | 0 | 0 | 0 | 0 | 0 | 7.72 | 45.9 | 63.23 | 65.54 | 64.35 | 62.73 | 62.36 | 56.62 | 51.49 | 46.46 | 33.01 | 4.98 | 0 | 0 | 0 | 0 | 0 | 0 | 0 | 0 | 0 | 0 | 0 | 4.42 | 42.67 | 75.53 | 79.61 | 81.54 | 80.94 | 81.48 | 80.59 | 80.42 | 77.9 | 73.79 | 60.86 | 20.21 | 0.48 | 0 | 0 | 0 | 0 | 0 | 0 | 0 | 0 | 0 | 0.13 | 16.46 | 57.26 | 78.18 | 83.49 | 85.35 | 85.54 | 86.23 | 86.1 | 84.95 | 82.83 | 79.49 | 69.44 | 34.16 | 3.22 | 0 | 0 | 0 | 0 | 0 | 0 | 0 | 0 | 0 | 0.3 | 19.51 | 57.3 | 75.13 | 81.02 | 84.26 | 84.93 | 85.39 | 85.25 | 84.29 | 82.21 | 79.35 | 70.38 | 42.52 | 7.28 | 0 | 0 | 0 | 0 | 0 | 0 | 0 | 0 | 0 | 0.03 | 9.15 | 44.6 | 69.89 | 79.26 | 83.24 | 84.05 | 83.81 | 83.08 | 82.09 | 79.83 | 76.43 | 67.29 | 38.93 | 6.2 | 0 | 0 | 0 | 0 | 0 | 0 | 0 | 0 | 0 | 0 | 3.08 | 33.4 | 62.81 | 74.72 | 80.11 | 81.83 | 81.64 | 80.04 | 77.87 | 74.72 | 68.89 | 54.8 | 20.3 | 0.62 | 0 | 0 | 0 | 0 | 0 | 0 | 0 | 0 | 0 | 0 | 0.68 | 24.69 | 64.51 | 75.13 | 79.03 | 79.66 | 79.64 | 79.2 | 78.28 | 77.14 | 69.65 | 38.96 | 4.67 | 0 | 0 | 0 | 0 | 0 | 0 | 0 | 0 | 0 | 0 | 0 | 0.05 | 14.09 | 56.11 | 71.27 | 73.43 | 72.79 | 73 | 73.37 | 73.71 | 72.11 | 56.42 | 15.91 | 0.18 | 0 | 0 | 0 | 0 | 0 | 0 | 0 | 0 | 0 | 0 | 0 | 0 | 2.6 | 32.9 | 61.44 | 66.46 | 64.67 | 62.92 | 63.69 | 63.84 | 60.79 | 35.07 | 3.49 | 0 | 0 | 0 | 0 | 0 | 0 | 0 | 0 | 0 | 0 | 0 | 0 | 0 | 0.12 | 12.2 | 38.79 | 46.64 | 49.14 | 48.17 | 49.74 | 47.01 | 42.92 | 24.39 | 2.09 | 0 | 0 | 0 | 0 | 0 | 0 | 0
VICPAS_2_SOCSR3 |  | Solar_1Axis | Solar Tracking | CISO | South | Socal |  | 20 | 0 | 0 | 0 | 0 | 0 | 0 | 0.01 | 2.23 | 8.17 | 10.55 | 10.97 | 11.2 | 11.07 | 10.39 | 9.62 | 6.06 | 1.19 | 0 | 0 | 0 | 0 | 0 | 0 | 0 | 0 | 0 | 0 | 0 | 0 | 0 | 0.14 | 5.11 | 12.5 | 13.36 | 13.24 | 12.8 | 12.38 | 12.09 | 11.87 | 10.68 | 4.66 | 0.17 | 0 | 0 | 0 | 0 | 0 | 0 | 0 | 0 | 0 | 0 | 0 | 0 | 1.54 | 9.18 | 12.65 | 13.11 | 12.87 | 12.55 | 12.47 | 11.32 | 10.3 | 9.29 | 6.6 | 1 | 0 | 0 | 0 | 0 | 0 | 0 | 0 | 0 | 0 | 0 | 0 | 0.88 | 8.53 | 15.11 | 15.92 | 16.31 | 16.19 | 16.3 | 16.12 | 16.08 | 15.58 | 14.76 | 12.17 | 4.04 | 0.1 | 0 | 0 | 0 | 0 | 0 | 0 | 0 | 0 | 0 | 0.03 | 3.29 | 11.45 | 15.64 | 16.7 | 17.07 | 17.11 | 17.25 | 17.22 | 16.99 | 16.57 | 15.9 | 13.89 | 6.83 | 0.64 | 0 | 0 | 0 | 0 | 0 | 0 | 0 | 0 | 0 | 0.06 | 3.9 | 11.46 | 15.03 | 16.2 | 16.85 | 16.99 | 17.08 | 17.05 | 16.86 | 16.44 | 15.87 | 14.08 | 8.5 | 1.46 | 0 | 0 | 0 | 0 | 0 | 0 | 0 | 0 | 0 | 0.01 | 1.83 | 8.92 | 13.98 | 15.85 | 16.65 | 16.81 | 16.76 | 16.62 | 16.42 | 15.97 | 15.29 | 13.46 | 7.79 | 1.24 | 0 | 0 | 0 | 0 | 0 | 0 | 0 | 0 | 0 | 0 | 0.62 | 6.68 | 12.56 | 14.94 | 16.02 | 16.37 | 16.33 | 16.01 | 15.57 | 14.94 | 13.78 | 10.96 | 4.06 | 0.12 | 0 | 0 | 0 | 0 | 0 | 0 | 0 | 0 | 0 | 0 | 0.14 | 4.94 | 12.9 | 15.03 | 15.81 | 15.93 | 15.93 | 15.84 | 15.66 | 15.43 | 13.93 | 7.79 | 0.93 | 0 | 0 | 0 | 0 | 0 | 0 | 0 | 0 | 0 | 0 | 0 | 0.01 | 2.82 | 11.22 | 14.25 | 14.69 | 14.56 | 14.6 | 14.67 | 14.74 | 14.42 | 11.28 | 3.18 | 0.04 | 0 | 0 | 0 | 0 | 0 | 0 | 0 | 0 | 0 | 0 | 0 | 0 | 0.52 | 6.58 | 12.29 | 13.29 | 12.93 | 12.58 | 12.74 | 12.77 | 12.16 | 7.01 | 0.7 | 0 | 0 | 0 | 0 | 0 | 0 | 0 | 0 | 0 | 0 | 0 | 0 | 0 | 0.02 | 2.44 | 7.76 | 9.33 | 9.83 | 9.63 | 9.95 | 9.4 | 8.58 | 4.88 | 0.42 | 0 | 0 | 0 | 0 | 0 | 0 | 0
VICPAS_2_VPSSR1 |  | Solar_1Axis | Solar Tracking | CISO | South | Socal |  | 200 | 0 | 0 | 0 | 0 | 0 | 0 | 0.1 | 22.31 | 81.73 | 105.54 | 109.69 | 112.04 | 110.65 | 103.93 | 96.18 | 60.62 | 11.93 | 0 | 0 | 0 | 0 | 0 | 0 | 0 | 0 | 0 | 0 | 0 | 0 | 0 | 1.38 | 51.09 | 125 | 133.56 | 132.45 | 127.96 | 123.76 | 120.9 | 118.75 | 106.78 | 46.59 | 1.72 | 0 | 0 | 0 | 0 | 0 | 0 | 0 | 0 | 0 | 0 | 0 | 0 | 15.45 | 91.8 | 126.46 | 131.08 | 128.7 | 125.46 | 124.73 | 113.23 | 102.99 | 92.92 | 66.02 | 9.97 | 0 | 0 | 0 | 0 | 0 | 0 | 0 | 0 | 0 | 0 | 0 | 8.85 | 85.34 | 151.07 | 159.22 | 163.09 | 161.89 | 162.96 | 161.19 | 160.84 | 155.8 | 147.58 | 121.72 | 40.41 | 0.95 | 0 | 0 | 0 | 0 | 0 | 0 | 0 | 0 | 0 | 0.27 | 32.93 | 114.51 | 156.35 | 166.98 | 170.71 | 171.08 | 172.46 | 172.2 | 169.9 | 165.66 | 158.98 | 138.88 | 68.33 | 6.43 | 0 | 0 | 0 | 0 | 0 | 0 | 0 | 0 | 0 | 0.6 | 39.02 | 114.61 | 150.27 | 162.04 | 168.52 | 169.86 | 170.78 | 170.5 | 168.57 | 164.42 | 158.7 | 140.75 | 85.05 | 14.56 | 0.01 | 0 | 0 | 0 | 0 | 0 | 0 | 0 | 0 | 0.05 | 18.29 | 89.2 | 139.78 | 158.52 | 166.48 | 168.1 | 167.62 | 166.17 | 164.18 | 159.67 | 152.87 | 134.59 | 77.85 | 12.4 | 0.01 | 0 | 0 | 0 | 0 | 0 | 0 | 0 | 0 | 0 | 6.16 | 66.79 | 125.62 | 149.44 | 160.23 | 163.67 | 163.28 | 160.07 | 155.74 | 149.45 | 137.78 | 109.59 | 40.59 | 1.24 | 0 | 0 | 0 | 0 | 0 | 0 | 0 | 0 | 0 | 0 | 1.37 | 49.37 | 129.03 | 150.26 | 158.06 | 159.33 | 159.28 | 158.41 | 156.55 | 154.27 | 139.31 | 77.91 | 9.35 | 0 | 0 | 0 | 0 | 0 | 0 | 0 | 0 | 0 | 0 | 0 | 0.09 | 28.18 | 112.21 | 142.54 | 146.86 | 145.58 | 145.99 | 146.75 | 147.41 | 144.22 | 112.84 | 31.83 | 0.35 | 0 | 0 | 0 | 0 | 0 | 0 | 0 | 0 | 0 | 0 | 0 | 0 | 5.21 | 65.8 | 122.88 | 132.91 | 129.34 | 125.83 | 127.38 | 127.68 | 121.58 | 70.13 | 6.98 | 0 | 0 | 0 | 0 | 0 | 0 | 0 | 0 | 0 | 0 | 0 | 0 | 0 | 0.24 | 24.4 | 77.57 | 93.28 | 98.27 | 96.34 | 99.48 | 94.03 | 85.84 | 48.78 | 4.19 | 0 | 0 | 0 | 0 | 0 | 0 | 0
RUSSELL_2_SOLANO1 |  | Wind | Wind | CISO | North | Norcal |  | 229.98 | 16.01 | 17.27 | 14.25 | 14.56 | 14.12 | 14.18 | 14.61 | 15.91 | 14.4 | 12.29 | 12.57 | 11.67 | 11.37 | 10.56 | 9.53 | 9.17 | 9.64 | 10.73 | 13.05 | 16.01 | 16.52 | 17.52 | 16.79 | 16.63 | 33.56 | 33.53 | 30.93 | 29.84 | 27.74 | 26.74 | 27.21 | 30.05 | 26.44 | 24.55 | 24.36 | 21.75 | 20.96 | 21.99 | 22.72 | 19.48 | 16.58 | 17.19 | 19.53 | 26.9 | 29.11 | 28.66 | 34.31 | 35.56 | 41.37 | 37.72 | 36.28 | 34.26 | 27.9 | 22.72 | 24.46 | 24.07 | 19.59 | 17.47 | 16.38 | 17.92 | 17.81 | 22.22 | 22.63 | 24.97 | 28.44 | 32.38 | 40.75 | 43.12 | 43.14 | 42.74 | 42.51 | 43.53 | 92.25 | 85.47 | 73.94 | 68.33 | 60.06 | 54.94 | 44.27 | 36.83 | 31.78 | 30.37 | 25.81 | 22.9 | 24.21 | 31.04 | 37.62 | 53.08 | 63.57 | 78.33 | 80.78 | 85.94 | 90.44 | 94.78 | 96.74 | 99.01 | 102.32 | 105.52 | 104.71 | 89.63 | 77.23 | 71.64 | 58.31 | 58.16 | 48.39 | 39.93 | 31.43 | 33.83 | 40.89 | 46.83 | 66.25 | 83.09 | 97.77 | 104.58 | 106.09 | 110.15 | 114.91 | 110.89 | 109 | 108.1 | 110.83 | 111.56 | 104.52 | 100.65 | 90.75 | 76.25 | 61.84 | 55.74 | 46.14 | 34.45 | 23.29 | 23.23 | 23.65 | 34.21 | 56 | 77.59 | 90.92 | 98.13 | 101.1 | 107.39 | 117.76 | 117.52 | 120.12 | 117.98 | 136.76 | 130.95 | 128.84 | 122.57 | 112.43 | 106.61 | 90.32 | 70.2 | 52.56 | 42.73 | 32.65 | 29.5 | 37.65 | 52.68 | 74.68 | 87.72 | 98.76 | 107.16 | 116.04 | 120.08 | 127.41 | 132.74 | 139.48 | 142.17 | 115.66 | 105.98 | 95.48 | 83.59 | 72.55 | 63.06 | 55.93 | 38.34 | 25.36 | 18.59 | 13.67 | 11.43 | 11.61 | 14.36 | 22.28 | 39.21 | 57.87 | 69.88 | 84.55 | 104.44 | 111.26 | 114.01 | 115.81 | 114.74 | 108.8 | 99.4 | 89.51 | 79.55 | 70.43 | 63.2 | 59.97 | 52.88 | 46.35 | 36.04 | 24.97 | 18.15 | 19.51 | 21.55 | 28.92 | 44.49 | 56.59 | 68.32 | 83.33 | 91.66 | 97.09 | 98 | 106.13 | 105.12 | 47.31 | 46.15 | 41.31 | 37.86 | 34.47 | 25.64 | 24.45 | 19.14 | 16.21 | 16.29 | 13.05 | 12.19 | 11.12 | 11.04 | 11.95 | 13.47 | 16.49 | 25.14 | 28.16 | 33.5 | 42.25 | 47.27 | 52.75 | 52.88 | 14.54 | 13.54 | 15.33 | 15.09 | 12.86 | 13.65 | 13.25 | 13.06 | 10.28 | 8.56 | 7.81 | 7.1 | 7.72 | 6.98 | 7.98 | 8.93 | 8.1 | 9.26 | 10.48 | 10.95 | 13.87 | 15.19 | 16.43 | 16.84 | 15.54 | 16.96 | 14.28 | 14.36 | 14.61 | 15.79 | 15.11 | 14.75 | 14.99 | 12.7 | 11.01 | 11.04 | 10.57 | 9.25 | 10.83 | 10.8 | 10.07 | 12.71 | 14.37 | 16.7 | 18.29 | 17.16 | 17.45 | 16.07
OASIS_6_AR4SR1 |  | Solar_1Axis | Solar Tracking | CISO | South | Socal |  | 1 | 0 | 0 | 0 | 0 | 0 | 0 | 0 | 0.11 | 0.41 | 0.53 | 0.55 | 0.56 | 0.55 | 0.52 | 0.48 | 0.3 | 0.06 | 0 | 0 | 0 | 0 | 0 | 0 | 0 | 0 | 0 | 0 | 0 | 0 | 0 | 0.01 | 0.26 | 0.63 | 0.67 | 0.66 | 0.64 | 0.62 | 0.6 | 0.59 | 0.53 | 0.23 | 0.01 | 0 | 0 | 0 | 0 | 0 | 0 | 0 | 0 | 0 | 0 | 0 | 0 | 0.08 | 0.46 | 0.63 | 0.66 | 0.64 | 0.63 | 0.62 | 0.57 | 0.51 | 0.46 | 0.33 | 0.05 | 0 | 0 | 0 | 0 | 0 | 0 | 0 | 0 | 0 | 0 | 0 | 0.04 | 0.43 | 0.76 | 0.8 | 0.82 | 0.81 | 0.81 | 0.81 | 0.8 | 0.78 | 0.74 | 0.61 | 0.2 | 0 | 0 | 0 | 0 | 0 | 0 | 0 | 0 | 0 | 0 | 0 | 0.16 | 0.57 | 0.78 | 0.83 | 0.85 | 0.86 | 0.86 | 0.86 | 0.85 | 0.83 | 0.79 | 0.69 | 0.34 | 0.03 | 0 | 0 | 0 | 0 | 0 | 0 | 0 | 0 | 0 | 0 | 0.2 | 0.57 | 0.75 | 0.81 | 0.84 | 0.85 | 0.85 | 0.85 | 0.84 | 0.82 | 0.79 | 0.7 | 0.43 | 0.07 | 0 | 0 | 0 | 0 | 0 | 0 | 0 | 0 | 0 | 0 | 0.09 | 0.45 | 0.7 | 0.79 | 0.83 | 0.84 | 0.84 | 0.83 | 0.82 | 0.8 | 0.76 | 0.67 | 0.39 | 0.06 | 0 | 0 | 0 | 0 | 0 | 0 | 0 | 0 | 0 | 0 | 0.03 | 0.33 | 0.63 | 0.75 | 0.8 | 0.82 | 0.82 | 0.8 | 0.78 | 0.75 | 0.69 | 0.55 | 0.2 | 0.01 | 0 | 0 | 0 | 0 | 0 | 0 | 0 | 0 | 0 | 0 | 0.01 | 0.25 | 0.65 | 0.75 | 0.79 | 0.8 | 0.8 | 0.79 | 0.78 | 0.77 | 0.7 | 0.39 | 0.05 | 0 | 0 | 0 | 0 | 0 | 0 | 0 | 0 | 0 | 0 | 0 | 0 | 0.14 | 0.56 | 0.71 | 0.73 | 0.73 | 0.73 | 0.73 | 0.74 | 0.72 | 0.56 | 0.16 | 0 | 0 | 0 | 0 | 0 | 0 | 0 | 0 | 0 | 0 | 0 | 0 | 0 | 0.03 | 0.33 | 0.61 | 0.66 | 0.65 | 0.63 | 0.64 | 0.64 | 0.61 | 0.35 | 0.03 | 0 | 0 | 0 | 0 | 0 | 0 | 0 | 0 | 0 | 0 | 0 | 0 | 0 | 0 | 0.12 | 0.39 | 0.47 | 0.49 | 0.48 | 0.5 | 0.47 | 0.43 | 0.24 | 0.02 | 0 | 0 | 0 | 0 | 0 | 0 | 0
VALTNE_2_TBBBT1 | VALTNE_2_TBBBT1_SUN | Hybrid_Solar1Axis | Solar Tracking | CISO | South | Socal | ID | 58 | 0 | 0 | 0 | 0 | 0 | 0 | 0.03 | 6.47 | 23.7 | 30.61 | 31.81 | 32.49 | 32.09 | 30.14 | 27.89 | 17.58 | 3.46 | 0 | 0 | 0 | 0 | 0 | 0 | 0 | 0 | 0 | 0 | 0 | 0 | 0 | 0.4 | 14.82 | 36.25 | 38.73 | 38.41 | 37.11 | 35.89 | 35.06 | 34.44 | 30.97 | 13.51 | 0.5 | 0 | 0 | 0 | 0 | 0 | 0 | 0 | 0 | 0 | 0 | 0 | 0 | 4.48 | 26.62 | 36.67 | 38.01 | 37.32 | 36.38 | 36.17 | 32.84 | 29.87 | 26.95 | 19.15 | 2.89 | 0 | 0 | 0 | 0 | 0 | 0 | 0 | 0 | 0 | 0 | 0 | 2.57 | 24.75 | 43.81 | 46.17 | 47.3 | 46.95 | 47.26 | 46.74 | 46.64 | 45.18 | 42.8 | 35.3 | 11.72 | 0.28 | 0 | 0 | 0 | 0 | 0 | 0 | 0 | 0 | 0 | 0.08 | 9.55 | 33.21 | 45.34 | 48.42 | 49.5 | 49.61 | 50.01 | 49.94 | 49.27 | 48.04 | 46.1 | 40.28 | 19.82 | 1.87 | 0 | 0 | 0 | 0 | 0 | 0 | 0 | 0 | 0 | 0.17 | 11.32 | 33.24 | 43.58 | 46.99 | 48.87 | 49.26 | 49.53 | 49.45 | 48.89 | 47.68 | 46.02 | 40.82 | 24.66 | 4.22 | 0 | 0 | 0 | 0 | 0 | 0 | 0 | 0 | 0 | 0.02 | 5.3 | 25.87 | 40.54 | 45.97 | 48.28 | 48.75 | 48.61 | 48.19 | 47.61 | 46.3 | 44.33 | 39.03 | 22.58 | 3.6 | 0 | 0 | 0 | 0 | 0 | 0 | 0 | 0 | 0 | 0 | 1.79 | 19.37 | 36.43 | 43.34 | 46.47 | 47.46 | 47.35 | 46.42 | 45.17 | 43.34 | 39.96 | 31.78 | 11.77 | 0.36 | 0 | 0 | 0 | 0 | 0 | 0 | 0 | 0 | 0 | 0 | 0.4 | 14.32 | 37.42 | 43.57 | 45.84 | 46.21 | 46.19 | 45.94 | 45.4 | 44.74 | 40.4 | 22.59 | 2.71 | 0 | 0 | 0 | 0 | 0 | 0 | 0 | 0 | 0 | 0 | 0 | 0.03 | 8.17 | 32.54 | 41.34 | 42.59 | 42.22 | 42.34 | 42.56 | 42.75 | 41.82 | 32.72 | 9.23 | 0.1 | 0 | 0 | 0 | 0 | 0 | 0 | 0 | 0 | 0 | 0 | 0 | 0 | 1.51 | 19.08 | 35.63 | 38.54 | 37.51 | 36.49 | 36.94 | 37.03 | 35.26 | 20.34 | 2.02 | 0 | 0 | 0 | 0 | 0 | 0 | 0 | 0 | 0 | 0 | 0 | 0 | 0 | 0.07 | 7.08 | 22.5 | 27.05 | 28.5 | 27.94 | 28.85 | 27.27 | 24.89 | 14.15 | 1.21 | 0 | 0 | 0 | 0 | 0 | 0 | 0
PROXSR_2_PS1SR2 |  | Paired_Solar_1Axis | Solar Tracking | CISO | North | Norcal |  | 69.74 | 0 | 0 | 0 | 0 | 0 | 0 | 0 | 1.48 | 11.43 | 21.78 | 26.93 | 29.66 | 29.67 | 28 | 26.21 | 17.9 | 3.9 | 0 | 0 | 0 | 0 | 0 | 0 | 0 | 0 | 0 | 0 | 0 | 0 | 0 | 0.02 | 8.61 | 35.81 | 44.64 | 45.6 | 43.21 | 42.59 | 42.31 | 43.22 | 36.87 | 19.35 | 1.06 | 0 | 0 | 0 | 0 | 0 | 0 | 0 | 0 | 0 | 0 | 0 | 0 | 1.81 | 22.27 | 41.8 | 44.78 | 42.03 | 43.17 | 42.53 | 39.14 | 36.15 | 33.67 | 23.7 | 5.48 | 0.01 | 0 | 0 | 0 | 0 | 0 | 0 | 0 | 0 | 0 | 0 | 0.97 | 20.8 | 45.92 | 50.51 | 50.22 | 49.34 | 50.53 | 50.64 | 49.88 | 50.7 | 48.61 | 44.34 | 20.58 | 0.95 | 0 | 0 | 0 | 0 | 0 | 0 | 0 | 0 | 0 | 0.01 | 7.67 | 36.19 | 51.04 | 53.37 | 53.44 | 52.95 | 54.08 | 54.07 | 55.32 | 55.31 | 54.09 | 50.98 | 31.55 | 4.9 | 0 | 0 | 0 | 0 | 0 | 0 | 0 | 0 | 0 | 0.05 | 11.01 | 39.99 | 54.19 | 58.03 | 58.75 | 59.19 | 59.53 | 59.36 | 58.83 | 58.82 | 57.53 | 53.37 | 39.55 | 11.15 | 0.13 | 0 | 0 | 0 | 0 | 0 | 0 | 0 | 0 | 0 | 5 | 32.09 | 51.75 | 57.11 | 57.89 | 58.31 | 58.08 | 57.96 | 57.33 | 57.22 | 54.89 | 50.89 | 35.69 | 8.39 | 0.05 | 0 | 0 | 0 | 0 | 0 | 0 | 0 | 0 | 0 | 0.71 | 18.8 | 43.45 | 52.54 | 54.98 | 55.22 | 55.66 | 55.23 | 54.78 | 54.4 | 51.19 | 41.98 | 18.63 | 1.03 | 0 | 0 | 0 | 0 | 0 | 0 | 0 | 0 | 0 | 0 | 0.07 | 11.49 | 40.96 | 51.6 | 53.34 | 52.95 | 52.36 | 52.45 | 53.18 | 53.42 | 50.34 | 33.14 | 6.51 | 0.01 | 0 | 0 | 0 | 0 | 0 | 0 | 0 | 0 | 0 | 0 | 0 | 3.43 | 27.19 | 44.97 | 46.33 | 45.4 | 44.26 | 44.6 | 45.4 | 45.23 | 38.07 | 12.66 | 0.26 | 0 | 0 | 0 | 0 | 0 | 0 | 0 | 0 | 0 | 0 | 0 | 0 | 0.12 | 10.6 | 31.91 | 37.6 | 36.89 | 35.7 | 36.75 | 37.84 | 35.54 | 22.27 | 2.64 | 0 | 0 | 0 | 0 | 0 | 0 | 0 | 0 | 0 | 0 | 0 | 0 | 0 | 0 | 2.08 | 14.27 | 23.42 | 28.47 | 29.9 | 29.12 | 28.19 | 26.07 | 14.58 | 1.57 | 0 | 0 | 0 | 0 | 0 | 0 | 0
PANERO_2_MWPWD1 |  | Wind | Wind | CISO | South | Socal | FC | 30 | 2.79 | 2.89 | 3.31 | 3.11 | 3.08 | 2.87 | 2.35 | 2.03 | 2.14 | 2.14 | 2.12 | 2.22 | 2.45 | 2.81 | 2.8 | 3.06 | 2.69 | 2.69 | 2.52 | 2.56 | 2.46 | 2.41 | 2.5 | 2.39 | 3.71 | 4.11 | 4.25 | 4.02 | 3.55 | 3.35 | 3.5 | 3.54 | 3.42 | 3.82 | 3.96 | 4.04 | 4.71 | 4.39 | 5.04 | 4.46 | 5.33 | 5.27 | 6.08 | 5.85 | 5.91 | 5.35 | 4.82 | 4.06 | 6.07 | 6.32 | 5.9 | 5.55 | 5.11 | 4.38 | 4.2 | 4.02 | 4.38 | 3.85 | 3.93 | 4.39 | 4.9 | 5.72 | 6.01 | 6.71 | 6.87 | 7.02 | 6.81 | 6.73 | 6.61 | 6.68 | 7.11 | 6.4 | 10.85 | 9.72 | 8.47 | 7.21 | 6.21 | 5.35 | 3.73 | 2.81 | 2.63 | 2.47 | 2.29 | 2.47 | 2.7 | 4.1 | 6.14 | 8.13 | 9.77 | 10.68 | 10.98 | 11.29 | 11.92 | 11.27 | 10.88 | 10.99 | 12.14 | 11.43 | 11.18 | 10.08 | 8.31 | 6.85 | 5.12 | 3.95 | 2.75 | 2.22 | 1.95 | 1.83 | 2.55 | 4.2 | 6.85 | 9.9 | 11.49 | 12.68 | 12.38 | 12.37 | 12.63 | 12.83 | 13.15 | 12.33 | 12.1 | 11.36 | 10.44 | 8.84 | 7.69 | 6.03 | 4.26 | 2.85 | 2.25 | 1.51 | 1.78 | 1.86 | 2.29 | 3.55 | 5.73 | 7.92 | 9.68 | 11.27 | 12.53 | 13.74 | 13.44 | 13.38 | 13.27 | 12.75 | 13.56 | 12.52 | 11.06 | 9.96 | 8.73 | 6.8 | 4.98 | 3.06 | 1.92 | 1.4 | 1.7 | 2.33 | 3.33 | 4.96 | 6.81 | 9.22 | 11.23 | 12.78 | 13.85 | 14.18 | 14.76 | 14.67 | 14.42 | 13.92 | 11.14 | 10.02 | 8.65 | 7.01 | 6.17 | 4.96 | 3.43 | 2.16 | 1.57 | 1.28 | 1.46 | 1.85 | 2.68 | 3.75 | 5.34 | 7.08 | 9 | 10.37 | 11.75 | 12.56 | 12.61 | 12.21 | 11.94 | 11.47 | 7.57 | 7.33 | 6.78 | 5.21 | 4.49 | 3.81 | 2.87 | 2.06 | 1.57 | 1.71 | 2.1 | 2.45 | 3.01 | 3.74 | 4.9 | 5.72 | 6.37 | 7.52 | 8.69 | 9.15 | 9.03 | 8.5 | 7.94 | 7.53 | 3.38 | 3.27 | 3.12 | 2.78 | 2.56 | 2.46 | 1.75 | 1.28 | 1.08 | 1.18 | 1.51 | 1.64 | 1.51 | 1.71 | 1.81 | 2.24 | 3.02 | 3.41 | 3.89 | 4.46 | 4.02 | 3.65 | 3.35 | 3.3 | 1.74 | 1.93 | 1.86 | 1.95 | 1.8 | 1.76 | 1.67 | 1.45 | 1.52 | 1.71 | 1.88 | 2.17 | 2.07 | 2.13 | 2.25 | 2.31 | 2.03 | 1.98 | 2.4 | 2.47 | 2.45 | 2.19 | 2 | 1.84 | 1.97 | 2.01 | 2.13 | 2.03 | 2.13 | 2.02 | 1.78 | 2.14 | 1.99 | 1.8 | 1.77 | 1.88 | 2.14 | 2.38 | 2.2 | 1.86 | 1.91 | 1.94 | 2.02 | 1.96 | 2.12 | 2.28 | 2.34 | 2.17
SCARLT_2_SSBSR1 |  | Paired_Solar_1Axis | Solar Tracking | CISO | North | Norcal | FC | 100 | 0 | 0 | 0 | 0 | 0 | 0 | 0 | 2.12 | 16.38 | 31.23 | 38.62 | 42.52 | 42.54 | 40.15 | 37.58 | 25.67 | 5.59 | 0 | 0 | 0 | 0 | 0 | 0 | 0 | 0 | 0 | 0 | 0 | 0 | 0 | 0.02 | 12.34 | 51.35 | 64.01 | 65.38 | 61.96 | 61.07 | 60.67 | 61.98 | 52.87 | 27.74 | 1.53 | 0 | 0 | 0 | 0 | 0 | 0 | 0 | 0 | 0 | 0 | 0 | 0 | 2.59 | 31.94 | 59.93 | 64.21 | 60.27 | 61.91 | 60.99 | 56.13 | 51.84 | 48.28 | 33.98 | 7.86 | 0.01 | 0 | 0 | 0 | 0 | 0 | 0 | 0 | 0 | 0 | 0 | 1.38 | 29.83 | 65.84 | 72.42 | 72.02 | 70.75 | 72.45 | 72.61 | 71.53 | 72.69 | 69.7 | 63.57 | 29.5 | 1.36 | 0 | 0 | 0 | 0 | 0 | 0 | 0 | 0 | 0 | 0.01 | 11 | 51.9 | 73.18 | 76.52 | 76.62 | 75.93 | 77.54 | 77.53 | 79.32 | 79.3 | 77.55 | 73.1 | 45.23 | 7.03 | 0 | 0 | 0 | 0 | 0 | 0 | 0 | 0 | 0 | 0.07 | 15.79 | 57.35 | 77.7 | 83.2 | 84.23 | 84.87 | 85.35 | 85.11 | 84.36 | 84.34 | 82.49 | 76.53 | 56.7 | 15.99 | 0.19 | 0 | 0 | 0 | 0 | 0 | 0 | 0 | 0 | 0 | 7.17 | 46.01 | 74.2 | 81.89 | 83.01 | 83.61 | 83.27 | 83.11 | 82.2 | 82.05 | 78.71 | 72.97 | 51.18 | 12.04 | 0.07 | 0 | 0 | 0 | 0 | 0 | 0 | 0 | 0 | 0 | 1.01 | 26.96 | 62.3 | 75.33 | 78.83 | 79.19 | 79.8 | 79.19 | 78.55 | 78 | 73.41 | 60.2 | 26.72 | 1.48 | 0 | 0 | 0 | 0 | 0 | 0 | 0 | 0 | 0 | 0 | 0.11 | 16.47 | 58.73 | 73.99 | 76.48 | 75.93 | 75.07 | 75.21 | 76.26 | 76.6 | 72.19 | 47.51 | 9.34 | 0.01 | 0 | 0 | 0 | 0 | 0 | 0 | 0 | 0 | 0 | 0 | 0 | 4.91 | 38.99 | 64.48 | 66.43 | 65.11 | 63.47 | 63.94 | 65.1 | 64.85 | 54.59 | 18.15 | 0.38 | 0 | 0 | 0 | 0 | 0 | 0 | 0 | 0 | 0 | 0 | 0 | 0 | 0.18 | 15.2 | 45.76 | 53.91 | 52.89 | 51.19 | 52.69 | 54.26 | 50.97 | 31.93 | 3.79 | 0 | 0 | 0 | 0 | 0 | 0 | 0 | 0 | 0 | 0 | 0 | 0 | 0 | 0 | 2.99 | 20.46 | 33.59 | 40.82 | 42.88 | 41.75 | 40.43 | 37.39 | 20.91 | 2.25 | 0 | 0 | 0 | 0 | 0 | 0 | 0
SCARLT_2_SSASR1 |  | Paired_Solar_1Axis | Solar Tracking | CISO | North | Norcal | FC | 100 | 0 | 0 | 0 | 0 | 0 | 0 | 0 | 2.12 | 16.38 | 31.23 | 38.62 | 42.52 | 42.54 | 40.15 | 37.58 | 25.67 | 5.59 | 0 | 0 | 0 | 0 | 0 | 0 | 0 | 0 | 0 | 0 | 0 | 0 | 0 | 0.02 | 12.34 | 51.35 | 64.01 | 65.38 | 61.96 | 61.07 | 60.67 | 61.98 | 52.87 | 27.74 | 1.53 | 0 | 0 | 0 | 0 | 0 | 0 | 0 | 0 | 0 | 0 | 0 | 0 | 2.59 | 31.94 | 59.93 | 64.21 | 60.27 | 61.91 | 60.99 | 56.13 | 51.84 | 48.28 | 33.98 | 7.86 | 0.01 | 0 | 0 | 0 | 0 | 0 | 0 | 0 | 0 | 0 | 0 | 1.38 | 29.83 | 65.84 | 72.42 | 72.02 | 70.75 | 72.45 | 72.61 | 71.53 | 72.69 | 69.7 | 63.57 | 29.5 | 1.36 | 0 | 0 | 0 | 0 | 0 | 0 | 0 | 0 | 0 | 0.01 | 11 | 51.9 | 73.18 | 76.52 | 76.62 | 75.93 | 77.54 | 77.53 | 79.32 | 79.3 | 77.55 | 73.1 | 45.23 | 7.03 | 0 | 0 | 0 | 0 | 0 | 0 | 0 | 0 | 0 | 0.07 | 15.79 | 57.35 | 77.7 | 83.2 | 84.23 | 84.87 | 85.35 | 85.11 | 84.36 | 84.34 | 82.49 | 76.53 | 56.7 | 15.99 | 0.19 | 0 | 0 | 0 | 0 | 0 | 0 | 0 | 0 | 0 | 7.17 | 46.01 | 74.2 | 81.89 | 83.01 | 83.61 | 83.27 | 83.11 | 82.2 | 82.05 | 78.71 | 72.97 | 51.18 | 12.04 | 0.07 | 0 | 0 | 0 | 0 | 0 | 0 | 0 | 0 | 0 | 1.01 | 26.96 | 62.3 | 75.33 | 78.83 | 79.19 | 79.8 | 79.19 | 78.55 | 78 | 73.41 | 60.2 | 26.72 | 1.48 | 0 | 0 | 0 | 0 | 0 | 0 | 0 | 0 | 0 | 0 | 0.11 | 16.47 | 58.73 | 73.99 | 76.48 | 75.93 | 75.07 | 75.21 | 76.26 | 76.6 | 72.19 | 47.51 | 9.34 | 0.01 | 0 | 0 | 0 | 0 | 0 | 0 | 0 | 0 | 0 | 0 | 0 | 4.91 | 38.99 | 64.48 | 66.43 | 65.11 | 63.47 | 63.94 | 65.1 | 64.85 | 54.59 | 18.15 | 0.38 | 0 | 0 | 0 | 0 | 0 | 0 | 0 | 0 | 0 | 0 | 0 | 0 | 0.18 | 15.2 | 45.76 | 53.91 | 52.89 | 51.19 | 52.69 | 54.26 | 50.97 | 31.93 | 3.79 | 0 | 0 | 0 | 0 | 0 | 0 | 0 | 0 | 0 | 0 | 0 | 0 | 0 | 0 | 2.99 | 20.46 | 33.59 | 40.82 | 42.88 | 41.75 | 40.43 | 37.39 | 20.91 | 2.25 | 0 | 0 | 0 | 0 | 0 | 0 | 0
PALSEL_6_PLSSR1 |  | Paired_Solar_1Axis | Solar Tracking | CISO | North | Norcal | FC | 20 | 0 | 0 | 0 | 0 | 0 | 0 | 0 | 0.42 | 3.28 | 6.25 | 7.72 | 8.5 | 8.51 | 8.03 | 7.52 | 5.13 | 1.12 | 0 | 0 | 0 | 0 | 0 | 0 | 0 | 0 | 0 | 0 | 0 | 0 | 0 | 0 | 2.47 | 10.27 | 12.8 | 13.08 | 12.39 | 12.21 | 12.13 | 12.4 | 10.57 | 5.55 | 0.31 | 0 | 0 | 0 | 0 | 0 | 0 | 0 | 0 | 0 | 0 | 0 | 0 | 0.52 | 6.39 | 11.99 | 12.84 | 12.05 | 12.38 | 12.2 | 11.23 | 10.37 | 9.66 | 6.8 | 1.57 | 0 | 0 | 0 | 0 | 0 | 0 | 0 | 0 | 0 | 0 | 0 | 0.28 | 5.97 | 13.17 | 14.48 | 14.4 | 14.15 | 14.49 | 14.52 | 14.31 | 14.54 | 13.94 | 12.71 | 5.9 | 0.27 | 0 | 0 | 0 | 0 | 0 | 0 | 0 | 0 | 0 | 0 | 2.2 | 10.38 | 14.64 | 15.3 | 15.32 | 15.19 | 15.51 | 15.51 | 15.86 | 15.86 | 15.51 | 14.62 | 9.05 | 1.41 | 0 | 0 | 0 | 0 | 0 | 0 | 0 | 0 | 0 | 0.01 | 3.16 | 11.47 | 15.54 | 16.64 | 16.85 | 16.97 | 17.07 | 17.02 | 16.87 | 16.87 | 16.5 | 15.31 | 11.34 | 3.2 | 0.04 | 0 | 0 | 0 | 0 | 0 | 0 | 0 | 0 | 0 | 1.43 | 9.2 | 14.84 | 16.38 | 16.6 | 16.72 | 16.65 | 16.62 | 16.44 | 16.41 | 15.74 | 14.59 | 10.24 | 2.41 | 0.01 | 0 | 0 | 0 | 0 | 0 | 0 | 0 | 0 | 0 | 0.2 | 5.39 | 12.46 | 15.07 | 15.77 | 15.84 | 15.96 | 15.84 | 15.71 | 15.6 | 14.68 | 12.04 | 5.34 | 0.3 | 0 | 0 | 0 | 0 | 0 | 0 | 0 | 0 | 0 | 0 | 0.02 | 3.29 | 11.75 | 14.8 | 15.3 | 15.19 | 15.01 | 15.04 | 15.25 | 15.32 | 14.44 | 9.5 | 1.87 | 0 | 0 | 0 | 0 | 0 | 0 | 0 | 0 | 0 | 0 | 0 | 0 | 0.98 | 7.8 | 12.9 | 13.29 | 13.02 | 12.69 | 12.79 | 13.02 | 12.97 | 10.92 | 3.63 | 0.08 | 0 | 0 | 0 | 0 | 0 | 0 | 0 | 0 | 0 | 0 | 0 | 0 | 0.04 | 3.04 | 9.15 | 10.78 | 10.58 | 10.24 | 10.54 | 10.85 | 10.19 | 6.39 | 0.76 | 0 | 0 | 0 | 0 | 0 | 0 | 0 | 0 | 0 | 0 | 0 | 0 | 0 | 0 | 0.6 | 4.09 | 6.72 | 8.16 | 8.58 | 8.35 | 8.09 | 7.48 | 4.18 | 0.45 | 0 | 0 | 0 | 0 | 0 | 0 | 0
YELPIN_2_YP2SR2 |  | Paired_Solar_1Axis | Solar Tracking | CISO | South | Socal | FC | 60 | 0 | 0 | 0 | 0 | 0 | 0 | 0.03 | 6.69 | 24.52 | 31.66 | 32.91 | 33.61 | 33.2 | 31.18 | 28.85 | 18.19 | 3.58 | 0 | 0 | 0 | 0 | 0 | 0 | 0 | 0 | 0 | 0 | 0 | 0 | 0 | 0.41 | 15.33 | 37.5 | 40.07 | 39.73 | 38.39 | 37.13 | 36.27 | 35.62 | 32.03 | 13.98 | 0.52 | 0 | 0 | 0 | 0 | 0 | 0 | 0 | 0 | 0 | 0 | 0 | 0 | 4.63 | 27.54 | 37.94 | 39.32 | 38.61 | 37.64 | 37.42 | 33.97 | 30.9 | 27.88 | 19.81 | 2.99 | 0 | 0 | 0 | 0 | 0 | 0 | 0 | 0 | 0 | 0 | 0 | 2.65 | 25.6 | 45.32 | 47.77 | 48.93 | 48.57 | 48.89 | 48.36 | 48.25 | 46.74 | 44.28 | 36.51 | 12.12 | 0.29 | 0 | 0 | 0 | 0 | 0 | 0 | 0 | 0 | 0 | 0.08 | 9.88 | 34.35 | 46.91 | 50.09 | 51.21 | 51.32 | 51.74 | 51.66 | 50.97 | 49.7 | 47.69 | 41.67 | 20.5 | 1.93 | 0 | 0 | 0 | 0 | 0 | 0 | 0 | 0 | 0 | 0.18 | 11.71 | 34.38 | 45.08 | 48.61 | 50.55 | 50.96 | 51.23 | 51.15 | 50.57 | 49.33 | 47.61 | 42.23 | 25.51 | 4.37 | 0 | 0 | 0 | 0 | 0 | 0 | 0 | 0 | 0 | 0.02 | 5.49 | 26.76 | 41.93 | 47.56 | 49.94 | 50.43 | 50.29 | 49.85 | 49.25 | 47.9 | 45.86 | 40.38 | 23.36 | 3.72 | 0 | 0 | 0 | 0 | 0 | 0 | 0 | 0 | 0 | 0 | 1.85 | 20.04 | 37.69 | 44.83 | 48.07 | 49.1 | 48.98 | 48.02 | 46.72 | 44.83 | 41.34 | 32.88 | 12.18 | 0.37 | 0 | 0 | 0 | 0 | 0 | 0 | 0 | 0 | 0 | 0 | 0.41 | 14.81 | 38.71 | 45.08 | 47.42 | 47.8 | 47.79 | 47.52 | 46.97 | 46.28 | 41.79 | 23.37 | 2.8 | 0 | 0 | 0 | 0 | 0 | 0 | 0 | 0 | 0 | 0 | 0 | 0.03 | 8.45 | 33.66 | 42.76 | 44.06 | 43.67 | 43.8 | 44.02 | 44.22 | 43.27 | 33.85 | 9.55 | 0.11 | 0 | 0 | 0 | 0 | 0 | 0 | 0 | 0 | 0 | 0 | 0 | 0 | 1.56 | 19.74 | 36.86 | 39.87 | 38.8 | 37.75 | 38.21 | 38.3 | 36.47 | 21.04 | 2.09 | 0 | 0 | 0 | 0 | 0 | 0 | 0 | 0 | 0 | 0 | 0 | 0 | 0 | 0.07 | 7.32 | 23.27 | 27.98 | 29.48 | 28.9 | 29.84 | 28.21 | 25.75 | 14.63 | 1.26 | 0 | 0 | 0 | 0 | 0 | 0 | 0
YELPIN_2_YP2SR3 |  | Paired_Solar_1Axis | Solar Tracking | CISO | South | Socal | FC | 65 | 0 | 0 | 0 | 0 | 0 | 0 | 0.03 | 7.25 | 26.56 | 34.3 | 35.65 | 36.41 | 35.96 | 33.78 | 31.26 | 19.7 | 3.88 | 0 | 0 | 0 | 0 | 0 | 0 | 0 | 0 | 0 | 0 | 0 | 0 | 0 | 0.45 | 16.6 | 40.63 | 43.41 | 43.04 | 41.59 | 40.22 | 39.29 | 38.59 | 34.7 | 15.14 | 0.56 | 0 | 0 | 0 | 0 | 0 | 0 | 0 | 0 | 0 | 0 | 0 | 0 | 5.02 | 29.83 | 41.1 | 42.6 | 41.83 | 40.78 | 40.54 | 36.8 | 33.47 | 30.2 | 21.46 | 3.24 | 0 | 0 | 0 | 0 | 0 | 0 | 0 | 0 | 0 | 0 | 0 | 2.88 | 27.74 | 49.1 | 51.75 | 53 | 52.61 | 52.96 | 52.39 | 52.27 | 50.64 | 47.96 | 39.56 | 13.13 | 0.31 | 0 | 0 | 0 | 0 | 0 | 0 | 0 | 0 | 0 | 0.09 | 10.7 | 37.22 | 50.81 | 54.27 | 55.48 | 55.6 | 56.05 | 55.97 | 55.22 | 53.84 | 51.67 | 45.14 | 22.21 | 2.09 | 0 | 0 | 0 | 0 | 0 | 0 | 0 | 0 | 0 | 0.19 | 12.68 | 37.25 | 48.84 | 52.66 | 54.77 | 55.2 | 55.5 | 55.41 | 54.79 | 53.44 | 51.58 | 45.74 | 27.64 | 4.73 | 0 | 0 | 0 | 0 | 0 | 0 | 0 | 0 | 0 | 0.02 | 5.94 | 28.99 | 45.43 | 51.52 | 54.11 | 54.63 | 54.48 | 54 | 53.36 | 51.89 | 49.68 | 43.74 | 25.3 | 4.03 | 0 | 0 | 0 | 0 | 0 | 0 | 0 | 0 | 0 | 0 | 2 | 21.71 | 40.83 | 48.57 | 52.07 | 53.19 | 53.07 | 52.02 | 50.62 | 48.57 | 44.78 | 35.62 | 13.19 | 0.4 | 0 | 0 | 0 | 0 | 0 | 0 | 0 | 0 | 0 | 0 | 0.44 | 16.05 | 41.93 | 48.83 | 51.37 | 51.78 | 51.77 | 51.48 | 50.88 | 50.14 | 45.27 | 25.32 | 3.04 | 0 | 0 | 0 | 0 | 0 | 0 | 0 | 0 | 0 | 0 | 0 | 0.03 | 9.16 | 36.47 | 46.32 | 47.73 | 47.31 | 47.45 | 47.69 | 47.91 | 46.87 | 36.67 | 10.34 | 0.11 | 0 | 0 | 0 | 0 | 0 | 0 | 0 | 0 | 0 | 0 | 0 | 0 | 1.69 | 21.39 | 39.94 | 43.2 | 42.03 | 40.9 | 41.4 | 41.5 | 39.51 | 22.79 | 2.27 | 0 | 0 | 0 | 0 | 0 | 0 | 0 | 0 | 0 | 0 | 0 | 0 | 0 | 0.08 | 7.93 | 25.21 | 30.32 | 31.94 | 31.31 | 32.33 | 30.56 | 27.9 | 15.85 | 1.36 | 0 | 0 | 0 | 0 | 0 | 0 | 0
PROXSR_2_PROSR1 |  | Paired_Solar_1Axis | Solar Tracking | CISO | North | Norcal | PD | 120 | 0 | 0 | 0 | 0 | 0 | 0 | 0 | 2.55 | 19.66 | 37.47 | 46.34 | 51.03 | 51.05 | 48.18 | 45.1 | 30.8 | 6.71 | 0 | 0 | 0 | 0 | 0 | 0 | 0 | 0 | 0 | 0 | 0 | 0 | 0 | 0.03 | 14.81 | 61.62 | 76.81 | 78.45 | 74.35 | 73.28 | 72.8 | 74.37 | 63.44 | 33.29 | 1.83 | 0 | 0 | 0 | 0 | 0 | 0 | 0 | 0 | 0 | 0 | 0 | 0 | 3.11 | 38.33 | 71.92 | 77.05 | 72.33 | 74.29 | 73.19 | 67.36 | 62.21 | 57.94 | 40.78 | 9.43 | 0.01 | 0 | 0 | 0 | 0 | 0 | 0 | 0 | 0 | 0 | 0 | 1.66 | 35.79 | 79.01 | 86.91 | 86.42 | 84.9 | 86.95 | 87.13 | 85.83 | 87.23 | 83.64 | 76.29 | 35.4 | 1.63 | 0 | 0 | 0 | 0 | 0 | 0 | 0 | 0 | 0 | 0.01 | 13.2 | 62.28 | 87.82 | 91.83 | 91.95 | 91.11 | 93.05 | 93.04 | 95.18 | 95.16 | 93.06 | 87.71 | 54.28 | 8.44 | 0 | 0 | 0 | 0 | 0 | 0 | 0 | 0 | 0 | 0.09 | 18.95 | 68.81 | 93.24 | 99.84 | 101.08 | 101.85 | 102.42 | 102.13 | 101.23 | 101.2 | 98.99 | 91.84 | 68.04 | 19.18 | 0.22 | 0 | 0 | 0 | 0 | 0 | 0 | 0 | 0 | 0 | 8.6 | 55.21 | 89.05 | 98.26 | 99.61 | 100.33 | 99.93 | 99.73 | 98.64 | 98.46 | 94.45 | 87.56 | 61.42 | 14.44 | 0.08 | 0 | 0 | 0 | 0 | 0 | 0 | 0 | 0 | 0 | 1.22 | 32.35 | 74.76 | 90.4 | 94.6 | 95.02 | 95.77 | 95.03 | 94.26 | 93.6 | 88.09 | 72.23 | 32.06 | 1.77 | 0 | 0 | 0 | 0 | 0 | 0 | 0 | 0 | 0 | 0 | 0.13 | 19.77 | 70.47 | 88.78 | 91.78 | 91.11 | 90.09 | 90.25 | 91.51 | 91.92 | 86.62 | 57.02 | 11.2 | 0.01 | 0 | 0 | 0 | 0 | 0 | 0 | 0 | 0 | 0 | 0 | 0 | 5.9 | 46.79 | 77.37 | 79.71 | 78.13 | 76.17 | 76.73 | 78.12 | 77.82 | 65.5 | 21.78 | 0.45 | 0 | 0 | 0 | 0 | 0 | 0 | 0 | 0 | 0 | 0 | 0 | 0 | 0.21 | 18.24 | 54.91 | 64.69 | 63.47 | 61.43 | 63.23 | 65.11 | 61.16 | 38.31 | 4.54 | 0 | 0 | 0 | 0 | 0 | 0 | 0 | 0 | 0 | 0 | 0 | 0 | 0 | 0 | 3.58 | 24.56 | 40.31 | 48.99 | 51.45 | 50.1 | 48.51 | 44.86 | 25.09 | 2.7 | 0 | 0 | 0 | 0 | 0 | 0 | 0
VALTNE_2_TRSBT1 | VALTNE_2_TRSBT1_SUN | Hybrid_Solar1Axis | Solar Tracking | CISO | South | Socal | ID | 70 | 0 | 0 | 0 | 0 | 0 | 0 | 0.03 | 7.81 | 28.6 | 36.94 | 38.39 | 39.21 | 38.73 | 36.37 | 33.66 | 21.22 | 4.18 | 0 | 0 | 0 | 0 | 0 | 0 | 0 | 0 | 0 | 0 | 0 | 0 | 0 | 0.48 | 17.88 | 43.75 | 46.75 | 46.36 | 44.79 | 43.32 | 42.31 | 41.56 | 37.37 | 16.31 | 0.6 | 0 | 0 | 0 | 0 | 0 | 0 | 0 | 0 | 0 | 0 | 0 | 0 | 5.41 | 32.13 | 44.26 | 45.88 | 45.05 | 43.91 | 43.65 | 39.63 | 36.05 | 32.52 | 23.11 | 3.49 | 0 | 0 | 0 | 0 | 0 | 0 | 0 | 0 | 0 | 0 | 0 | 3.1 | 29.87 | 52.87 | 55.73 | 57.08 | 56.66 | 57.04 | 56.42 | 56.29 | 54.53 | 51.65 | 42.6 | 14.14 | 0.33 | 0 | 0 | 0 | 0 | 0 | 0 | 0 | 0 | 0 | 0.09 | 11.52 | 40.08 | 54.72 | 58.44 | 59.75 | 59.88 | 60.36 | 60.27 | 59.46 | 57.98 | 55.64 | 48.61 | 23.92 | 2.25 | 0 | 0 | 0 | 0 | 0 | 0 | 0 | 0 | 0 | 0.21 | 13.66 | 40.11 | 52.59 | 56.71 | 58.98 | 59.45 | 59.77 | 59.68 | 59 | 57.55 | 55.54 | 49.26 | 29.77 | 5.1 | 0 | 0 | 0 | 0 | 0 | 0 | 0 | 0 | 0 | 0.02 | 6.4 | 31.22 | 48.92 | 55.48 | 58.27 | 58.84 | 58.67 | 58.16 | 57.46 | 55.88 | 53.5 | 47.11 | 27.25 | 4.34 | 0 | 0 | 0 | 0 | 0 | 0 | 0 | 0 | 0 | 0 | 2.16 | 23.38 | 43.97 | 52.31 | 56.08 | 57.28 | 57.15 | 56.03 | 54.51 | 52.31 | 48.22 | 38.36 | 14.21 | 0.44 | 0 | 0 | 0 | 0 | 0 | 0 | 0 | 0 | 0 | 0 | 0.48 | 17.28 | 45.16 | 52.59 | 55.32 | 55.76 | 55.75 | 55.44 | 54.79 | 53.99 | 48.76 | 27.27 | 3.27 | 0 | 0 | 0 | 0 | 0 | 0 | 0 | 0 | 0 | 0 | 0 | 0.03 | 9.86 | 39.27 | 49.89 | 51.4 | 50.95 | 51.1 | 51.36 | 51.59 | 50.48 | 39.49 | 11.14 | 0.12 | 0 | 0 | 0 | 0 | 0 | 0 | 0 | 0 | 0 | 0 | 0 | 0 | 1.82 | 23.03 | 43.01 | 46.52 | 45.27 | 44.04 | 44.58 | 44.69 | 42.55 | 24.55 | 2.44 | 0 | 0 | 0 | 0 | 0 | 0 | 0 | 0 | 0 | 0 | 0 | 0 | 0 | 0.08 | 8.54 | 27.15 | 32.65 | 34.4 | 33.72 | 34.82 | 32.91 | 30.04 | 17.07 | 1.47 | 0 | 0 | 0 | 0 | 0 | 0 | 0
VIKING_2_VCSSR1 |  | Paired_Solar_1Axis | Solar Tracking | IID | South | Socal | 0 | 132.1 | 0 | 0 | 0 | 0 | 0 | 0 | 0.07 | 14.73 | 53.98 | 69.71 | 72.45 | 74 | 73.09 | 68.64 | 63.53 | 40.04 | 7.88 | 0 | 0 | 0 | 0 | 0 | 0 | 0 | 0 | 0 | 0 | 0 | 0 | 0 | 0.91 | 33.75 | 82.56 | 88.22 | 87.48 | 84.52 | 81.75 | 79.85 | 78.43 | 70.53 | 30.77 | 1.13 | 0 | 0 | 0 | 0 | 0 | 0 | 0 | 0 | 0 | 0 | 0 | 0 | 10.2 | 60.63 | 83.52 | 86.58 | 85.01 | 82.87 | 82.38 | 74.79 | 68.02 | 61.37 | 43.61 | 6.58 | 0 | 0 | 0 | 0 | 0 | 0 | 0 | 0 | 0 | 0 | 0 | 5.84 | 56.37 | 99.78 | 105.16 | 107.72 | 106.93 | 107.64 | 106.46 | 106.23 | 102.91 | 97.48 | 80.39 | 26.69 | 0.63 | 0 | 0 | 0 | 0 | 0 | 0 | 0 | 0 | 0 | 0.18 | 21.75 | 75.64 | 103.27 | 110.29 | 112.75 | 113 | 113.91 | 113.74 | 112.22 | 109.42 | 105.01 | 91.73 | 45.13 | 4.25 | 0 | 0 | 0 | 0 | 0 | 0 | 0 | 0 | 0 | 0.4 | 25.77 | 75.7 | 99.25 | 107.03 | 111.31 | 112.19 | 112.8 | 112.62 | 111.34 | 108.6 | 104.82 | 92.97 | 56.17 | 9.62 | 0.01 | 0 | 0 | 0 | 0 | 0 | 0 | 0 | 0 | 0.03 | 12.08 | 58.92 | 92.32 | 104.7 | 109.96 | 111.03 | 110.71 | 109.75 | 108.44 | 105.46 | 100.97 | 88.9 | 51.42 | 8.19 | 0 | 0 | 0 | 0 | 0 | 0 | 0 | 0 | 0 | 0 | 4.07 | 44.12 | 82.97 | 98.71 | 105.83 | 108.1 | 107.84 | 105.73 | 102.87 | 98.71 | 91.01 | 72.38 | 26.81 | 0.82 | 0 | 0 | 0 | 0 | 0 | 0 | 0 | 0 | 0 | 0 | 0.9 | 32.61 | 85.22 | 99.24 | 104.4 | 105.24 | 105.21 | 104.63 | 103.4 | 101.9 | 92.01 | 51.46 | 6.17 | 0 | 0 | 0 | 0 | 0 | 0 | 0 | 0 | 0 | 0 | 0 | 0.06 | 18.61 | 74.12 | 94.14 | 97 | 96.16 | 96.43 | 96.93 | 97.36 | 95.26 | 74.53 | 21.02 | 0.23 | 0 | 0 | 0 | 0 | 0 | 0 | 0 | 0 | 0 | 0 | 0 | 0 | 3.44 | 43.46 | 81.16 | 87.79 | 85.43 | 83.11 | 84.13 | 84.33 | 80.3 | 46.32 | 4.61 | 0 | 0 | 0 | 0 | 0 | 0 | 0 | 0 | 0 | 0 | 0 | 0 | 0 | 0.16 | 16.12 | 51.24 | 61.61 | 64.91 | 63.63 | 65.7 | 62.11 | 56.7 | 32.22 | 2.77 | 0 | 0 | 0 | 0 | 0 | 0 | 0
SANDRN_2_SS2SR2 |  | Solar_1Axis | Solar Tracking | CISO | North | Norcal |  | 200 | 0 | 0 | 0 | 0 | 0 | 0 | 0 | 4.25 | 32.77 | 62.45 | 77.24 | 85.04 | 85.08 | 80.29 | 75.16 | 51.34 | 11.19 | 0.01 | 0 | 0 | 0 | 0 | 0 | 0 | 0 | 0 | 0 | 0 | 0 | 0 | 0.05 | 24.69 | 102.7 | 128.02 | 130.76 | 123.92 | 122.13 | 121.33 | 123.96 | 105.74 | 55.48 | 3.05 | 0 | 0 | 0 | 0 | 0 | 0 | 0 | 0 | 0 | 0 | 0 | 0 | 5.18 | 63.88 | 119.86 | 128.42 | 120.54 | 123.81 | 121.98 | 112.26 | 103.68 | 96.56 | 67.97 | 15.72 | 0.02 | 0 | 0 | 0 | 0 | 0 | 0 | 0 | 0 | 0 | 0 | 2.77 | 59.66 | 131.68 | 144.84 | 144.03 | 141.49 | 144.91 | 145.22 | 143.05 | 145.39 | 139.39 | 127.15 | 59.01 | 2.72 | 0 | 0 | 0 | 0 | 0 | 0 | 0 | 0 | 0 | 0.02 | 21.99 | 103.79 | 146.36 | 153.05 | 153.25 | 151.85 | 155.08 | 155.06 | 158.64 | 158.6 | 155.11 | 146.19 | 90.46 | 14.06 | 0.01 | 0 | 0 | 0 | 0 | 0 | 0 | 0 | 0 | 0.14 | 31.58 | 114.69 | 155.41 | 166.4 | 168.47 | 169.74 | 170.71 | 170.22 | 168.72 | 168.67 | 164.99 | 153.06 | 113.41 | 31.97 | 0.37 | 0 | 0 | 0 | 0 | 0 | 0 | 0 | 0 | 0 | 14.34 | 92.02 | 148.41 | 163.77 | 166.02 | 167.22 | 166.55 | 166.22 | 164.41 | 164.09 | 157.42 | 145.93 | 102.36 | 24.07 | 0.14 | 0 | 0 | 0 | 0 | 0 | 0 | 0 | 0 | 0 | 2.03 | 53.92 | 124.61 | 150.66 | 157.66 | 158.37 | 159.61 | 158.38 | 157.1 | 156 | 146.81 | 120.39 | 53.44 | 2.95 | 0 | 0 | 0 | 0 | 0 | 0 | 0 | 0 | 0 | 0 | 0.21 | 32.94 | 117.46 | 147.97 | 152.96 | 151.86 | 150.15 | 150.41 | 152.52 | 153.2 | 144.37 | 95.03 | 18.67 | 0.02 | 0 | 0 | 0 | 0 | 0 | 0 | 0 | 0 | 0 | 0 | 0 | 9.83 | 77.98 | 128.96 | 132.85 | 130.21 | 126.94 | 127.89 | 130.19 | 129.7 | 109.17 | 36.29 | 0.75 | 0 | 0 | 0 | 0 | 0 | 0 | 0 | 0 | 0 | 0 | 0 | 0 | 0.36 | 30.4 | 91.52 | 107.82 | 105.78 | 102.39 | 105.39 | 108.51 | 101.93 | 63.86 | 7.57 | 0 | 0 | 0 | 0 | 0 | 0 | 0 | 0 | 0 | 0 | 0 | 0 | 0 | 0 | 5.97 | 40.93 | 67.18 | 81.65 | 85.76 | 83.5 | 80.85 | 74.77 | 41.81 | 4.5 | 0 | 0 | 0 | 0 | 0 | 0 | 0
FILIPPI_2_QZSSRX |  | Solar_1Axis | Solar Tracking | CISO | North | Norcal |  | 300 | 0 | 0 | 0 | 0 | 0 | 0 | 0 | 6.37 | 49.15 | 93.68 | 115.86 | 127.57 | 127.62 | 120.44 | 112.74 | 77.01 | 16.78 | 0.01 | 0 | 0 | 0 | 0 | 0 | 0 | 0 | 0 | 0 | 0 | 0 | 0 | 0.07 | 37.03 | 154.05 | 192.03 | 196.14 | 185.89 | 183.2 | 182 | 185.93 | 158.61 | 83.22 | 4.58 | 0 | 0 | 0 | 0 | 0 | 0 | 0 | 0 | 0 | 0 | 0 | 0 | 7.77 | 95.82 | 179.79 | 192.63 | 180.81 | 185.72 | 182.97 | 168.39 | 155.52 | 144.84 | 101.95 | 23.58 | 0.03 | 0 | 0 | 0 | 0 | 0 | 0 | 0 | 0 | 0 | 0 | 4.15 | 89.48 | 197.52 | 217.27 | 216.05 | 212.24 | 217.36 | 217.84 | 214.58 | 218.08 | 209.09 | 190.72 | 88.51 | 4.09 | 0 | 0 | 0 | 0 | 0 | 0 | 0 | 0 | 0 | 0.03 | 32.99 | 155.69 | 219.54 | 229.57 | 229.87 | 227.78 | 232.63 | 232.59 | 237.96 | 237.91 | 232.66 | 219.29 | 135.7 | 21.09 | 0.01 | 0 | 0 | 0 | 0 | 0 | 0 | 0 | 0 | 0.22 | 47.36 | 172.04 | 233.11 | 249.61 | 252.7 | 254.62 | 256.06 | 255.33 | 253.08 | 253.01 | 247.48 | 229.6 | 170.11 | 47.96 | 0.56 | 0 | 0 | 0 | 0 | 0 | 0 | 0 | 0 | 0 | 21.51 | 138.03 | 222.61 | 245.66 | 249.03 | 250.82 | 249.82 | 249.32 | 246.61 | 246.14 | 236.13 | 218.9 | 153.54 | 36.11 | 0.21 | 0 | 0 | 0 | 0 | 0 | 0 | 0 | 0 | 0 | 3.04 | 80.88 | 186.91 | 226 | 236.5 | 237.56 | 239.41 | 237.57 | 235.65 | 234 | 220.22 | 180.59 | 80.16 | 4.43 | 0 | 0 | 0 | 0 | 0 | 0 | 0 | 0 | 0 | 0 | 0.32 | 49.42 | 176.19 | 221.96 | 229.44 | 227.78 | 225.22 | 225.62 | 228.79 | 229.81 | 216.56 | 142.54 | 28.01 | 0.03 | 0 | 0 | 0 | 0 | 0 | 0 | 0 | 0 | 0 | 0 | 0.01 | 14.74 | 116.96 | 193.44 | 199.28 | 195.32 | 190.41 | 191.83 | 195.29 | 194.55 | 163.76 | 54.44 | 1.13 | 0 | 0 | 0 | 0 | 0 | 0 | 0 | 0 | 0 | 0 | 0 | 0 | 0.54 | 45.6 | 137.29 | 161.72 | 158.67 | 153.58 | 158.08 | 162.77 | 152.9 | 95.78 | 11.36 | 0 | 0 | 0 | 0 | 0 | 0 | 0 | 0 | 0 | 0 | 0 | 0 | 0 | 0 | 8.96 | 61.39 | 100.76 | 122.47 | 128.64 | 125.25 | 121.28 | 112.16 | 62.72 | 6.75 | 0 | 0 | 0 | 0 | 0 | 0 | 0
SCARLT_2_SS2SR1 |  | Solar_1Axis | Solar Tracking | CISO | South | Socal |  | 200 | 0 | 0 | 0 | 0 | 0 | 0 | 0.1 | 22.31 | 81.73 | 105.54 | 109.69 | 112.04 | 110.65 | 103.93 | 96.18 | 60.62 | 11.93 | 0 | 0 | 0 | 0 | 0 | 0 | 0 | 0 | 0 | 0 | 0 | 0 | 0 | 1.38 | 51.09 | 125 | 133.56 | 132.45 | 127.96 | 123.76 | 120.9 | 118.75 | 106.78 | 46.59 | 1.72 | 0 | 0 | 0 | 0 | 0 | 0 | 0 | 0 | 0 | 0 | 0 | 0 | 15.45 | 91.8 | 126.46 | 131.08 | 128.7 | 125.46 | 124.73 | 113.23 | 102.99 | 92.92 | 66.02 | 9.97 | 0 | 0 | 0 | 0 | 0 | 0 | 0 | 0 | 0 | 0 | 0 | 8.85 | 85.34 | 151.07 | 159.22 | 163.09 | 161.89 | 162.96 | 161.19 | 160.84 | 155.8 | 147.58 | 121.72 | 40.41 | 0.95 | 0 | 0 | 0 | 0 | 0 | 0 | 0 | 0 | 0 | 0.27 | 32.93 | 114.51 | 156.35 | 166.98 | 170.71 | 171.08 | 172.46 | 172.2 | 169.9 | 165.66 | 158.98 | 138.88 | 68.33 | 6.43 | 0 | 0 | 0 | 0 | 0 | 0 | 0 | 0 | 0 | 0.6 | 39.02 | 114.61 | 150.27 | 162.04 | 168.52 | 169.86 | 170.78 | 170.5 | 168.57 | 164.42 | 158.7 | 140.75 | 85.05 | 14.56 | 0.01 | 0 | 0 | 0 | 0 | 0 | 0 | 0 | 0 | 0.05 | 18.29 | 89.2 | 139.78 | 158.52 | 166.48 | 168.1 | 167.62 | 166.17 | 164.18 | 159.67 | 152.87 | 134.59 | 77.85 | 12.4 | 0.01 | 0 | 0 | 0 | 0 | 0 | 0 | 0 | 0 | 0 | 6.16 | 66.79 | 125.62 | 149.44 | 160.23 | 163.67 | 163.28 | 160.07 | 155.74 | 149.45 | 137.78 | 109.59 | 40.59 | 1.24 | 0 | 0 | 0 | 0 | 0 | 0 | 0 | 0 | 0 | 0 | 1.37 | 49.37 | 129.03 | 150.26 | 158.06 | 159.33 | 159.28 | 158.41 | 156.55 | 154.27 | 139.31 | 77.91 | 9.35 | 0 | 0 | 0 | 0 | 0 | 0 | 0 | 0 | 0 | 0 | 0 | 0.09 | 28.18 | 112.21 | 142.54 | 146.86 | 145.58 | 145.99 | 146.75 | 147.41 | 144.22 | 112.84 | 31.83 | 0.35 | 0 | 0 | 0 | 0 | 0 | 0 | 0 | 0 | 0 | 0 | 0 | 0 | 5.21 | 65.8 | 122.88 | 132.91 | 129.34 | 125.83 | 127.38 | 127.68 | 121.58 | 70.13 | 6.98 | 0 | 0 | 0 | 0 | 0 | 0 | 0 | 0 | 0 | 0 | 0 | 0 | 0 | 0.24 | 24.4 | 77.57 | 93.28 | 98.27 | 96.34 | 99.48 | 94.03 | 85.84 | 48.78 | 4.19 | 0 | 0 | 0 | 0 | 0 | 0 | 0
SANDRN_2_SS1SR1 |  | Solar_1Axis | Solar Tracking | CISO | North | Norcal |  | 100 | 0 | 0 | 0 | 0 | 0 | 0 | 0 | 2.12 | 16.38 | 31.23 | 38.62 | 42.52 | 42.54 | 40.15 | 37.58 | 25.67 | 5.59 | 0 | 0 | 0 | 0 | 0 | 0 | 0 | 0 | 0 | 0 | 0 | 0 | 0 | 0.02 | 12.34 | 51.35 | 64.01 | 65.38 | 61.96 | 61.07 | 60.67 | 61.98 | 52.87 | 27.74 | 1.53 | 0 | 0 | 0 | 0 | 0 | 0 | 0 | 0 | 0 | 0 | 0 | 0 | 2.59 | 31.94 | 59.93 | 64.21 | 60.27 | 61.91 | 60.99 | 56.13 | 51.84 | 48.28 | 33.98 | 7.86 | 0.01 | 0 | 0 | 0 | 0 | 0 | 0 | 0 | 0 | 0 | 0 | 1.38 | 29.83 | 65.84 | 72.42 | 72.02 | 70.75 | 72.45 | 72.61 | 71.53 | 72.69 | 69.7 | 63.57 | 29.5 | 1.36 | 0 | 0 | 0 | 0 | 0 | 0 | 0 | 0 | 0 | 0.01 | 11 | 51.9 | 73.18 | 76.52 | 76.62 | 75.93 | 77.54 | 77.53 | 79.32 | 79.3 | 77.55 | 73.1 | 45.23 | 7.03 | 0 | 0 | 0 | 0 | 0 | 0 | 0 | 0 | 0 | 0.07 | 15.79 | 57.35 | 77.7 | 83.2 | 84.23 | 84.87 | 85.35 | 85.11 | 84.36 | 84.34 | 82.49 | 76.53 | 56.7 | 15.99 | 0.19 | 0 | 0 | 0 | 0 | 0 | 0 | 0 | 0 | 0 | 7.17 | 46.01 | 74.2 | 81.89 | 83.01 | 83.61 | 83.27 | 83.11 | 82.2 | 82.05 | 78.71 | 72.97 | 51.18 | 12.04 | 0.07 | 0 | 0 | 0 | 0 | 0 | 0 | 0 | 0 | 0 | 1.01 | 26.96 | 62.3 | 75.33 | 78.83 | 79.19 | 79.8 | 79.19 | 78.55 | 78 | 73.41 | 60.2 | 26.72 | 1.48 | 0 | 0 | 0 | 0 | 0 | 0 | 0 | 0 | 0 | 0 | 0.11 | 16.47 | 58.73 | 73.99 | 76.48 | 75.93 | 75.07 | 75.21 | 76.26 | 76.6 | 72.19 | 47.51 | 9.34 | 0.01 | 0 | 0 | 0 | 0 | 0 | 0 | 0 | 0 | 0 | 0 | 0 | 4.91 | 38.99 | 64.48 | 66.43 | 65.11 | 63.47 | 63.94 | 65.1 | 64.85 | 54.59 | 18.15 | 0.38 | 0 | 0 | 0 | 0 | 0 | 0 | 0 | 0 | 0 | 0 | 0 | 0 | 0.18 | 15.2 | 45.76 | 53.91 | 52.89 | 51.19 | 52.69 | 54.26 | 50.97 | 31.93 | 3.79 | 0 | 0 | 0 | 0 | 0 | 0 | 0 | 0 | 0 | 0 | 0 | 0 | 0 | 0 | 2.99 | 20.46 | 33.59 | 40.82 | 42.88 | 41.75 | 40.43 | 37.39 | 20.91 | 2.25 | 0 | 0 | 0 | 0 | 0 | 0 | 0
HAMLIN_1_BMSBT2 | HAMLIN_1_BMSBT2_SUN | Solar_1Axis | Solar Tracking | CISO | South | Socal |  | 50 | 0 | 0 | 0 | 0 | 0 | 0 | 0.02 | 5.58 | 20.43 | 26.39 | 27.42 | 28.01 | 27.66 | 25.98 | 24.04 | 15.15 | 2.98 | 0 | 0 | 0 | 0 | 0 | 0 | 0 | 0 | 0 | 0 | 0 | 0 | 0 | 0.34 | 12.77 | 31.25 | 33.39 | 33.11 | 31.99 | 30.94 | 30.22 | 29.69 | 26.7 | 11.65 | 0.43 | 0 | 0 | 0 | 0 | 0 | 0 | 0 | 0 | 0 | 0 | 0 | 0 | 3.86 | 22.95 | 31.61 | 32.77 | 32.18 | 31.37 | 31.18 | 28.31 | 25.75 | 23.23 | 16.5 | 2.49 | 0 | 0 | 0 | 0 | 0 | 0 | 0 | 0 | 0 | 0 | 0 | 2.21 | 21.34 | 37.77 | 39.8 | 40.77 | 40.47 | 40.74 | 40.3 | 40.21 | 38.95 | 36.9 | 30.43 | 10.1 | 0.24 | 0 | 0 | 0 | 0 | 0 | 0 | 0 | 0 | 0 | 0.07 | 8.23 | 28.63 | 39.09 | 41.75 | 42.68 | 42.77 | 43.12 | 43.05 | 42.47 | 41.41 | 39.75 | 34.72 | 17.08 | 1.61 | 0 | 0 | 0 | 0 | 0 | 0 | 0 | 0 | 0 | 0.15 | 9.76 | 28.65 | 37.57 | 40.51 | 42.13 | 42.46 | 42.69 | 42.63 | 42.14 | 41.11 | 39.67 | 35.19 | 21.26 | 3.64 | 0 | 0 | 0 | 0 | 0 | 0 | 0 | 0 | 0 | 0.01 | 4.57 | 22.3 | 34.94 | 39.63 | 41.62 | 42.03 | 41.9 | 41.54 | 41.04 | 39.92 | 38.22 | 33.65 | 19.46 | 3.1 | 0 | 0 | 0 | 0 | 0 | 0 | 0 | 0 | 0 | 0 | 1.54 | 16.7 | 31.4 | 37.36 | 40.06 | 40.92 | 40.82 | 40.02 | 38.94 | 37.36 | 34.45 | 27.4 | 10.15 | 0.31 | 0 | 0 | 0 | 0 | 0 | 0 | 0 | 0 | 0 | 0 | 0.34 | 12.34 | 32.26 | 37.56 | 39.52 | 39.83 | 39.82 | 39.6 | 39.14 | 38.57 | 34.83 | 19.48 | 2.34 | 0 | 0 | 0 | 0 | 0 | 0 | 0 | 0 | 0 | 0 | 0 | 0.02 | 7.05 | 28.05 | 35.63 | 36.72 | 36.4 | 36.5 | 36.69 | 36.85 | 36.05 | 28.21 | 7.96 | 0.09 | 0 | 0 | 0 | 0 | 0 | 0 | 0 | 0 | 0 | 0 | 0 | 0 | 1.3 | 16.45 | 30.72 | 33.23 | 32.33 | 31.46 | 31.84 | 31.92 | 30.39 | 17.53 | 1.74 | 0 | 0 | 0 | 0 | 0 | 0 | 0 | 0 | 0 | 0 | 0 | 0 | 0 | 0.06 | 6.1 | 19.39 | 23.32 | 24.57 | 24.09 | 24.87 | 23.51 | 21.46 | 12.19 | 1.05 | 0 | 0 | 0 | 0 | 0 | 0 | 0
DSFLWR_2_W9CSB1 | DSFLWR_2_W9CSB1_SUN | Hybrid_Solar1Axis | Solar Tracking | CISO | South | Socal |  | 102 | [18 empty] | 0 | 0 | 0 | 0 | 0 | 0 | 0 | 0 | 0 | 0 | 0 | 0 | 0.7 | 26.06 | 63.75 | 68.12 | 67.55 | 65.26 | 63.12 | 61.66 | 60.56 | 54.46 | 23.76 | 0.88 | 0 | 0 | 0 | 0 | 0 | 0 | 0 | 0 | 0 | 0 | 0 | 0 | 7.88 | 46.82 | 64.49 | 66.85 | 65.64 | 63.99 | 63.61 | 57.75 | 52.52 | 47.39 | 33.67 | 5.08 | 0 | 0 | 0 | 0 | 0 | 0 | 0 | 0 | 0 | 0 | 0 | 4.51 | 43.52 | 77.04 | 81.2 | 83.17 | 82.56 | 83.11 | 82.21 | 82.03 | 79.46 | 75.27 | 62.07 | 20.61 | 0.49 | 0 | 0 | 0 | 0 | 0 | 0 | 0 | 0 | 0 | 0.14 | 16.79 | 58.4 | 79.74 | 85.16 | 87.06 | 87.25 | 87.95 | 87.82 | 86.65 | 84.48 | 81.08 | 70.83 | 34.85 | 3.28 | 0 | 0 | 0 | 0 | 0 | 0 | 0 | 0 | 0 | 0.31 | 19.9 | 58.45 | 76.64 | 82.64 | 85.94 | 86.63 | 87.1 | 86.96 | 85.97 | 83.85 | 80.94 | 71.78 | 43.37 | 7.42 | 0 | 0 | 0 | 0 | 0 | 0 | 0 | 0 | 0 | 0.03 | 9.33 | 45.49 | 71.29 | 80.84 | 84.9 | 85.73 | 85.49 | 84.75 | 83.73 | 81.43 | 77.96 | 68.64 | 39.71 | 6.32 | 0 | 0 | 0 | 0 | 0 | 0 | 0 | 0 | 0 | 0 | 3.14 | 34.07 | 64.06 | 76.22 | 81.72 | 83.47 | 83.27 | 81.64 | 79.43 | 76.22 | 70.27 | 55.89 | 20.7 | 0.63 | 0 | 0 | 0 | 0 | 0 | 0 | 0 | 0 | 0 | 0 | 0.7 | 25.18 | 65.8 | 76.63 | 80.61 | 81.26 | 81.23 | 80.79 | 79.84 | 78.68 | 71.05 | 39.73 | 4.77 | 0 | 0 | 0 | 0 | 0 | 0 | 0 | 0 | 0 | 0 | 0 | 0.05 | 14.37 | 57.23 | 72.69 | 74.9 | 74.25 | 74.46 | 74.84 | 75.18 | 73.55 | 57.55 | 16.23 | 0.18 | 0 | 0 | 0 | 0 | 0 | 0 | 0 | 0 | 0 | 0 | 0 | 0 | 2.66 | 33.56 | 62.67 | 67.79 | 65.96 | 64.17 | 64.96 | 65.12 | 62 | 35.77 | 3.56 | 0 | 0 | 0 | 0 | 0 | 0 | 0 | 0 | 0 | 0 | 0 | 0 | 0 | 0.12 | 12.44 | 39.56 | 47.57 | 50.12 | 49.13 | 50.73 | 47.95 | 43.78 | 24.88 | 2.14 | 0 | 0 | 0 | 0 | 0 | 0 | 0
SLATE_2_SLASR2 | SLATE_2_SLASR2_SUN | Hybrid_Solar1Axis | Solar Tracking | CISO | North | Norcal |  | 93 | [18 empty] | 0 | 0 | 0 | 0 | 0 | 0 | 0 | 0 | 0 | 0 | 0 | 0 | 0.02 | 11.48 | 47.76 | 59.53 | 60.8 | 57.62 | 56.79 | 56.42 | 57.64 | 49.17 | 25.8 | 1.42 | 0 | 0 | 0 | 0 | 0 | 0 | 0 | 0 | 0 | 0 | 0 | 0 | 2.41 | 29.7 | 55.74 | 59.72 | 56.05 | 57.57 | 56.72 | 52.2 | 48.21 | 44.9 | 31.61 | 7.31 | 0.01 | 0 | 0 | 0 | 0 | 0 | 0 | 0 | 0 | 0 | 0 | 1.29 | 27.74 | 61.23 | 67.35 | 66.97 | 65.79 | 67.38 | 67.53 | 66.52 | 67.61 | 64.82 | 59.12 | 27.44 | 1.27 | 0 | 0 | 0 | 0 | 0 | 0 | 0 | 0 | 0 | 0.01 | 10.23 | 48.26 | 68.06 | 71.17 | 71.26 | 70.61 | 72.11 | 72.1 | 73.77 | 73.75 | 72.13 | 67.98 | 42.07 | 6.54 | 0 | 0 | 0 | 0 | 0 | 0 | 0 | 0 | 0 | 0.07 | 14.68 | 53.33 | 72.26 | 77.38 | 78.34 | 78.93 | 79.38 | 79.15 | 78.45 | 78.43 | 76.72 | 71.17 | 52.73 | 14.87 | 0.17 | 0 | 0 | 0 | 0 | 0 | 0 | 0 | 0 | 0 | 6.67 | 42.79 | 69.01 | 76.15 | 77.2 | 77.76 | 77.45 | 77.29 | 76.45 | 76.3 | 73.2 | 67.86 | 47.6 | 11.19 | 0.07 | 0 | 0 | 0 | 0 | 0 | 0 | 0 | 0 | 0 | 0.94 | 25.07 | 57.94 | 70.06 | 73.31 | 73.64 | 74.22 | 73.65 | 73.05 | 72.54 | 68.27 | 55.98 | 24.85 | 1.37 | 0 | 0 | 0 | 0 | 0 | 0 | 0 | 0 | 0 | 0 | 0.1 | 15.32 | 54.62 | 68.81 | 71.13 | 70.61 | 69.82 | 69.94 | 70.92 | 71.24 | 67.13 | 44.19 | 8.68 | 0.01 | 0 | 0 | 0 | 0 | 0 | 0 | 0 | 0 | 0 | 0 | 0 | 4.57 | 36.26 | 59.97 | 61.78 | 60.55 | 59.03 | 59.47 | 60.54 | 60.31 | 50.76 | 16.88 | 0.35 | 0 | 0 | 0 | 0 | 0 | 0 | 0 | 0 | 0 | 0 | 0 | 0 | 0.17 | 14.14 | 42.56 | 50.13 | 49.19 | 47.61 | 49.01 | 50.46 | 47.4 | 29.69 | 3.52 | 0 | 0 | 0 | 0 | 0 | 0 | 0 | 0 | 0 | 0 | 0 | 0 | 0 | 0 | 2.78 | 19.03 | 31.24 | 37.97 | 39.88 | 38.83 | 37.6 | 34.77 | 19.44 | 2.09 | 0 | 0 | 0 | 0 | 0 | 0 | 0
MANZNA_2_CAMSR1 |  | Solar_1Axis | Solar Tracking | CISO | South | Socal |  | 44 | [18 empty] | 0 | 0 | 0 | 0 | 0 | 0 | 0 | 0 | 0 | 0 | 0 | 0 | 0.3 | 11.24 | 27.5 | 29.38 | 29.14 | 28.15 | 27.23 | 26.6 | 26.12 | 23.49 | 10.25 | 0.38 | 0 | 0 | 0 | 0 | 0 | 0 | 0 | 0 | 0 | 0 | 0 | 0 | 3.4 | 20.2 | 27.82 | 28.84 | 28.31 | 27.6 | 27.44 | 24.91 | 22.66 | 20.44 | 14.52 | 2.19 | 0 | 0 | 0 | 0 | 0 | 0 | 0 | 0 | 0 | 0 | 0 | 1.95 | 18.77 | 33.24 | 35.03 | 35.88 | 35.62 | 35.85 | 35.46 | 35.38 | 34.28 | 32.47 | 26.78 | 8.89 | 0.21 | 0 | 0 | 0 | 0 | 0 | 0 | 0 | 0 | 0 | 0.06 | 7.24 | 25.19 | 34.4 | 36.74 | 37.56 | 37.64 | 37.94 | 37.88 | 37.38 | 36.44 | 34.98 | 30.55 | 15.03 | 1.42 | 0 | 0 | 0 | 0 | 0 | 0 | 0 | 0 | 0 | 0.13 | 8.58 | 25.21 | 33.06 | 35.65 | 37.07 | 37.37 | 37.57 | 37.51 | 37.09 | 36.17 | 34.91 | 30.97 | 18.71 | 3.2 | 0 | 0 | 0 | 0 | 0 | 0 | 0 | 0 | 0 | 0.01 | 4.02 | 19.62 | 30.75 | 34.87 | 36.63 | 36.98 | 36.88 | 36.56 | 36.12 | 35.13 | 33.63 | 29.61 | 17.13 | 2.73 | 0 | 0 | 0 | 0 | 0 | 0 | 0 | 0 | 0 | 0 | 1.36 | 14.69 | 27.64 | 32.88 | 35.25 | 36.01 | 35.92 | 35.22 | 34.26 | 32.88 | 30.31 | 24.11 | 8.93 | 0.27 | 0 | 0 | 0 | 0 | 0 | 0 | 0 | 0 | 0 | 0 | 0.3 | 10.86 | 28.39 | 33.06 | 34.77 | 35.05 | 35.04 | 34.85 | 34.44 | 33.94 | 30.65 | 17.14 | 2.06 | 0 | 0 | 0 | 0 | 0 | 0 | 0 | 0 | 0 | 0 | 0 | 0.02 | 6.2 | 24.69 | 31.36 | 32.31 | 32.03 | 32.12 | 32.28 | 32.43 | 31.73 | 24.82 | 7 | 0.08 | 0 | 0 | 0 | 0 | 0 | 0 | 0 | 0 | 0 | 0 | 0 | 0 | 1.15 | 14.48 | 27.03 | 29.24 | 28.45 | 27.68 | 28.02 | 28.09 | 26.75 | 15.43 | 1.54 | 0 | 0 | 0 | 0 | 0 | 0 | 0 | 0 | 0 | 0 | 0 | 0 | 0 | 0.05 | 5.37 | 17.07 | 20.52 | 21.62 | 21.19 | 21.88 | 20.69 | 18.89 | 10.73 | 0.92 | 0 | 0 | 0 | 0 | 0 | 0 | 0
DLN_5_HARQSCEDYN |  | Solar_1Axis | Solar Tracking | AZPS |  | AZ |  | 150 | [18 empty] | 0 | 0 | 0 | 0 | 0 | 0 | 0 | 0 | 0 | 0 | 0 | 0 | 1.03 | 38.32 | 93.75 | 100.17 | 99.33 | 95.97 | 92.82 | 90.67 | 89.06 | 80.09 | 34.94 | 1.29 | 0 | 0 | 0 | 0 | 0 | 0 | 0 | 0 | 0 | 0 | 0 | 0 | 11.59 | 68.85 | 94.84 | 98.31 | 96.53 | 94.1 | 93.54 | 84.92 | 77.24 | 69.69 | 49.51 | 7.47 | 0 | 0 | 0 | 0 | 0 | 0 | 0 | 0 | 0 | 0 | 0 | 6.63 | 64.01 | 113.3 | 119.41 | 122.31 | 121.41 | 122.22 | 120.89 | 120.63 | 116.85 | 110.69 | 91.29 | 30.31 | 0.71 | 0 | 0 | 0 | 0 | 0 | 0 | 0 | 0 | 0 | 0.2 | 24.69 | 85.88 | 117.26 | 125.24 | 128.03 | 128.31 | 129.35 | 129.15 | 127.42 | 124.24 | 119.24 | 104.16 | 51.25 | 4.83 | 0 | 0 | 0 | 0 | 0 | 0 | 0 | 0 | 0 | 0.45 | 29.27 | 85.95 | 112.7 | 121.53 | 126.39 | 127.39 | 128.08 | 127.88 | 126.43 | 123.32 | 119.02 | 105.56 | 63.79 | 10.92 | 0.01 | 0 | 0 | 0 | 0 | 0 | 0 | 0 | 0 | 0.04 | 13.72 | 66.9 | 104.83 | 118.89 | 124.86 | 126.08 | 125.71 | 124.63 | 123.13 | 119.75 | 114.65 | 100.94 | 58.39 | 9.3 | 0 | 0 | 0 | 0 | 0 | 0 | 0 | 0 | 0 | 0 | 4.62 | 50.1 | 94.21 | 112.08 | 120.17 | 122.75 | 122.46 | 120.05 | 116.81 | 112.09 | 103.34 | 82.19 | 30.45 | 0.93 | 0 | 0 | 0 | 0 | 0 | 0 | 0 | 0 | 0 | 0 | 1.03 | 37.03 | 96.77 | 112.69 | 118.55 | 119.5 | 119.46 | 118.81 | 117.41 | 115.7 | 104.48 | 58.43 | 7.01 | 0 | 0 | 0 | 0 | 0 | 0 | 0 | 0 | 0 | 0 | 0 | 0.07 | 21.14 | 84.16 | 106.9 | 110.15 | 109.19 | 109.49 | 110.06 | 110.56 | 108.16 | 84.63 | 23.87 | 0.26 | 0 | 0 | 0 | 0 | 0 | 0 | 0 | 0 | 0 | 0 | 0 | 0 | 3.91 | 49.35 | 92.16 | 99.68 | 97 | 94.37 | 95.53 | 95.76 | 91.18 | 52.6 | 5.23 | 0 | 0 | 0 | 0 | 0 | 0 | 0 | 0 | 0 | 0 | 0 | 0 | 0 | 0.18 | 18.3 | 58.18 | 69.96 | 73.71 | 72.26 | 74.61 | 70.52 | 64.38 | 36.58 | 3.14 | 0
VALTNE_2_TSASR1 |  | Paired_Solar_1Axis | Solar Tracking | CISO | South | Socal |  | 58 | [18 empty] | 0 | 0 | 0 | 0 | 0 | 0 | 0 | 0 | 0 | 0 | 0 | 0 | 0.4 | 14.82 | 36.25 | 38.73 | 38.41 | 37.11 | 35.89 | 35.06 | 34.44 | 30.97 | 13.51 | 0.5 | 0 | 0 | 0 | 0 | 0 | 0 | 0 | 0 | 0 | 0 | 0 | 0 | 4.48 | 26.62 | 36.67 | 38.01 | 37.32 | 36.38 | 36.17 | 32.84 | 29.87 | 26.95 | 19.15 | 2.89 | 0 | 0 | 0 | 0 | 0 | 0 | 0 | 0 | 0 | 0 | 0 | 2.57 | 24.75 | 43.81 | 46.17 | 47.3 | 46.95 | 47.26 | 46.74 | 46.64 | 45.18 | 42.8 | 35.3 | 11.72 | 0.28 | 0 | 0 | 0 | 0 | 0 | 0 | 0 | 0 | 0 | 0.08 | 9.55 | 33.21 | 45.34 | 48.42 | 49.5 | 49.61 | 50.01 | 49.94 | 49.27 | 48.04 | 46.1 | 40.28 | 19.82 | 1.87 | 0 | 0 | 0 | 0 | 0 | 0 | 0 | 0 | 0 | 0.17 | 11.32 | 33.24 | 43.58 | 46.99 | 48.87 | 49.26 | 49.53 | 49.45 | 48.89 | 47.68 | 46.02 | 40.82 | 24.66 | 4.22 | 0 | 0 | 0 | 0 | 0 | 0 | 0 | 0 | 0 | 0.02 | 5.3 | 25.87 | 40.54 | 45.97 | 48.28 | 48.75 | 48.61 | 48.19 | 47.61 | 46.3 | 44.33 | 39.03 | 22.58 | 3.6 | 0 | 0 | 0 | 0 | 0 | 0 | 0 | 0 | 0 | 0 | 1.79 | 19.37 | 36.43 | 43.34 | 46.47 | 47.46 | 47.35 | 46.42 | 45.17 | 43.34 | 39.96 | 31.78 | 11.77 | 0.36 | 0 | 0 | 0 | 0 | 0 | 0 | 0 | 0 | 0 | 0 | 0.4 | 14.32 | 37.42 | 43.57 | 45.84 | 46.21 | 46.19 | 45.94 | 45.4 | 44.74 | 40.4 | 22.59 | 2.71 | 0 | 0 | 0 | 0 | 0 | 0 | 0 | 0 | 0 | 0 | 0 | 0.03 | 8.17 | 32.54 | 41.34 | 42.59 | 42.22 | 42.34 | 42.56 | 42.75 | 41.82 | 32.72 | 9.23 | 0.1 | 0 | 0 | 0 | 0 | 0 | 0 | 0 | 0 | 0 | 0 | 0 | 0 | 1.51 | 19.08 | 35.63 | 38.54 | 37.51 | 36.49 | 36.94 | 37.03 | 35.26 | 20.34 | 2.02 | 0 | 0 | 0 | 0 | 0 | 0 | 0 | 0 | 0 | 0 | 0 | 0 | 0 | 0.07 | 7.08 | 22.5 | 27.05 | 28.5 | 27.94 | 28.85 | 27.27 | 24.89 | 14.15 | 1.21 | 0
VALTNE_2_TSASR2 |  | Paired_Solar_1Axis | Solar Tracking | CISO | South | Socal |  | 70 | [18 empty] | 0 | 0 | 0 | 0 | 0 | 0 | 0 | 0 | 0 | 0 | 0 | 0 | 0.48 | 17.88 | 43.75 | 46.75 | 46.36 | 44.79 | 43.32 | 42.31 | 41.56 | 37.37 | 16.31 | 0.6 | 0 | 0 | 0 | 0 | 0 | 0 | 0 | 0 | 0 | 0 | 0 | 0 | 5.41 | 32.13 | 44.26 | 45.88 | 45.05 | 43.91 | 43.65 | 39.63 | 36.05 | 32.52 | 23.11 | 3.49 | 0 | 0 | 0 | 0 | 0 | 0 | 0 | 0 | 0 | 0 | 0 | 3.1 | 29.87 | 52.87 | 55.73 | 57.08 | 56.66 | 57.04 | 56.42 | 56.29 | 54.53 | 51.65 | 42.6 | 14.14 | 0.33 | 0 | 0 | 0 | 0 | 0 | 0 | 0 | 0 | 0 | 0.09 | 11.52 | 40.08 | 54.72 | 58.44 | 59.75 | 59.88 | 60.36 | 60.27 | 59.46 | 57.98 | 55.64 | 48.61 | 23.92 | 2.25 | 0 | 0 | 0 | 0 | 0 | 0 | 0 | 0 | 0 | 0.21 | 13.66 | 40.11 | 52.59 | 56.71 | 58.98 | 59.45 | 59.77 | 59.68 | 59 | 57.55 | 55.54 | 49.26 | 29.77 | 5.1 | 0 | 0 | 0 | 0 | 0 | 0 | 0 | 0 | 0 | 0.02 | 6.4 | 31.22 | 48.92 | 55.48 | 58.27 | 58.84 | 58.67 | 58.16 | 57.46 | 55.88 | 53.5 | 47.11 | 27.25 | 4.34 | 0 | 0 | 0 | 0 | 0 | 0 | 0 | 0 | 0 | 0 | 2.16 | 23.38 | 43.97 | 52.31 | 56.08 | 57.28 | 57.15 | 56.03 | 54.51 | 52.31 | 48.22 | 38.36 | 14.21 | 0.44 | 0 | 0 | 0 | 0 | 0 | 0 | 0 | 0 | 0 | 0 | 0.48 | 17.28 | 45.16 | 52.59 | 55.32 | 55.76 | 55.75 | 55.44 | 54.79 | 53.99 | 48.76 | 27.27 | 3.27 | 0 | 0 | 0 | 0 | 0 | 0 | 0 | 0 | 0 | 0 | 0 | 0.03 | 9.86 | 39.27 | 49.89 | 51.4 | 50.95 | 51.1 | 51.36 | 51.59 | 50.48 | 39.49 | 11.14 | 0.12 | 0 | 0 | 0 | 0 | 0 | 0 | 0 | 0 | 0 | 0 | 0 | 0 | 1.82 | 23.03 | 43.01 | 46.52 | 45.27 | 44.04 | 44.58 | 44.69 | 42.55 | 24.55 | 2.44 | 0 | 0 | 0 | 0 | 0 | 0 | 0 | 0 | 0 | 0 | 0 | 0 | 0 | 0.08 | 8.54 | 27.15 | 32.65 | 34.4 | 33.72 | 34.82 | 32.91 | 30.04 | 17.07 | 1.47 | 0
Path | BAA | Region
North | CISO | Norcal
South | CISO | Socal
| IID | Socal
| SRP | AZ
| AZPS | AZ
| PNM | NM
| WALC | AZ
| BPAT | WA/OR
| LADWP | Socal

## VER Exceedance Profiles
Technology | Region | Month | Month Number | Hour Ending | Exceedance Profile
Wind | AZ | January | 1 | 1 | 0.3
Wind | AZ | January | 1 | 2 | 0.3
Wind | AZ | January | 1 | 3 | 0.305
Wind | AZ | January | 1 | 4 | 0.31
Wind | AZ | January | 1 | 5 | 0.325
Wind | AZ | January | 1 | 6 | 0.33
Wind | AZ | January | 1 | 7 | 0.33
Wind | AZ | January | 1 | 8 | 0.31
Wind | AZ | January | 1 | 9 | 0.3
Wind | AZ | January | 1 | 10 | 0.29
Wind | AZ | January | 1 | 11 | 0.28
Wind | AZ | January | 1 | 12 | 0.28
Wind | AZ | January | 1 | 13 | 0.265
Wind | AZ | January | 1 | 14 | 0.27
Wind | AZ | January | 1 | 15 | 0.28
Wind | AZ | January | 1 | 16 | 0.28
Wind | AZ | January | 1 | 17 | 0.255
Wind | AZ | January | 1 | 18 | 0.22
Wind | AZ | January | 1 | 19 | 0.23
Wind | AZ | January | 1 | 20 | 0.22
Wind | AZ | January | 1 | 21 | 0.24
Wind | AZ | January | 1 | 22 | 0.26
Wind | AZ | January | 1 | 23 | 0.28
Wind | AZ | January | 1 | 24 | 0.285
Wind | AZ | February | 2 | 1 | 0.31
Wind | AZ | February | 2 | 2 | 0.31
Wind | AZ | February | 2 | 3 | 0.31
Wind | AZ | February | 2 | 4 | 0.3
Wind | AZ | February | 2 | 5 | 0.31
Wind | AZ | February | 2 | 6 | 0.32
Wind | AZ | February | 2 | 7 | 0.32
Wind | AZ | February | 2 | 8 | 0.31
Wind | AZ | February | 2 | 9 | 0.3
Wind | AZ | February | 2 | 10 | 0.29
Wind | AZ | February | 2 | 11 | 0.265
Wind | AZ | February | 2 | 12 | 0.295
Wind | AZ | February | 2 | 13 | 0.31
Wind | AZ | February | 2 | 14 | 0.36
Wind | AZ | February | 2 | 15 | 0.365
Wind | AZ | February | 2 | 16 | 0.405
Wind | AZ | February | 2 | 17 | 0.385
Wind | AZ | February | 2 | 18 | 0.355
Wind | AZ | February | 2 | 19 | 0.32
Wind | AZ | February | 2 | 20 | 0.3
Wind | AZ | February | 2 | 21 | 0.29
Wind | AZ | February | 2 | 22 | 0.27
Wind | AZ | February | 2 | 23 | 0.3
Wind | AZ | February | 2 | 24 | 0.315
Wind | AZ | March | 3 | 1 | 0.33
Wind | AZ | March | 3 | 2 | 0.31
Wind | AZ | March | 3 | 3 | 0.315
Wind | AZ | March | 3 | 4 | 0.3
Wind | AZ | March | 3 | 5 | 0.29
Wind | AZ | March | 3 | 6 | 0.295
Wind | AZ | March | 3 | 7 | 0.29
Wind | AZ | March | 3 | 8 | 0.28
Wind | AZ | March | 3 | 9 | 0.29
Wind | AZ | March | 3 | 10 | 0.3
Wind | AZ | March | 3 | 11 | 0.33
Wind | AZ | March | 3 | 12 | 0.35
Wind | AZ | March | 3 | 13 | 0.36
Wind | AZ | March | 3 | 14 | 0.39
Wind | AZ | March | 3 | 15 | 0.435
Wind | AZ | March | 3 | 16 | 0.44
Wind | AZ | March | 3 | 17 | 0.49
Wind | AZ | March | 3 | 18 | 0.5
Wind | AZ | March | 3 | 19 | 0.47
Wind | AZ | March | 3 | 20 | 0.41
Wind | AZ | March | 3 | 21 | 0.365
Wind | AZ | March | 3 | 22 | 0.36
Wind | AZ | March | 3 | 23 | 0.33
Wind | AZ | March | 3 | 24 | 0.325
Wind | AZ | April | 4 | 1 | 0.2818
Wind | AZ | April | 4 | 2 | 0.2718
Wind | AZ | April | 4 | 3 | 0.28
Wind | AZ | April | 4 | 4 | 0.2618
Wind | AZ | April | 4 | 5 | 0.26
Wind | AZ | April | 4 | 6 | 0.25
Wind | AZ | April | 4 | 7 | 0.23
Wind | AZ | April | 4 | 8 | 0.21
Wind | AZ | April | 4 | 9 | 0.2218
Wind | AZ | April | 4 | 10 | 0.24
Wind | AZ | April | 4 | 11 | 0.29
Wind | AZ | April | 4 | 12 | 0.32
Wind | AZ | April | 4 | 13 | 0.3418
Wind | AZ | April | 4 | 14 | 0.39
Wind | AZ | April | 4 | 15 | 0.41
Wind | AZ | April | 4 | 16 | 0.4418
Wind | AZ | April | 4 | 17 | 0.46
Wind | AZ | April | 4 | 18 | 0.47
Wind | AZ | April | 4 | 19 | 0.44
Wind | AZ | April | 4 | 20 | 0.41
Wind | AZ | April | 4 | 21 | 0.37
Wind | AZ | April | 4 | 22 | 0.32
Wind | AZ | April | 4 | 23 | 0.3
Wind | AZ | April | 4 | 24 | 0.2918
Wind | AZ | May | 5 | 1 | 0.236
Wind | AZ | May | 5 | 2 | 0.24
Wind | AZ | May | 5 | 3 | 0.24
Wind | AZ | May | 5 | 4 | 0.246
Wind | AZ | May | 5 | 5 | 0.25
Wind | AZ | May | 5 | 6 | 0.236
Wind | AZ | May | 5 | 7 | 0.21
Wind | AZ | May | 5 | 8 | 0.19
Wind | AZ | May | 5 | 9 | 0.19
Wind | AZ | May | 5 | 10 | 0.206
Wind | AZ | May | 5 | 11 | 0.21
Wind | AZ | May | 5 | 12 | 0.22
Wind | AZ | May | 5 | 13 | 0.226
Wind | AZ | May | 5 | 14 | 0.25
Wind | AZ | May | 5 | 15 | 0.316
Wind | AZ | May | 5 | 16 | 0.36
Wind | AZ | May | 5 | 17 | 0.386
Wind | AZ | May | 5 | 18 | 0.392
Wind | AZ | May | 5 | 19 | 0.4
Wind | AZ | May | 5 | 20 | 0.37
Wind | AZ | May | 5 | 21 | 0.36
Wind | AZ | May | 5 | 22 | 0.306
Wind | AZ | May | 5 | 23 | 0.28
Wind | AZ | May | 5 | 24 | 0.246
Wind | AZ | June | 6 | 1 | 0.29
Wind | AZ | June | 6 | 2 | 0.2613
Wind | AZ | June | 6 | 3 | 0.2513
Wind | AZ | June | 6 | 4 | 0.26
Wind | AZ | June | 6 | 5 | 0.26
Wind | AZ | June | 6 | 6 | 0.2513
Wind | AZ | June | 6 | 7 | 0.2213
Wind | AZ | June | 6 | 8 | 0.23
Wind | AZ | June | 6 | 9 | 0.21
Wind | AZ | June | 6 | 10 | 0.2113
Wind | AZ | June | 6 | 11 | 0.2213
Wind | AZ | June | 6 | 12 | 0.2113
Wind | AZ | June | 6 | 13 | 0.23
Wind | AZ | June | 6 | 14 | 0.2613
Wind | AZ | June | 6 | 15 | 0.29
Wind | AZ | June | 6 | 16 | 0.3213
Wind | AZ | June | 6 | 17 | 0.3613
Wind | AZ | June | 6 | 18 | 0.39
Wind | AZ | June | 6 | 19 | 0.41
Wind | AZ | June | 6 | 20 | 0.39
Wind | AZ | June | 6 | 21 | 0.3513
Wind | AZ | June | 6 | 22 | 0.3113
Wind | AZ | June | 6 | 23 | 0.3
Wind | AZ | June | 6 | 24 | 0.29
Wind | AZ | July | 7 | 1 | 0.19
Wind | AZ | July | 7 | 2 | 0.18
Wind | AZ | July | 7 | 3 | 0.195
Wind | AZ | July | 7 | 4 | 0.19
Wind | AZ | July | 7 | 5 | 0.19
Wind | AZ | July | 7 | 6 | 0.195
Wind | AZ | July | 7 | 7 | 0.18
Wind | AZ | July | 7 | 8 | 0.17
Wind | AZ | July | 7 | 9 | 0.15
Wind | AZ | July | 7 | 10 | 0.135
Wind | AZ | July | 7 | 11 | 0.13
Wind | AZ | July | 7 | 12 | 0.115
Wind | AZ | July | 7 | 13 | 0.15
Wind | AZ | July | 7 | 14 | 0.185
Wind | AZ | July | 7 | 15 | 0.24
Wind | AZ | July | 7 | 16 | 0.28
Wind | AZ | July | 7 | 17 | 0.34
Wind | AZ | July | 7 | 18 | 0.39
Wind | AZ | July | 7 | 19 | 0.38
Wind | AZ | July | 7 | 20 | 0.37
Wind | AZ | July | 7 | 21 | 0.34
Wind | AZ | July | 7 | 22 | 0.32
Wind | AZ | July | 7 | 23 | 0.25
Wind | AZ | July | 7 | 24 | 0.23
Wind | AZ | August | 8 | 1 | 0.17
Wind | AZ | August | 8 | 2 | 0.15
Wind | AZ | August | 8 | 3 | 0.17
Wind | AZ | August | 8 | 4 | 0.16
Wind | AZ | August | 8 | 5 | 0.15
Wind | AZ | August | 8 | 6 | 0.15
Wind | AZ | August | 8 | 7 | 0.13
Wind | AZ | August | 8 | 8 | 0.12
Wind | AZ | August | 8 | 9 | 0.105
Wind | AZ | August | 8 | 10 | 0.1
Wind | AZ | August | 8 | 11 | 0.09
Wind | AZ | August | 8 | 12 | 0.09
Wind | AZ | August | 8 | 13 | 0.1
Wind | AZ | August | 8 | 14 | 0.11
Wind | AZ | August | 8 | 15 | 0.145
Wind | AZ | August | 8 | 16 | 0.19
Wind | AZ | August | 8 | 17 | 0.215
Wind | AZ | August | 8 | 18 | 0.24
Wind | AZ | August | 8 | 19 | 0.26
Wind | AZ | August | 8 | 20 | 0.26
Wind | AZ | August | 8 | 21 | 0.255
Wind | AZ | August | 8 | 22 | 0.225
Wind | AZ | August | 8 | 23 | 0.21
Wind | AZ | August | 8 | 24 | 0.2
Wind | AZ | September | 9 | 1 | 0.23
Wind | AZ | September | 9 | 2 | 0.22
Wind | AZ | September | 9 | 3 | 0.22
Wind | AZ | September | 9 | 4 | 0.215
Wind | AZ | September | 9 | 5 | 0.2
Wind | AZ | September | 9 | 6 | 0.2
Wind | AZ | September | 9 | 7 | 0.19
Wind | AZ | September | 9 | 8 | 0.17
Wind | AZ | September | 9 | 9 | 0.16
Wind | AZ | September | 9 | 10 | 0.16
Wind | AZ | September | 9 | 11 | 0.135
Wind | AZ | September | 9 | 12 | 0.135
Wind | AZ | September | 9 | 13 | 0.145
Wind | AZ | September | 9 | 14 | 0.14
Wind | AZ | September | 9 | 15 | 0.18
Wind | AZ | September | 9 | 16 | 0.22
Wind | AZ | September | 9 | 17 | 0.25
Wind | AZ | September | 9 | 18 | 0.27
Wind | AZ | September | 9 | 19 | 0.285
Wind | AZ | September | 9 | 20 | 0.285
Wind | AZ | September | 9 | 21 | 0.28
Wind | AZ | September | 9 | 22 | 0.27
Wind | AZ | September | 9 | 23 | 0.25
Wind | AZ | September | 9 | 24 | 0.24
Wind | AZ | October | 10 | 1 | 0.175
Wind | AZ | October | 10 | 2 | 0.17
Wind | AZ | October | 10 | 3 | 0.18
Wind | AZ | October | 10 | 4 | 0.18
Wind | AZ | October | 10 | 5 | 0.19
Wind | AZ | October | 10 | 6 | 0.19
Wind | AZ | October | 10 | 7 | 0.18
Wind | AZ | October | 10 | 8 | 0.17
Wind | AZ | October | 10 | 9 | 0.15
Wind | AZ | October | 10 | 10 | 0.16
Wind | AZ | October | 10 | 11 | 0.145
Wind | AZ | October | 10 | 12 | 0.16
Wind | AZ | October | 10 | 13 | 0.16
Wind | AZ | October | 10 | 14 | 0.165
Wind | AZ | October | 10 | 15 | 0.21
Wind | AZ | October | 10 | 16 | 0.23
Wind | AZ | October | 10 | 17 | 0.24
Wind | AZ | October | 10 | 18 | 0.23
Wind | AZ | October | 10 | 19 | 0.225
Wind | AZ | October | 10 | 20 | 0.21
Wind | AZ | October | 10 | 21 | 0.185
Wind | AZ | October | 10 | 22 | 0.19
Wind | AZ | October | 10 | 23 | 0.19
Wind | AZ | October | 10 | 24 | 0.205
Wind | AZ | November | 11 | 1 | 0.285
Wind | AZ | November | 11 | 2 | 0.28
Wind | AZ | November | 11 | 3 | 0.28
Wind | AZ | November | 11 | 4 | 0.29
Wind | AZ | November | 11 | 5 | 0.27
Wind | AZ | November | 11 | 6 | 0.28
Wind | AZ | November | 11 | 7 | 0.29
Wind | AZ | November | 11 | 8 | 0.28
Wind | AZ | November | 11 | 9 | 0.26
Wind | AZ | November | 11 | 10 | 0.25
Wind | AZ | November | 11 | 11 | 0.23
Wind | AZ | November | 11 | 12 | 0.23
Wind | AZ | November | 11 | 13 | 0.22
Wind | AZ | November | 11 | 14 | 0.21
Wind | AZ | November | 11 | 15 | 0.215
Wind | AZ | November | 11 | 16 | 0.215
Wind | AZ | November | 11 | 17 | 0.2
Wind | AZ | November | 11 | 18 | 0.2
Wind | AZ | November | 11 | 19 | 0.2
Wind | AZ | November | 11 | 20 | 0.22
Wind | AZ | November | 11 | 21 | 0.215
Wind | AZ | November | 11 | 22 | 0.24
Wind | AZ | November | 11 | 23 | 0.27
Wind | AZ | November | 11 | 24 | 0.275
Wind | AZ | December | 12 | 1 | 0.26
Wind | AZ | December | 12 | 2 | 0.28
Wind | AZ | December | 12 | 3 | 0.275
Wind | AZ | December | 12 | 4 | 0.27
Wind | AZ | December | 12 | 5 | 0.28
Wind | AZ | December | 12 | 6 | 0.29
Wind | AZ | December | 12 | 7 | 0.29
Wind | AZ | December | 12 | 8 | 0.29
Wind | AZ | December | 12 | 9 | 0.28
Wind | AZ | December | 12 | 10 | 0.26
Wind | AZ | December | 12 | 11 | 0.26
Wind | AZ | December | 12 | 12 | 0.26
Wind | AZ | December | 12 | 13 | 0.275
Wind | AZ | December | 12 | 14 | 0.26
Wind | AZ | December | 12 | 15 | 0.26
Wind | AZ | December | 12 | 16 | 0.25
Wind | AZ | December | 12 | 17 | 0.23
Wind | AZ | December | 12 | 18 | 0.21
Wind | AZ | December | 12 | 19 | 0.205
Wind | AZ | December | 12 | 20 | 0.23
Wind | AZ | December | 12 | 21 | 0.22
Wind | AZ | December | 12 | 22 | 0.24
Wind | AZ | December | 12 | 23 | 0.26
Wind | AZ | December | 12 | 24 | 0.27
Wind | NM | January | 1 | 1 | 0.5025
Wind | NM | January | 1 | 2 | 0.52
Wind | NM | January | 1 | 3 | 0.53
Wind | NM | January | 1 | 4 | 0.55
Wind | NM | January | 1 | 5 | 0.56
Wind | NM | January | 1 | 6 | 0.5525
Wind | NM | January | 1 | 7 | 0.5525
Wind | NM | January | 1 | 8 | 0.5325
Wind | NM | January | 1 | 9 | 0.52
Wind | NM | January | 1 | 10 | 0.48
Wind | NM | January | 1 | 11 | 0.4825
Wind | NM | January | 1 | 12 | 0.4625
Wind | NM | January | 1 | 13 | 0.4625
Wind | NM | January | 1 | 14 | 0.46
Wind | NM | January | 1 | 15 | 0.47
Wind | NM | January | 1 | 16 | 0.44
Wind | NM | January | 1 | 17 | 0.4325
Wind | NM | January | 1 | 18 | 0.42
Wind | NM | January | 1 | 19 | 0.4125
Wind | NM | January | 1 | 20 | 0.39
Wind | NM | January | 1 | 21 | 0.43
Wind | NM | January | 1 | 22 | 0.48
Wind | NM | January | 1 | 23 | 0.5
Wind | NM | January | 1 | 24 | 0.5025
Wind | NM | February | 2 | 1 | 0.47
Wind | NM | February | 2 | 2 | 0.4732
Wind | NM | February | 2 | 3 | 0.47
Wind | NM | February | 2 | 4 | 0.4616
Wind | NM | February | 2 | 5 | 0.4816
Wind | NM | February | 2 | 6 | 0.5016
Wind | NM | February | 2 | 7 | 0.49
Wind | NM | February | 2 | 8 | 0.4816
Wind | NM | February | 2 | 9 | 0.46
Wind | NM | February | 2 | 10 | 0.4516
Wind | NM | February | 2 | 11 | 0.42
Wind | NM | February | 2 | 12 | 0.4232
Wind | NM | February | 2 | 13 | 0.4816
Wind | NM | February | 2 | 14 | 0.54
Wind | NM | February | 2 | 15 | 0.5416
Wind | NM | February | 2 | 16 | 0.5816
Wind | NM | February | 2 | 17 | 0.56
Wind | NM | February | 2 | 18 | 0.5316
Wind | NM | February | 2 | 19 | 0.4916
Wind | NM | February | 2 | 20 | 0.4616
Wind | NM | February | 2 | 21 | 0.45
Wind | NM | February | 2 | 22 | 0.42
Wind | NM | February | 2 | 23 | 0.45
Wind | NM | February | 2 | 24 | 0.49
Wind | NM | March | 3 | 1 | 0.39
Wind | NM | March | 3 | 2 | 0.38
Wind | NM | March | 3 | 3 | 0.37
Wind | NM | March | 3 | 4 | 0.36
Wind | NM | March | 3 | 5 | 0.321
Wind | NM | March | 3 | 6 | 0.35
Wind | NM | March | 3 | 7 | 0.34
Wind | NM | March | 3 | 8 | 0.33
Wind | NM | March | 3 | 9 | 0.331
Wind | NM | March | 3 | 10 | 0.34
Wind | NM | March | 3 | 11 | 0.38
Wind | NM | March | 3 | 12 | 0.42
Wind | NM | March | 3 | 13 | 0.42
Wind | NM | March | 3 | 14 | 0.451
Wind | NM | March | 3 | 15 | 0.471
Wind | NM | March | 3 | 16 | 0.491
Wind | NM | March | 3 | 17 | 0.53
Wind | NM | March | 3 | 18 | 0.54
Wind | NM | March | 3 | 19 | 0.52
Wind | NM | March | 3 | 20 | 0.48
Wind | NM | March | 3 | 21 | 0.41
Wind | NM | March | 3 | 22 | 0.411
Wind | NM | March | 3 | 23 | 0.39
Wind | NM | March | 3 | 24 | 0.38
Wind | NM | April | 4 | 1 | 0.3223
Wind | NM | April | 4 | 2 | 0.33
Wind | NM | April | 4 | 3 | 0.31
Wind | NM | April | 4 | 4 | 0.32
Wind | NM | April | 4 | 5 | 0.3223
Wind | NM | April | 4 | 6 | 0.3
Wind | NM | April | 4 | 7 | 0.27
Wind | NM | April | 4 | 8 | 0.24
Wind | NM | April | 4 | 9 | 0.2346
Wind | NM | April | 4 | 10 | 0.2646
Wind | NM | April | 4 | 11 | 0.2923
Wind | NM | April | 4 | 12 | 0.36
Wind | NM | April | 4 | 13 | 0.39
Wind | NM | April | 4 | 14 | 0.43
Wind | NM | April | 4 | 15 | 0.46
Wind | NM | April | 4 | 16 | 0.4846
Wind | NM | April | 4 | 17 | 0.52
Wind | NM | April | 4 | 18 | 0.5323
Wind | NM | April | 4 | 19 | 0.51
Wind | NM | April | 4 | 20 | 0.48
Wind | NM | April | 4 | 21 | 0.43
Wind | NM | April | 4 | 22 | 0.38
Wind | NM | April | 4 | 23 | 0.37
Wind | NM | April | 4 | 24 | 0.33
Wind | NM | May | 5 | 1 | 0.249
Wind | NM | May | 5 | 2 | 0.239
Wind | NM | May | 5 | 3 | 0.239
Wind | NM | May | 5 | 4 | 0.259
Wind | NM | May | 5 | 5 | 0.27
Wind | NM | May | 5 | 6 | 0.239
Wind | NM | May | 5 | 7 | 0.209
Wind | NM | May | 5 | 8 | 0.17
Wind | NM | May | 5 | 9 | 0.17
Wind | NM | May | 5 | 10 | 0.2
Wind | NM | May | 5 | 11 | 0.219
Wind | NM | May | 5 | 12 | 0.21
Wind | NM | May | 5 | 13 | 0.21
Wind | NM | May | 5 | 14 | 0.26
Wind | NM | May | 5 | 15 | 0.339
Wind | NM | May | 5 | 16 | 0.37
Wind | NM | May | 5 | 17 | 0.409
Wind | NM | May | 5 | 18 | 0.43
Wind | NM | May | 5 | 19 | 0.42
Wind | NM | May | 5 | 20 | 0.409
Wind | NM | May | 5 | 21 | 0.389
Wind | NM | May | 5 | 22 | 0.32
Wind | NM | May | 5 | 23 | 0.28
Wind | NM | May | 5 | 24 | 0.259
Wind | NM | June | 6 | 1 | 0.3113
Wind | NM | June | 6 | 2 | 0.29
Wind | NM | June | 6 | 3 | 0.28
Wind | NM | June | 6 | 4 | 0.29
Wind | NM | June | 6 | 5 | 0.28
Wind | NM | June | 6 | 6 | 0.28
Wind | NM | June | 6 | 7 | 0.2513
Wind | NM | June | 6 | 8 | 0.25
Wind | NM | June | 6 | 9 | 0.24
Wind | NM | June | 6 | 10 | 0.23
Wind | NM | June | 6 | 11 | 0.2413
Wind | NM | June | 6 | 12 | 0.24
Wind | NM | June | 6 | 13 | 0.25
Wind | NM | June | 6 | 14 | 0.29
Wind | NM | June | 6 | 15 | 0.33
Wind | NM | June | 6 | 16 | 0.3613
Wind | NM | June | 6 | 17 | 0.41
Wind | NM | June | 6 | 18 | 0.4426
Wind | NM | June | 6 | 19 | 0.4726
Wind | NM | June | 6 | 20 | 0.4513
Wind | NM | June | 6 | 21 | 0.4
Wind | NM | June | 6 | 22 | 0.35
Wind | NM | June | 6 | 23 | 0.34
Wind | NM | June | 6 | 24 | 0.33
Wind | NM | July | 7 | 1 | 0.175
Wind | NM | July | 7 | 2 | 0.15
Wind | NM | July | 7 | 3 | 0.17
Wind | NM | July | 7 | 4 | 0.16
Wind | NM | July | 7 | 5 | 0.165
Wind | NM | July | 7 | 6 | 0.17
Wind | NM | July | 7 | 7 | 0.16
Wind | NM | July | 7 | 8 | 0.15
Wind | NM | July | 7 | 9 | 0.135
Wind | NM | July | 7 | 10 | 0.12
Wind | NM | July | 7 | 11 | 0.11
Wind | NM | July | 7 | 12 | 0.09
Wind | NM | July | 7 | 13 | 0.12
Wind | NM | July | 7 | 14 | 0.16
Wind | NM | July | 7 | 15 | 0.215
Wind | NM | July | 7 | 16 | 0.26
Wind | NM | July | 7 | 17 | 0.34
Wind | NM | July | 7 | 18 | 0.39
Wind | NM | July | 7 | 19 | 0.375
Wind | NM | July | 7 | 20 | 0.36
Wind | NM | July | 7 | 21 | 0.33
Wind | NM | July | 7 | 22 | 0.3
Wind | NM | July | 7 | 23 | 0.24
Wind | NM | July | 7 | 24 | 0.21
Wind | NM | August | 8 | 1 | 0.205
Wind | NM | August | 8 | 2 | 0.19
Wind | NM | August | 8 | 3 | 0.205
Wind | NM | August | 8 | 4 | 0.2
Wind | NM | August | 8 | 5 | 0.19
Wind | NM | August | 8 | 6 | 0.18
Wind | NM | August | 8 | 7 | 0.16
Wind | NM | August | 8 | 8 | 0.145
Wind | NM | August | 8 | 9 | 0.14
Wind | NM | August | 8 | 10 | 0.12
Wind | NM | August | 8 | 11 | 0.115
Wind | NM | August | 8 | 12 | 0.12
Wind | NM | August | 8 | 13 | 0.125
Wind | NM | August | 8 | 14 | 0.135
Wind | NM | August | 8 | 15 | 0.185
Wind | NM | August | 8 | 16 | 0.23
Wind | NM | August | 8 | 17 | 0.27
Wind | NM | August | 8 | 18 | 0.31
Wind | NM | August | 8 | 19 | 0.325
Wind | NM | August | 8 | 20 | 0.325
Wind | NM | August | 8 | 21 | 0.32
Wind | NM | August | 8 | 22 | 0.28
Wind | NM | August | 8 | 23 | 0.27
Wind | NM | August | 8 | 24 | 0.25
Wind | NM | September | 9 | 1 | 0.28
Wind | NM | September | 9 | 2 | 0.27
Wind | NM | September | 9 | 3 | 0.27
Wind | NM | September | 9 | 4 | 0.27
Wind | NM | September | 9 | 5 | 0.25
Wind | NM | September | 9 | 6 | 0.25
Wind | NM | September | 9 | 7 | 0.23
Wind | NM | September | 9 | 8 | 0.22
Wind | NM | September | 9 | 9 | 0.1971
Wind | NM | September | 9 | 10 | 0.1971
Wind | NM | September | 9 | 11 | 0.1671
Wind | NM | September | 9 | 12 | 0.16
Wind | NM | September | 9 | 13 | 0.17
Wind | NM | September | 9 | 14 | 0.17
Wind | NM | September | 9 | 15 | 0.22
Wind | NM | September | 9 | 16 | 0.27
Wind | NM | September | 9 | 17 | 0.3
Wind | NM | September | 9 | 18 | 0.33
Wind | NM | September | 9 | 19 | 0.34
Wind | NM | September | 9 | 20 | 0.34
Wind | NM | September | 9 | 21 | 0.3371
Wind | NM | September | 9 | 22 | 0.32
Wind | NM | September | 9 | 23 | 0.3071
Wind | NM | September | 9 | 24 | 0.28
Wind | NM | October | 10 | 1 | 0.23
Wind | NM | October | 10 | 2 | 0.225
Wind | NM | October | 10 | 3 | 0.22
Wind | NM | October | 10 | 4 | 0.24
Wind | NM | October | 10 | 5 | 0.25
Wind | NM | October | 10 | 6 | 0.25
Wind | NM | October | 10 | 7 | 0.25
Wind | NM | October | 10 | 8 | 0.215
Wind | NM | October | 10 | 9 | 0.2
Wind | NM | October | 10 | 10 | 0.195
Wind | NM | October | 10 | 11 | 0.175
Wind | NM | October | 10 | 12 | 0.2
Wind | NM | October | 10 | 13 | 0.2
Wind | NM | October | 10 | 14 | 0.215
Wind | NM | October | 10 | 15 | 0.285
Wind | NM | October | 10 | 16 | 0.3
Wind | NM | October | 10 | 17 | 0.33
Wind | NM | October | 10 | 18 | 0.335
Wind | NM | October | 10 | 19 | 0.325
Wind | NM | October | 10 | 20 | 0.3
Wind | NM | October | 10 | 21 | 0.26
Wind | NM | October | 10 | 22 | 0.26
Wind | NM | October | 10 | 23 | 0.255
Wind | NM | October | 10 | 24 | 0.26
Wind | NM | November | 11 | 1 | 0.42
Wind | NM | November | 11 | 2 | 0.42
Wind | NM | November | 11 | 3 | 0.42
Wind | NM | November | 11 | 4 | 0.43
Wind | NM | November | 11 | 5 | 0.4176
Wind | NM | November | 11 | 6 | 0.4176
Wind | NM | November | 11 | 7 | 0.42
Wind | NM | November | 11 | 8 | 0.41
Wind | NM | November | 11 | 9 | 0.39
Wind | NM | November | 11 | 10 | 0.3876
Wind | NM | November | 11 | 11 | 0.3476
Wind | NM | November | 11 | 12 | 0.3276
Wind | NM | November | 11 | 13 | 0.3076
Wind | NM | November | 11 | 14 | 0.3
Wind | NM | November | 11 | 15 | 0.2976
Wind | NM | November | 11 | 16 | 0.3
Wind | NM | November | 11 | 17 | 0.29
Wind | NM | November | 11 | 18 | 0.3076
Wind | NM | November | 11 | 19 | 0.3176
Wind | NM | November | 11 | 20 | 0.3
Wind | NM | November | 11 | 21 | 0.33
Wind | NM | November | 11 | 22 | 0.36
Wind | NM | November | 11 | 23 | 0.38
Wind | NM | November | 11 | 24 | 0.3976
Wind | NM | December | 12 | 1 | 0.47
Wind | NM | December | 12 | 2 | 0.4755
Wind | NM | December | 12 | 3 | 0.48
Wind | NM | December | 12 | 4 | 0.5
Wind | NM | December | 12 | 5 | 0.5
Wind | NM | December | 12 | 6 | 0.51
Wind | NM | December | 12 | 7 | 0.5055
Wind | NM | December | 12 | 8 | 0.49
Wind | NM | December | 12 | 9 | 0.49
Wind | NM | December | 12 | 10 | 0.48
Wind | NM | December | 12 | 11 | 0.44
Wind | NM | December | 12 | 12 | 0.4455
Wind | NM | December | 12 | 13 | 0.46
Wind | NM | December | 12 | 14 | 0.46
Wind | NM | December | 12 | 15 | 0.46
Wind | NM | December | 12 | 16 | 0.4265
Wind | NM | December | 12 | 17 | 0.42
Wind | NM | December | 12 | 18 | 0.38
Wind | NM | December | 12 | 19 | 0.391
Wind | NM | December | 12 | 20 | 0.4155
Wind | NM | December | 12 | 21 | 0.42
Wind | NM | December | 12 | 22 | 0.4455
Wind | NM | December | 12 | 23 | 0.46
Wind | NM | December | 12 | 24 | 0.47
Solar Fixed | Norcal | January | 1 | 1 | 0
Solar Fixed | Norcal | January | 1 | 2 | 0
Solar Fixed | Norcal | January | 1 | 3 | 0
Solar Fixed | Norcal | January | 1 | 4 | 0
Solar Fixed | Norcal | January | 1 | 5 | 0
Solar Fixed | Norcal | January | 1 | 6 | 0
Solar Fixed | Norcal | January | 1 | 7 | 0
Solar Fixed | Norcal | January | 1 | 8 | 0.023331
Solar Fixed | Norcal | January | 1 | 9 | 0.17511
Solar Fixed | Norcal | January | 1 | 10 | 0.36293
Solar Fixed | Norcal | January | 1 | 11 | 0.45173
Solar Fixed | Norcal | January | 1 | 12 | 0.4853
Solar Fixed | Norcal | January | 1 | 13 | 0.47877
Solar Fixed | Norcal | January | 1 | 14 | 0.44197
Solar Fixed | Norcal | January | 1 | 15 | 0.38084
Solar Fixed | Norcal | January | 1 | 16 | 0.25879
Solar Fixed | Norcal | January | 1 | 17 | 0.06005
Solar Fixed | Norcal | January | 1 | 18 | 3.9647e-05
Solar Fixed | Norcal | January | 1 | 19 | 0
Solar Fixed | Norcal | January | 1 | 20 | 0
Solar Fixed | Norcal | January | 1 | 21 | 0
Solar Fixed | Norcal | January | 1 | 22 | 0
Solar Fixed | Norcal | January | 1 | 23 | 0
Solar Fixed | Norcal | January | 1 | 24 | 0
Solar Fixed | Norcal | February | 2 | 1 | 0
Solar Fixed | Norcal | February | 2 | 2 | 0
Solar Fixed | Norcal | February | 2 | 3 | 0
Solar Fixed | Norcal | February | 2 | 4 | 0
Solar Fixed | Norcal | February | 2 | 5 | 0
Solar Fixed | Norcal | February | 2 | 6 | 0
Solar Fixed | Norcal | February | 2 | 7 | 4.4922e-05
Solar Fixed | Norcal | February | 2 | 8 | 0.10084
Solar Fixed | Norcal | February | 2 | 9 | 0.42069
Solar Fixed | Norcal | February | 2 | 10 | 0.58487
Solar Fixed | Norcal | February | 2 | 11 | 0.64455
Solar Fixed | Norcal | February | 2 | 12 | 0.65048
Solar Fixed | Norcal | February | 2 | 13 | 0.65519
Solar Fixed | Norcal | February | 2 | 14 | 0.63806
Solar Fixed | Norcal | February | 2 | 15 | 0.59886
Solar Fixed | Norcal | February | 2 | 16 | 0.47174
Solar Fixed | Norcal | February | 2 | 17 | 0.22245
Solar Fixed | Norcal | February | 2 | 18 | 0.016618
Solar Fixed | Norcal | February | 2 | 19 | 0
Solar Fixed | Norcal | February | 2 | 20 | 0
Solar Fixed | Norcal | February | 2 | 21 | 0
Solar Fixed | Norcal | February | 2 | 22 | 0
Solar Fixed | Norcal | February | 2 | 23 | 0
Solar Fixed | Norcal | February | 2 | 24 | 0
Solar Fixed | Norcal | March | 3 | 1 | 0
Solar Fixed | Norcal | March | 3 | 2 | 0
Solar Fixed | Norcal | March | 3 | 3 | 0
Solar Fixed | Norcal | March | 3 | 4 | 0
Solar Fixed | Norcal | March | 3 | 5 | 0
Solar Fixed | Norcal | March | 3 | 6 | 0
Solar Fixed | Norcal | March | 3 | 7 | 0.023902
Solar Fixed | Norcal | March | 3 | 8 | 0.2602
Solar Fixed | Norcal | March | 3 | 9 | 0.49692
Solar Fixed | Norcal | March | 3 | 10 | 0.58137
Solar Fixed | Norcal | March | 3 | 11 | 0.59747
Solar Fixed | Norcal | March | 3 | 12 | 0.58491
Solar Fixed | Norcal | March | 3 | 13 | 0.60083
Solar Fixed | Norcal | March | 3 | 14 | 0.58479
Solar Fixed | Norcal | March | 3 | 15 | 0.53034
Solar Fixed | Norcal | March | 3 | 16 | 0.43882
Solar Fixed | Norcal | March | 3 | 17 | 0.30047
Solar Fixed | Norcal | March | 3 | 18 | 0.073729
Solar Fixed | Norcal | March | 3 | 19 | 0.00020457
Solar Fixed | Norcal | March | 3 | 20 | 0
Solar Fixed | Norcal | March | 3 | 21 | 0
Solar Fixed | Norcal | March | 3 | 22 | 0
Solar Fixed | Norcal | March | 3 | 23 | 0
Solar Fixed | Norcal | March | 3 | 24 | 0
Solar Fixed | Norcal | April | 4 | 1 | 0
Solar Fixed | Norcal | April | 4 | 2 | 0
Solar Fixed | Norcal | April | 4 | 3 | 0
Solar Fixed | Norcal | April | 4 | 4 | 0
Solar Fixed | Norcal | April | 4 | 5 | 0
Solar Fixed | Norcal | April | 4 | 6 | 0.010183
Solar Fixed | Norcal | April | 4 | 7 | 0.20129
Solar Fixed | Norcal | April | 4 | 8 | 0.5217
Solar Fixed | Norcal | April | 4 | 9 | 0.67534
Solar Fixed | Norcal | April | 4 | 10 | 0.7504
Solar Fixed | Norcal | April | 4 | 11 | 0.77745
Solar Fixed | Norcal | April | 4 | 12 | 0.81021
Solar Fixed | Norcal | April | 4 | 13 | 0.79506
Solar Fixed | Norcal | April | 4 | 14 | 0.78623
Solar Fixed | Norcal | April | 4 | 15 | 0.76196
Solar Fixed | Norcal | April | 4 | 16 | 0.67485
Solar Fixed | Norcal | April | 4 | 17 | 0.51857
Solar Fixed | Norcal | April | 4 | 18 | 0.21399
Solar Fixed | Norcal | April | 4 | 19 | 0.013408
Solar Fixed | Norcal | April | 4 | 20 | 0
Solar Fixed | Norcal | April | 4 | 21 | 0
Solar Fixed | Norcal | April | 4 | 22 | 0
Solar Fixed | Norcal | April | 4 | 23 | 0
Solar Fixed | Norcal | April | 4 | 24 | 0
Solar Fixed | Norcal | May | 5 | 1 | 0
Solar Fixed | Norcal | May | 5 | 2 | 0
Solar Fixed | Norcal | May | 5 | 3 | 0
Solar Fixed | Norcal | May | 5 | 4 | 0
Solar Fixed | Norcal | May | 5 | 5 | 9.2675e-06
Solar Fixed | Norcal | May | 5 | 6 | 0.063877
Solar Fixed | Norcal | May | 5 | 7 | 0.35201
Solar Fixed | Norcal | May | 5 | 8 | 0.59476
Solar Fixed | Norcal | May | 5 | 9 | 0.71996
Solar Fixed | Norcal | May | 5 | 10 | 0.79275
Solar Fixed | Norcal | May | 5 | 11 | 0.81319
Solar Fixed | Norcal | May | 5 | 12 | 0.82004
Solar Fixed | Norcal | May | 5 | 13 | 0.82346
Solar Fixed | Norcal | May | 5 | 14 | 0.82157
Solar Fixed | Norcal | May | 5 | 15 | 0.79175
Solar Fixed | Norcal | May | 5 | 16 | 0.70986
Solar Fixed | Norcal | May | 5 | 17 | 0.58547
Solar Fixed | Norcal | May | 5 | 18 | 0.31621
Solar Fixed | Norcal | May | 5 | 19 | 0.052416
Solar Fixed | Norcal | May | 5 | 20 | 8.7281e-05
Solar Fixed | Norcal | May | 5 | 21 | 0
Solar Fixed | Norcal | May | 5 | 22 | 0
Solar Fixed | Norcal | May | 5 | 23 | 0
Solar Fixed | Norcal | May | 5 | 24 | 0
Solar Fixed | Norcal | June | 6 | 1 | 0
Solar Fixed | Norcal | June | 6 | 2 | 0
Solar Fixed | Norcal | June | 6 | 3 | 0
Solar Fixed | Norcal | June | 6 | 4 | 0
Solar Fixed | Norcal | June | 6 | 5 | 0.00033389
Solar Fixed | Norcal | June | 6 | 6 | 0.089182
Solar Fixed | Norcal | June | 6 | 7 | 0.36939
Solar Fixed | Norcal | June | 6 | 8 | 0.60431
Solar Fixed | Norcal | June | 6 | 9 | 0.73024
Solar Fixed | Norcal | June | 6 | 10 | 0.79111
Solar Fixed | Norcal | June | 6 | 11 | 0.83131
Solar Fixed | Norcal | June | 6 | 12 | 0.84282
Solar Fixed | Norcal | June | 6 | 13 | 0.85649
Solar Fixed | Norcal | June | 6 | 14 | 0.84277
Solar Fixed | Norcal | June | 6 | 15 | 0.80471
Solar Fixed | Norcal | June | 6 | 16 | 0.73453
Solar Fixed | Norcal | June | 6 | 17 | 0.60883
Solar Fixed | Norcal | June | 6 | 18 | 0.38312
Solar Fixed | Norcal | June | 6 | 19 | 0.10378
Solar Fixed | Norcal | June | 6 | 20 | 0.0013113
Solar Fixed | Norcal | June | 6 | 21 | 0
Solar Fixed | Norcal | June | 6 | 22 | 0
Solar Fixed | Norcal | June | 6 | 23 | 0
Solar Fixed | Norcal | June | 6 | 24 | 0
Solar Fixed | Norcal | July | 7 | 1 | 0
Solar Fixed | Norcal | July | 7 | 2 | 0
Solar Fixed | Norcal | July | 7 | 3 | 0
Solar Fixed | Norcal | July | 7 | 4 | 0
Solar Fixed | Norcal | July | 7 | 5 | 0
Solar Fixed | Norcal | July | 7 | 6 | 0.04274
Solar Fixed | Norcal | July | 7 | 7 | 0.3074
Solar Fixed | Norcal | July | 7 | 8 | 0.57507
Solar Fixed | Norcal | July | 7 | 9 | 0.72455
Solar Fixed | Norcal | July | 7 | 10 | 0.79871
Solar Fixed | Norcal | July | 7 | 11 | 0.84866
Solar Fixed | Norcal | July | 7 | 12 | 0.85963
Solar Fixed | Norcal | July | 7 | 13 | 0.8542
Solar Fixed | Norcal | July | 7 | 14 | 0.84054
Solar Fixed | Norcal | July | 7 | 15 | 0.80152
Solar Fixed | Norcal | July | 7 | 16 | 0.73223
Solar Fixed | Norcal | July | 7 | 17 | 0.59913
Solar Fixed | Norcal | July | 7 | 18 | 0.37028
Solar Fixed | Norcal | July | 7 | 19 | 0.081931
Solar Fixed | Norcal | July | 7 | 20 | 0.00055543
Solar Fixed | Norcal | July | 7 | 21 | 0
Solar Fixed | Norcal | July | 7 | 22 | 0
Solar Fixed | Norcal | July | 7 | 23 | 0
Solar Fixed | Norcal | July | 7 | 24 | 0
Solar Fixed | Norcal | August | 8 | 1 | 0
Solar Fixed | Norcal | August | 8 | 2 | 0
Solar Fixed | Norcal | August | 8 | 3 | 0
Solar Fixed | Norcal | August | 8 | 4 | 0
Solar Fixed | Norcal | August | 8 | 5 | 0
Solar Fixed | Norcal | August | 8 | 6 | 0.0067141
Solar Fixed | Norcal | August | 8 | 7 | 0.18564
Solar Fixed | Norcal | August | 8 | 8 | 0.48945
Solar Fixed | Norcal | August | 8 | 9 | 0.65856
Solar Fixed | Norcal | August | 8 | 10 | 0.73841
Solar Fixed | Norcal | August | 8 | 11 | 0.79282
Solar Fixed | Norcal | August | 8 | 12 | 0.81793
Solar Fixed | Norcal | August | 8 | 13 | 0.81433
Solar Fixed | Norcal | August | 8 | 14 | 0.80992
Solar Fixed | Norcal | August | 8 | 15 | 0.76814
Solar Fixed | Norcal | August | 8 | 16 | 0.6732
Solar Fixed | Norcal | August | 8 | 17 | 0.50117
Solar Fixed | Norcal | August | 8 | 18 | 0.20095
Solar Fixed | Norcal | August | 8 | 19 | 0.012085
Solar Fixed | Norcal | August | 8 | 20 | 0
Solar Fixed | Norcal | August | 8 | 21 | 0
Solar Fixed | Norcal | August | 8 | 22 | 0
Solar Fixed | Norcal | August | 8 | 23 | 0
Solar Fixed | Norcal | August | 8 | 24 | 0
Solar Fixed | Norcal | September | 9 | 1 | 0
Solar Fixed | Norcal | September | 9 | 2 | 0
Solar Fixed | Norcal | September | 9 | 3 | 0
Solar Fixed | Norcal | September | 9 | 4 | 0
Solar Fixed | Norcal | September | 9 | 5 | 0
Solar Fixed | Norcal | September | 9 | 6 | 0.00069662
Solar Fixed | Norcal | September | 9 | 7 | 0.12439
Solar Fixed | Norcal | September | 9 | 8 | 0.47576
Solar Fixed | Norcal | September | 9 | 9 | 0.68402
Solar Fixed | Norcal | September | 9 | 10 | 0.76641
Solar Fixed | Norcal | September | 9 | 11 | 0.80912
Solar Fixed | Norcal | September | 9 | 12 | 0.82132
Solar Fixed | Norcal | September | 9 | 13 | 0.81552
Solar Fixed | Norcal | September | 9 | 14 | 0.80225
Solar Fixed | Norcal | September | 9 | 15 | 0.76149
Solar Fixed | Norcal | September | 9 | 16 | 0.65723
Solar Fixed | Norcal | September | 9 | 17 | 0.40072
Solar Fixed | Norcal | September | 9 | 18 | 0.086576
Solar Fixed | Norcal | September | 9 | 19 | 0.00023646
Solar Fixed | Norcal | September | 9 | 20 | 0
Solar Fixed | Norcal | September | 9 | 21 | 0
Solar Fixed | Norcal | September | 9 | 22 | 0
Solar Fixed | Norcal | September | 9 | 23 | 0
Solar Fixed | Norcal | September | 9 | 24 | 0
Solar Fixed | Norcal | October | 10 | 1 | 0
Solar Fixed | Norcal | October | 10 | 2 | 0
Solar Fixed | Norcal | October | 10 | 3 | 0
Solar Fixed | Norcal | October | 10 | 4 | 0
Solar Fixed | Norcal | October | 10 | 5 | 0
Solar Fixed | Norcal | October | 10 | 6 | 0
Solar Fixed | Norcal | October | 10 | 7 | 0.044627
Solar Fixed | Norcal | October | 10 | 8 | 0.33706
Solar Fixed | Norcal | October | 10 | 9 | 0.59595
Solar Fixed | Norcal | October | 10 | 10 | 0.69148
Solar Fixed | Norcal | October | 10 | 11 | 0.70969
Solar Fixed | Norcal | October | 10 | 12 | 0.71503
Solar Fixed | Norcal | October | 10 | 13 | 0.71131
Solar Fixed | Norcal | October | 10 | 14 | 0.70431
Solar Fixed | Norcal | October | 10 | 15 | 0.64838
Solar Fixed | Norcal | October | 10 | 16 | 0.48917
Solar Fixed | Norcal | October | 10 | 17 | 0.17364
Solar Fixed | Norcal | October | 10 | 18 | 0.0064843
Solar Fixed | Norcal | October | 10 | 19 | 0
Solar Fixed | Norcal | October | 10 | 20 | 0
Solar Fixed | Norcal | October | 10 | 21 | 0
Solar Fixed | Norcal | October | 10 | 22 | 0
Solar Fixed | Norcal | October | 10 | 23 | 0
Solar Fixed | Norcal | October | 10 | 24 | 0
Solar Fixed | Norcal | November | 11 | 1 | 0
Solar Fixed | Norcal | November | 11 | 2 | 0
Solar Fixed | Norcal | November | 11 | 3 | 0
Solar Fixed | Norcal | November | 11 | 4 | 0
Solar Fixed | Norcal | November | 11 | 5 | 0
Solar Fixed | Norcal | November | 11 | 6 | 0
Solar Fixed | Norcal | November | 11 | 7 | 0.0021094
Solar Fixed | Norcal | November | 11 | 8 | 0.14285
Solar Fixed | Norcal | November | 11 | 9 | 0.45856
Solar Fixed | Norcal | November | 11 | 10 | 0.59276
Solar Fixed | Norcal | November | 11 | 11 | 0.62922
Solar Fixed | Norcal | November | 11 | 12 | 0.62372
Solar Fixed | Norcal | November | 11 | 13 | 0.62154
Solar Fixed | Norcal | November | 11 | 14 | 0.60124
Solar Fixed | Norcal | November | 11 | 15 | 0.52757
Solar Fixed | Norcal | November | 11 | 16 | 0.30347
Solar Fixed | Norcal | November | 11 | 17 | 0.041397
Solar Fixed | Norcal | November | 11 | 18 | 0
Solar Fixed | Norcal | November | 11 | 19 | 0
Solar Fixed | Norcal | November | 11 | 20 | 0
Solar Fixed | Norcal | November | 11 | 21 | 0
Solar Fixed | Norcal | November | 11 | 22 | 0
Solar Fixed | Norcal | November | 11 | 23 | 0
Solar Fixed | Norcal | November | 11 | 24 | 0
Solar Fixed | Norcal | December | 12 | 1 | 0
Solar Fixed | Norcal | December | 12 | 2 | 0
Solar Fixed | Norcal | December | 12 | 3 | 0
Solar Fixed | Norcal | December | 12 | 4 | 0
Solar Fixed | Norcal | December | 12 | 5 | 0
Solar Fixed | Norcal | December | 12 | 6 | 0
Solar Fixed | Norcal | December | 12 | 7 | 0
Solar Fixed | Norcal | December | 12 | 8 | 0.033895
Solar Fixed | Norcal | December | 12 | 9 | 0.17618
Solar Fixed | Norcal | December | 12 | 10 | 0.34191
Solar Fixed | Norcal | December | 12 | 11 | 0.43314
Solar Fixed | Norcal | December | 12 | 12 | 0.47442
Solar Fixed | Norcal | December | 12 | 13 | 0.46255
Solar Fixed | Norcal | December | 12 | 14 | 0.42713
Solar Fixed | Norcal | December | 12 | 15 | 0.36854
Solar Fixed | Norcal | December | 12 | 16 | 0.20804
Solar Fixed | Norcal | December | 12 | 17 | 0.02647
Solar Fixed | Norcal | December | 12 | 18 | 0
Solar Fixed | Norcal | December | 12 | 19 | 0
Solar Fixed | Norcal | December | 12 | 20 | 0
Solar Fixed | Norcal | December | 12 | 21 | 0
Solar Fixed | Norcal | December | 12 | 22 | 0
Solar Fixed | Norcal | December | 12 | 23 | 0
Solar Fixed | Norcal | December | 12 | 24 | 0
Solar Tracking | Norcal | January | 1 | 1 | 0
Solar Tracking | Norcal | January | 1 | 2 | 0
Solar Tracking | Norcal | January | 1 | 3 | 0
Solar Tracking | Norcal | January | 1 | 4 | 0
Solar Tracking | Norcal | January | 1 | 5 | 0
Solar Tracking | Norcal | January | 1 | 6 | 0
Solar Tracking | Norcal | January | 1 | 7 | 6.146e-07
Solar Tracking | Norcal | January | 1 | 8 | 0.021247
Solar Tracking | Norcal | January | 1 | 9 | 0.16383
Solar Tracking | Norcal | January | 1 | 10 | 0.31226
Solar Tracking | Norcal | January | 1 | 11 | 0.3862
Solar Tracking | Norcal | January | 1 | 12 | 0.42522
Solar Tracking | Norcal | January | 1 | 13 | 0.42538
Solar Tracking | Norcal | January | 1 | 14 | 0.40147
Solar Tracking | Norcal | January | 1 | 15 | 0.3758
Solar Tracking | Norcal | January | 1 | 16 | 0.25669
Solar Tracking | Norcal | January | 1 | 17 | 0.055929
Solar Tracking | Norcal | January | 1 | 18 | 3.0847e-05
Solar Tracking | Norcal | January | 1 | 19 | 0
Solar Tracking | Norcal | January | 1 | 20 | 0
Solar Tracking | Norcal | January | 1 | 21 | 0
Solar Tracking | Norcal | January | 1 | 22 | 0
Solar Tracking | Norcal | January | 1 | 23 | 0
Solar Tracking | Norcal | January | 1 | 24 | 0
Solar Tracking | Norcal | February | 2 | 1 | 0
Solar Tracking | Norcal | February | 2 | 2 | 0
Solar Tracking | Norcal | February | 2 | 3 | 0
Solar Tracking | Norcal | February | 2 | 4 | 0
Solar Tracking | Norcal | February | 2 | 5 | 0
Solar Tracking | Norcal | February | 2 | 6 | 0
Solar Tracking | Norcal | February | 2 | 7 | 0.000248
Solar Tracking | Norcal | February | 2 | 8 | 0.12343
Solar Tracking | Norcal | February | 2 | 9 | 0.5135
Solar Tracking | Norcal | February | 2 | 10 | 0.6401
Solar Tracking | Norcal | February | 2 | 11 | 0.65379
Solar Tracking | Norcal | February | 2 | 12 | 0.61962
Solar Tracking | Norcal | February | 2 | 13 | 0.61065
Solar Tracking | Norcal | February | 2 | 14 | 0.60666
Solar Tracking | Norcal | February | 2 | 15 | 0.61978
Solar Tracking | Norcal | February | 2 | 16 | 0.5287
Solar Tracking | Norcal | February | 2 | 17 | 0.27741
Solar Tracking | Norcal | February | 2 | 18 | 0.015266
Solar Tracking | Norcal | February | 2 | 19 | 0
Solar Tracking | Norcal | February | 2 | 20 | 0
Solar Tracking | Norcal | February | 2 | 21 | 0
Solar Tracking | Norcal | February | 2 | 22 | 0
Solar Tracking | Norcal | February | 2 | 23 | 0
Solar Tracking | Norcal | February | 2 | 24 | 0
Solar Tracking | Norcal | March | 3 | 1 | 0
Solar Tracking | Norcal | March | 3 | 2 | 0
Solar Tracking | Norcal | March | 3 | 3 | 0
Solar Tracking | Norcal | March | 3 | 4 | 0
Solar Tracking | Norcal | March | 3 | 5 | 0
Solar Tracking | Norcal | March | 3 | 6 | 8.8682e-08
Solar Tracking | Norcal | March | 3 | 7 | 0.025886
Solar Tracking | Norcal | March | 3 | 8 | 0.3194
Solar Tracking | Norcal | March | 3 | 9 | 0.59931
Solar Tracking | Norcal | March | 3 | 10 | 0.6421
Solar Tracking | Norcal | March | 3 | 11 | 0.60271
Solar Tracking | Norcal | March | 3 | 12 | 0.61907
Solar Tracking | Norcal | March | 3 | 13 | 0.60989
Solar Tracking | Norcal | March | 3 | 14 | 0.56129
Solar Tracking | Norcal | March | 3 | 15 | 0.51842
Solar Tracking | Norcal | March | 3 | 16 | 0.48281
Solar Tracking | Norcal | March | 3 | 17 | 0.33985
Solar Tracking | Norcal | March | 3 | 18 | 0.078584
Solar Tracking | Norcal | March | 3 | 19 | 0.00010647
Solar Tracking | Norcal | March | 3 | 20 | 0
Solar Tracking | Norcal | March | 3 | 21 | 0
Solar Tracking | Norcal | March | 3 | 22 | 0
Solar Tracking | Norcal | March | 3 | 23 | 0
Solar Tracking | Norcal | March | 3 | 24 | 0
Solar Tracking | Norcal | April | 4 | 1 | 0
Solar Tracking | Norcal | April | 4 | 2 | 0
Solar Tracking | Norcal | April | 4 | 3 | 0
Solar Tracking | Norcal | April | 4 | 4 | 0
Solar Tracking | Norcal | April | 4 | 5 | 0
Solar Tracking | Norcal | April | 4 | 6 | 0.013838
Solar Tracking | Norcal | April | 4 | 7 | 0.29828
Solar Tracking | Norcal | April | 4 | 8 | 0.65842
Solar Tracking | Norcal | April | 4 | 9 | 0.72422
Solar Tracking | Norcal | April | 4 | 10 | 0.72015
Solar Tracking | Norcal | April | 4 | 11 | 0.70746
Solar Tracking | Norcal | April | 4 | 12 | 0.72454
Solar Tracking | Norcal | April | 4 | 13 | 0.72612
Solar Tracking | Norcal | April | 4 | 14 | 0.71525
Solar Tracking | Norcal | April | 4 | 15 | 0.72694
Solar Tracking | Norcal | April | 4 | 16 | 0.69696
Solar Tracking | Norcal | April | 4 | 17 | 0.63575
Solar Tracking | Norcal | April | 4 | 18 | 0.29504
Solar Tracking | Norcal | April | 4 | 19 | 0.013619
Solar Tracking | Norcal | April | 4 | 20 | 0
Solar Tracking | Norcal | April | 4 | 21 | 0
Solar Tracking | Norcal | April | 4 | 22 | 0
Solar Tracking | Norcal | April | 4 | 23 | 0
Solar Tracking | Norcal | April | 4 | 24 | 0
Solar Tracking | Norcal | May | 5 | 1 | 0
Solar Tracking | Norcal | May | 5 | 2 | 0
Solar Tracking | Norcal | May | 5 | 3 | 0
Solar Tracking | Norcal | May | 5 | 4 | 0
Solar Tracking | Norcal | May | 5 | 5 | 0.00010053
Solar Tracking | Norcal | May | 5 | 6 | 0.10996
Solar Tracking | Norcal | May | 5 | 7 | 0.51896
Solar Tracking | Norcal | May | 5 | 8 | 0.73179
Solar Tracking | Norcal | May | 5 | 9 | 0.76524
Solar Tracking | Norcal | May | 5 | 10 | 0.76623
Solar Tracking | Norcal | May | 5 | 11 | 0.75927
Solar Tracking | Norcal | May | 5 | 12 | 0.77542
Solar Tracking | Norcal | May | 5 | 13 | 0.77531
Solar Tracking | Norcal | May | 5 | 14 | 0.79321
Solar Tracking | Norcal | May | 5 | 15 | 0.79302
Solar Tracking | Norcal | May | 5 | 16 | 0.77554
Solar Tracking | Norcal | May | 5 | 17 | 0.73095
Solar Tracking | Norcal | May | 5 | 18 | 0.45232
Solar Tracking | Norcal | May | 5 | 19 | 0.070295
Solar Tracking | Norcal | May | 5 | 20 | 2.8145e-05
Solar Tracking | Norcal | May | 5 | 21 | 0
Solar Tracking | Norcal | May | 5 | 22 | 0
Solar Tracking | Norcal | May | 5 | 23 | 0
Solar Tracking | Norcal | May | 5 | 24 | 0
Solar Tracking | Norcal | June | 6 | 1 | 0
Solar Tracking | Norcal | June | 6 | 2 | 0
Solar Tracking | Norcal | June | 6 | 3 | 0
Solar Tracking | Norcal | June | 6 | 4 | 0
Solar Tracking | Norcal | June | 6 | 5 | 0.00072313
Solar Tracking | Norcal | June | 6 | 6 | 0.15788
Solar Tracking | Norcal | June | 6 | 7 | 0.57345
Solar Tracking | Norcal | June | 6 | 8 | 0.77704
Solar Tracking | Norcal | June | 6 | 9 | 0.83202
Solar Tracking | Norcal | June | 6 | 10 | 0.84235
Solar Tracking | Norcal | June | 6 | 11 | 0.84872
Solar Tracking | Norcal | June | 6 | 12 | 0.85353
Solar Tracking | Norcal | June | 6 | 13 | 0.8511
Solar Tracking | Norcal | June | 6 | 14 | 0.8436
Solar Tracking | Norcal | June | 6 | 15 | 0.84336
Solar Tracking | Norcal | June | 6 | 16 | 0.82493
Solar Tracking | Norcal | June | 6 | 17 | 0.76532
Solar Tracking | Norcal | June | 6 | 18 | 0.56704
Solar Tracking | Norcal | June | 6 | 19 | 0.15987
Solar Tracking | Norcal | June | 6 | 20 | 0.0018684
Solar Tracking | Norcal | June | 6 | 21 | 0
Solar Tracking | Norcal | June | 6 | 22 | 0
Solar Tracking | Norcal | June | 6 | 23 | 0
Solar Tracking | Norcal | June | 6 | 24 | 0
Solar Tracking | Norcal | July | 7 | 1 | 0
Solar Tracking | Norcal | July | 7 | 2 | 0
Solar Tracking | Norcal | July | 7 | 3 | 0
Solar Tracking | Norcal | July | 7 | 4 | 0
Solar Tracking | Norcal | July | 7 | 5 | 1.4651e-05
Solar Tracking | Norcal | July | 7 | 6 | 0.071702
Solar Tracking | Norcal | July | 7 | 7 | 0.4601
Solar Tracking | Norcal | July | 7 | 8 | 0.74204
Solar Tracking | Norcal | July | 7 | 9 | 0.81886
Solar Tracking | Norcal | July | 7 | 10 | 0.83011
Solar Tracking | Norcal | July | 7 | 11 | 0.83608
Solar Tracking | Norcal | July | 7 | 12 | 0.83274
Solar Tracking | Norcal | July | 7 | 13 | 0.83108
Solar Tracking | Norcal | July | 7 | 14 | 0.82203
Solar Tracking | Norcal | July | 7 | 15 | 0.82046
Solar Tracking | Norcal | July | 7 | 16 | 0.78709
Solar Tracking | Norcal | July | 7 | 17 | 0.72965
Solar Tracking | Norcal | July | 7 | 18 | 0.51181
Solar Tracking | Norcal | July | 7 | 19 | 0.12037
Solar Tracking | Norcal | July | 7 | 20 | 0.00070819
Solar Tracking | Norcal | July | 7 | 21 | 0
Solar Tracking | Norcal | July | 7 | 22 | 0
Solar Tracking | Norcal | July | 7 | 23 | 0
Solar Tracking | Norcal | July | 7 | 24 | 0
Solar Tracking | Norcal | August | 8 | 1 | 0
Solar Tracking | Norcal | August | 8 | 2 | 0
Solar Tracking | Norcal | August | 8 | 3 | 0
Solar Tracking | Norcal | August | 8 | 4 | 0
Solar Tracking | Norcal | August | 8 | 5 | 0
Solar Tracking | Norcal | August | 8 | 6 | 0.010128
Solar Tracking | Norcal | August | 8 | 7 | 0.26959
Solar Tracking | Norcal | August | 8 | 8 | 0.62303
Solar Tracking | Norcal | August | 8 | 9 | 0.75332
Solar Tracking | Norcal | August | 8 | 10 | 0.78832
Solar Tracking | Norcal | August | 8 | 11 | 0.79186
Solar Tracking | Norcal | August | 8 | 12 | 0.79804
Solar Tracking | Norcal | August | 8 | 13 | 0.7919
Solar Tracking | Norcal | August | 8 | 14 | 0.78549
Solar Tracking | Norcal | August | 8 | 15 | 0.77999
Solar Tracking | Norcal | August | 8 | 16 | 0.73407
Solar Tracking | Norcal | August | 8 | 17 | 0.60195
Solar Tracking | Norcal | August | 8 | 18 | 0.26721
Solar Tracking | Norcal | August | 8 | 19 | 0.014773
Solar Tracking | Norcal | August | 8 | 20 | 0
Solar Tracking | Norcal | August | 8 | 21 | 0
Solar Tracking | Norcal | August | 8 | 22 | 0
Solar Tracking | Norcal | August | 8 | 23 | 0
Solar Tracking | Norcal | August | 8 | 24 | 0
Solar Tracking | Norcal | September | 9 | 1 | 0
Solar Tracking | Norcal | September | 9 | 2 | 0
Solar Tracking | Norcal | September | 9 | 3 | 0
Solar Tracking | Norcal | September | 9 | 4 | 0
Solar Tracking | Norcal | September | 9 | 5 | 0
Solar Tracking | Norcal | September | 9 | 6 | 0.0010723
Solar Tracking | Norcal | September | 9 | 7 | 0.16472
Solar Tracking | Norcal | September | 9 | 8 | 0.58729
Solar Tracking | Norcal | September | 9 | 9 | 0.73986
Solar Tracking | Norcal | September | 9 | 10 | 0.76479
Solar Tracking | Norcal | September | 9 | 11 | 0.75928
Solar Tracking | Norcal | September | 9 | 12 | 0.75073
Solar Tracking | Norcal | September | 9 | 13 | 0.75206
Solar Tracking | Norcal | September | 9 | 14 | 0.76262
Solar Tracking | Norcal | September | 9 | 15 | 0.76602
Solar Tracking | Norcal | September | 9 | 16 | 0.72186
Solar Tracking | Norcal | September | 9 | 17 | 0.47513
Solar Tracking | Norcal | September | 9 | 18 | 0.09337
Solar Tracking | Norcal | September | 9 | 19 | 9.8944e-05
Solar Tracking | Norcal | September | 9 | 20 | 0
Solar Tracking | Norcal | September | 9 | 21 | 0
Solar Tracking | Norcal | September | 9 | 22 | 0
Solar Tracking | Norcal | September | 9 | 23 | 0
Solar Tracking | Norcal | September | 9 | 24 | 0
Solar Tracking | Norcal | October | 10 | 1 | 0
Solar Tracking | Norcal | October | 10 | 2 | 0
Solar Tracking | Norcal | October | 10 | 3 | 0
Solar Tracking | Norcal | October | 10 | 4 | 0
Solar Tracking | Norcal | October | 10 | 5 | 0
Solar Tracking | Norcal | October | 10 | 6 | 1.9474e-05
Solar Tracking | Norcal | October | 10 | 7 | 0.049127
Solar Tracking | Norcal | October | 10 | 8 | 0.38988
Solar Tracking | Norcal | October | 10 | 9 | 0.64478
Solar Tracking | Norcal | October | 10 | 10 | 0.66427
Solar Tracking | Norcal | October | 10 | 11 | 0.65105
Solar Tracking | Norcal | October | 10 | 12 | 0.63471
Solar Tracking | Norcal | October | 10 | 13 | 0.63945
Solar Tracking | Norcal | October | 10 | 14 | 0.65097
Solar Tracking | Norcal | October | 10 | 15 | 0.64851
Solar Tracking | Norcal | October | 10 | 16 | 0.54586
Solar Tracking | Norcal | October | 10 | 17 | 0.18147
Solar Tracking | Norcal | October | 10 | 18 | 0.0037743
Solar Tracking | Norcal | October | 10 | 19 | 0
Solar Tracking | Norcal | October | 10 | 20 | 0
Solar Tracking | Norcal | October | 10 | 21 | 0
Solar Tracking | Norcal | October | 10 | 22 | 0
Solar Tracking | Norcal | October | 10 | 23 | 0
Solar Tracking | Norcal | October | 10 | 24 | 0
Solar Tracking | Norcal | November | 11 | 1 | 0
Solar Tracking | Norcal | November | 11 | 2 | 0
Solar Tracking | Norcal | November | 11 | 3 | 0
Solar Tracking | Norcal | November | 11 | 4 | 0
Solar Tracking | Norcal | November | 11 | 5 | 0
Solar Tracking | Norcal | November | 11 | 6 | 0
Solar Tracking | Norcal | November | 11 | 7 | 0.0017869
Solar Tracking | Norcal | November | 11 | 8 | 0.15199
Solar Tracking | Norcal | November | 11 | 9 | 0.45762
Solar Tracking | Norcal | November | 11 | 10 | 0.53908
Solar Tracking | Norcal | November | 11 | 11 | 0.52891
Solar Tracking | Norcal | November | 11 | 12 | 0.51195
Solar Tracking | Norcal | November | 11 | 13 | 0.52694
Solar Tracking | Norcal | November | 11 | 14 | 0.54257
Solar Tracking | Norcal | November | 11 | 15 | 0.50967
Solar Tracking | Norcal | November | 11 | 16 | 0.31928
Solar Tracking | Norcal | November | 11 | 17 | 0.037869
Solar Tracking | Norcal | November | 11 | 18 | 0
Solar Tracking | Norcal | November | 11 | 19 | 0
Solar Tracking | Norcal | November | 11 | 20 | 0
Solar Tracking | Norcal | November | 11 | 21 | 0
Solar Tracking | Norcal | November | 11 | 22 | 0
Solar Tracking | Norcal | November | 11 | 23 | 0
Solar Tracking | Norcal | November | 11 | 24 | 0
Solar Tracking | Norcal | December | 12 | 1 | 0
Solar Tracking | Norcal | December | 12 | 2 | 0
Solar Tracking | Norcal | December | 12 | 3 | 0
Solar Tracking | Norcal | December | 12 | 4 | 0
Solar Tracking | Norcal | December | 12 | 5 | 0
Solar Tracking | Norcal | December | 12 | 6 | 1.5787e-06
Solar Tracking | Norcal | December | 12 | 7 | 7.2279e-06
Solar Tracking | Norcal | December | 12 | 8 | 0.029875
Solar Tracking | Norcal | December | 12 | 9 | 0.20463
Solar Tracking | Norcal | December | 12 | 10 | 0.33588
Solar Tracking | Norcal | December | 12 | 11 | 0.40823
Solar Tracking | Norcal | December | 12 | 12 | 0.42878
Solar Tracking | Norcal | December | 12 | 13 | 0.41749
Solar Tracking | Norcal | December | 12 | 14 | 0.40425
Solar Tracking | Norcal | December | 12 | 15 | 0.37387
Solar Tracking | Norcal | December | 12 | 16 | 0.20907
Solar Tracking | Norcal | December | 12 | 17 | 0.02249
Solar Tracking | Norcal | December | 12 | 18 | 0
Solar Tracking | Norcal | December | 12 | 19 | 0
Solar Tracking | Norcal | December | 12 | 20 | 0
Solar Tracking | Norcal | December | 12 | 21 | 0
Solar Tracking | Norcal | December | 12 | 22 | 0
Solar Tracking | Norcal | December | 12 | 23 | 0
Solar Tracking | Norcal | December | 12 | 24 | 0
Wind | Norcal | January | 1 | 1 | 0.069618
Wind | Norcal | January | 1 | 2 | 0.075079
Wind | Norcal | January | 1 | 3 | 0.061964
Wind | Norcal | January | 1 | 4 | 0.063293
Wind | Norcal | January | 1 | 5 | 0.061414
Wind | Norcal | January | 1 | 6 | 0.061641
Wind | Norcal | January | 1 | 7 | 0.063521
Wind | Norcal | January | 1 | 8 | 0.069197
Wind | Norcal | January | 1 | 9 | 0.062614
Wind | Norcal | January | 1 | 10 | 0.053439
Wind | Norcal | January | 1 | 11 | 0.054645
Wind | Norcal | January | 1 | 12 | 0.050731
Wind | Norcal | January | 1 | 13 | 0.049451
Wind | Norcal | January | 1 | 14 | 0.045899
Wind | Norcal | January | 1 | 15 | 0.041421
Wind | Norcal | January | 1 | 16 | 0.039877
Wind | Norcal | January | 1 | 17 | 0.041897
Wind | Norcal | January | 1 | 18 | 0.046651
Wind | Norcal | January | 1 | 19 | 0.056761
Wind | Norcal | January | 1 | 20 | 0.069616
Wind | Norcal | January | 1 | 21 | 0.071842
Wind | Norcal | January | 1 | 22 | 0.076174
Wind | Norcal | January | 1 | 23 | 0.072989
Wind | Norcal | January | 1 | 24 | 0.072325
Wind | Norcal | February | 2 | 1 | 0.14592
Wind | Norcal | February | 2 | 2 | 0.14581
Wind | Norcal | February | 2 | 3 | 0.13449
Wind | Norcal | February | 2 | 4 | 0.12974
Wind | Norcal | February | 2 | 5 | 0.1206
Wind | Norcal | February | 2 | 6 | 0.11628
Wind | Norcal | February | 2 | 7 | 0.11832
Wind | Norcal | February | 2 | 8 | 0.13066
Wind | Norcal | February | 2 | 9 | 0.11495
Wind | Norcal | February | 2 | 10 | 0.10675
Wind | Norcal | February | 2 | 11 | 0.10592
Wind | Norcal | February | 2 | 12 | 0.094569
Wind | Norcal | February | 2 | 13 | 0.091155
Wind | Norcal | February | 2 | 14 | 0.095625
Wind | Norcal | February | 2 | 15 | 0.09879
Wind | Norcal | February | 2 | 16 | 0.084695
Wind | Norcal | February | 2 | 17 | 0.072106
Wind | Norcal | February | 2 | 18 | 0.07476
Wind | Norcal | February | 2 | 19 | 0.084913
Wind | Norcal | February | 2 | 20 | 0.11698
Wind | Norcal | February | 2 | 21 | 0.12656
Wind | Norcal | February | 2 | 22 | 0.12461
Wind | Norcal | February | 2 | 23 | 0.14919
Wind | Norcal | February | 2 | 24 | 0.15462
Wind | Norcal | March | 3 | 1 | 0.1799
Wind | Norcal | March | 3 | 2 | 0.16401
Wind | Norcal | March | 3 | 3 | 0.15777
Wind | Norcal | March | 3 | 4 | 0.14898
Wind | Norcal | March | 3 | 5 | 0.12131
Wind | Norcal | March | 3 | 6 | 0.098781
Wind | Norcal | March | 3 | 7 | 0.10635
Wind | Norcal | March | 3 | 8 | 0.10467
Wind | Norcal | March | 3 | 9 | 0.085201
Wind | Norcal | March | 3 | 10 | 0.075975
Wind | Norcal | March | 3 | 11 | 0.071217
Wind | Norcal | March | 3 | 12 | 0.077927
Wind | Norcal | March | 3 | 13 | 0.077431
Wind | Norcal | March | 3 | 14 | 0.096617
Wind | Norcal | March | 3 | 15 | 0.09841
Wind | Norcal | March | 3 | 16 | 0.10859
Wind | Norcal | March | 3 | 17 | 0.12367
Wind | Norcal | March | 3 | 18 | 0.14077
Wind | Norcal | March | 3 | 19 | 0.17718
Wind | Norcal | March | 3 | 20 | 0.18749
Wind | Norcal | March | 3 | 21 | 0.18756
Wind | Norcal | March | 3 | 22 | 0.18583
Wind | Norcal | March | 3 | 23 | 0.18486
Wind | Norcal | March | 3 | 24 | 0.18926
Wind | Norcal | April | 4 | 1 | 0.40112
Wind | Norcal | April | 4 | 2 | 0.37165
Wind | Norcal | April | 4 | 3 | 0.32149
Wind | Norcal | April | 4 | 4 | 0.29712
Wind | Norcal | April | 4 | 5 | 0.26116
Wind | Norcal | April | 4 | 6 | 0.23888
Wind | Norcal | April | 4 | 7 | 0.19251
Wind | Norcal | April | 4 | 8 | 0.16015
Wind | Norcal | April | 4 | 9 | 0.13816
Wind | Norcal | April | 4 | 10 | 0.13207
Wind | Norcal | April | 4 | 11 | 0.11223
Wind | Norcal | April | 4 | 12 | 0.099588
Wind | Norcal | April | 4 | 13 | 0.10525
Wind | Norcal | April | 4 | 14 | 0.13496
Wind | Norcal | April | 4 | 15 | 0.16356
Wind | Norcal | April | 4 | 16 | 0.23082
Wind | Norcal | April | 4 | 17 | 0.27643
Wind | Norcal | April | 4 | 18 | 0.34058
Wind | Norcal | April | 4 | 19 | 0.35126
Wind | Norcal | April | 4 | 20 | 0.37369
Wind | Norcal | April | 4 | 21 | 0.39324
Wind | Norcal | April | 4 | 22 | 0.41213
Wind | Norcal | April | 4 | 23 | 0.42064
Wind | Norcal | April | 4 | 24 | 0.4305
Wind | Norcal | May | 5 | 1 | 0.44492
Wind | Norcal | May | 5 | 2 | 0.45883
Wind | Norcal | May | 5 | 3 | 0.45529
Wind | Norcal | May | 5 | 4 | 0.38973
Wind | Norcal | May | 5 | 5 | 0.33582
Wind | Norcal | May | 5 | 6 | 0.31151
Wind | Norcal | May | 5 | 7 | 0.25357
Wind | Norcal | May | 5 | 8 | 0.25291
Wind | Norcal | May | 5 | 9 | 0.2104
Wind | Norcal | May | 5 | 10 | 0.17361
Wind | Norcal | May | 5 | 11 | 0.13665
Wind | Norcal | May | 5 | 12 | 0.14709
Wind | Norcal | May | 5 | 13 | 0.1778
Wind | Norcal | May | 5 | 14 | 0.20361
Wind | Norcal | May | 5 | 15 | 0.28805
Wind | Norcal | May | 5 | 16 | 0.36128
Wind | Norcal | May | 5 | 17 | 0.42514
Wind | Norcal | May | 5 | 18 | 0.45472
Wind | Norcal | May | 5 | 19 | 0.46129
Wind | Norcal | May | 5 | 20 | 0.47894
Wind | Norcal | May | 5 | 21 | 0.49966
Wind | Norcal | May | 5 | 22 | 0.48216
Wind | Norcal | May | 5 | 23 | 0.47395
Wind | Norcal | May | 5 | 24 | 0.47003
Wind | Norcal | June | 6 | 1 | 0.48191
Wind | Norcal | June | 6 | 2 | 0.48507
Wind | Norcal | June | 6 | 3 | 0.45447
Wind | Norcal | June | 6 | 4 | 0.43765
Wind | Norcal | June | 6 | 5 | 0.3946
Wind | Norcal | June | 6 | 6 | 0.33154
Wind | Norcal | June | 6 | 7 | 0.2689
Wind | Norcal | June | 6 | 8 | 0.24237
Wind | Norcal | June | 6 | 9 | 0.20062
Wind | Norcal | June | 6 | 10 | 0.1498
Wind | Norcal | June | 6 | 11 | 0.10128
Wind | Norcal | June | 6 | 12 | 0.10103
Wind | Norcal | June | 6 | 13 | 0.10282
Wind | Norcal | June | 6 | 14 | 0.14875
Wind | Norcal | June | 6 | 15 | 0.24348
Wind | Norcal | June | 6 | 16 | 0.33739
Wind | Norcal | June | 6 | 17 | 0.39534
Wind | Norcal | June | 6 | 18 | 0.4267
Wind | Norcal | June | 6 | 19 | 0.43961
Wind | Norcal | June | 6 | 20 | 0.46695
Wind | Norcal | June | 6 | 21 | 0.51204
Wind | Norcal | June | 6 | 22 | 0.51102
Wind | Norcal | June | 6 | 23 | 0.52231
Wind | Norcal | June | 6 | 24 | 0.51299
Wind | Norcal | July | 7 | 1 | 0.59465
Wind | Norcal | July | 7 | 2 | 0.56942
Wind | Norcal | July | 7 | 3 | 0.56023
Wind | Norcal | July | 7 | 4 | 0.53296
Wind | Norcal | July | 7 | 5 | 0.48885
Wind | Norcal | July | 7 | 6 | 0.46356
Wind | Norcal | July | 7 | 7 | 0.39272
Wind | Norcal | July | 7 | 8 | 0.30525
Wind | Norcal | July | 7 | 9 | 0.22853
Wind | Norcal | July | 7 | 10 | 0.18579
Wind | Norcal | July | 7 | 11 | 0.14198
Wind | Norcal | July | 7 | 12 | 0.12827
Wind | Norcal | July | 7 | 13 | 0.16371
Wind | Norcal | July | 7 | 14 | 0.22907
Wind | Norcal | July | 7 | 15 | 0.32472
Wind | Norcal | July | 7 | 16 | 0.38141
Wind | Norcal | July | 7 | 17 | 0.42944
Wind | Norcal | July | 7 | 18 | 0.46597
Wind | Norcal | July | 7 | 19 | 0.50456
Wind | Norcal | July | 7 | 20 | 0.52212
Wind | Norcal | July | 7 | 21 | 0.554
Wind | Norcal | July | 7 | 22 | 0.57716
Wind | Norcal | July | 7 | 23 | 0.60649
Wind | Norcal | July | 7 | 24 | 0.61817
Wind | Norcal | August | 8 | 1 | 0.50293
Wind | Norcal | August | 8 | 2 | 0.46083
Wind | Norcal | August | 8 | 3 | 0.41517
Wind | Norcal | August | 8 | 4 | 0.36345
Wind | Norcal | August | 8 | 5 | 0.31544
Wind | Norcal | August | 8 | 6 | 0.27422
Wind | Norcal | August | 8 | 7 | 0.24321
Wind | Norcal | August | 8 | 8 | 0.16672
Wind | Norcal | August | 8 | 9 | 0.11027
Wind | Norcal | August | 8 | 10 | 0.080854
Wind | Norcal | August | 8 | 11 | 0.05946
Wind | Norcal | August | 8 | 12 | 0.049698
Wind | Norcal | August | 8 | 13 | 0.050489
Wind | Norcal | August | 8 | 14 | 0.062435
Wind | Norcal | August | 8 | 15 | 0.096874
Wind | Norcal | August | 8 | 16 | 0.17051
Wind | Norcal | August | 8 | 17 | 0.25161
Wind | Norcal | August | 8 | 18 | 0.30383
Wind | Norcal | August | 8 | 19 | 0.36764
Wind | Norcal | August | 8 | 20 | 0.45415
Wind | Norcal | August | 8 | 21 | 0.48378
Wind | Norcal | August | 8 | 22 | 0.49573
Wind | Norcal | August | 8 | 23 | 0.50356
Wind | Norcal | August | 8 | 24 | 0.49892
Wind | Norcal | September | 9 | 1 | 0.47308
Wind | Norcal | September | 9 | 2 | 0.43223
Wind | Norcal | September | 9 | 3 | 0.3892
Wind | Norcal | September | 9 | 4 | 0.34591
Wind | Norcal | September | 9 | 5 | 0.30625
Wind | Norcal | September | 9 | 6 | 0.27482
Wind | Norcal | September | 9 | 7 | 0.26076
Wind | Norcal | September | 9 | 8 | 0.22991
Wind | Norcal | September | 9 | 9 | 0.20154
Wind | Norcal | September | 9 | 10 | 0.15669
Wind | Norcal | September | 9 | 11 | 0.10855
Wind | Norcal | September | 9 | 12 | 0.078939
Wind | Norcal | September | 9 | 13 | 0.08482
Wind | Norcal | September | 9 | 14 | 0.093724
Wind | Norcal | September | 9 | 15 | 0.12573
Wind | Norcal | September | 9 | 16 | 0.19345
Wind | Norcal | September | 9 | 17 | 0.24606
Wind | Norcal | September | 9 | 18 | 0.29708
Wind | Norcal | September | 9 | 19 | 0.36232
Wind | Norcal | September | 9 | 20 | 0.39856
Wind | Norcal | September | 9 | 21 | 0.42215
Wind | Norcal | September | 9 | 22 | 0.42612
Wind | Norcal | September | 9 | 23 | 0.46146
Wind | Norcal | September | 9 | 24 | 0.4571
Wind | Norcal | October | 10 | 1 | 0.20571
Wind | Norcal | October | 10 | 2 | 0.20065
Wind | Norcal | October | 10 | 3 | 0.17964
Wind | Norcal | October | 10 | 4 | 0.1646
Wind | Norcal | October | 10 | 5 | 0.14989
Wind | Norcal | October | 10 | 6 | 0.11147
Wind | Norcal | October | 10 | 7 | 0.10631
Wind | Norcal | October | 10 | 8 | 0.083208
Wind | Norcal | October | 10 | 9 | 0.070487
Wind | Norcal | October | 10 | 10 | 0.07082
Wind | Norcal | October | 10 | 11 | 0.056747
Wind | Norcal | October | 10 | 12 | 0.053024
Wind | Norcal | October | 10 | 13 | 0.04837
Wind | Norcal | October | 10 | 14 | 0.048009
Wind | Norcal | October | 10 | 15 | 0.051967
Wind | Norcal | October | 10 | 16 | 0.058566
Wind | Norcal | October | 10 | 17 | 0.071684
Wind | Norcal | October | 10 | 18 | 0.10932
Wind | Norcal | October | 10 | 19 | 0.12244
Wind | Norcal | October | 10 | 20 | 0.14565
Wind | Norcal | October | 10 | 21 | 0.18372
Wind | Norcal | October | 10 | 22 | 0.20552
Wind | Norcal | October | 10 | 23 | 0.22937
Wind | Norcal | October | 10 | 24 | 0.22995
Wind | Norcal | November | 11 | 1 | 0.063236
Wind | Norcal | November | 11 | 2 | 0.05886
Wind | Norcal | November | 11 | 3 | 0.066675
Wind | Norcal | November | 11 | 4 | 0.06563
Wind | Norcal | November | 11 | 5 | 0.055911
Wind | Norcal | November | 11 | 6 | 0.05937
Wind | Norcal | November | 11 | 7 | 0.05763
Wind | Norcal | November | 11 | 8 | 0.056774
Wind | Norcal | November | 11 | 9 | 0.044707
Wind | Norcal | November | 11 | 10 | 0.037227
Wind | Norcal | November | 11 | 11 | 0.03397
Wind | Norcal | November | 11 | 12 | 0.030879
Wind | Norcal | November | 11 | 13 | 0.033551
Wind | Norcal | November | 11 | 14 | 0.030366
Wind | Norcal | November | 11 | 15 | 0.034712
Wind | Norcal | November | 11 | 16 | 0.038818
Wind | Norcal | November | 11 | 17 | 0.035231
Wind | Norcal | November | 11 | 18 | 0.040267
Wind | Norcal | November | 11 | 19 | 0.045582
Wind | Norcal | November | 11 | 20 | 0.047626
Wind | Norcal | November | 11 | 21 | 0.0603
Wind | Norcal | November | 11 | 22 | 0.066058
Wind | Norcal | November | 11 | 23 | 0.071447
Wind | Norcal | November | 11 | 24 | 0.073245
Wind | Norcal | December | 12 | 1 | 0.06755
Wind | Norcal | December | 12 | 2 | 0.073754
Wind | Norcal | December | 12 | 3 | 0.062097
Wind | Norcal | December | 12 | 4 | 0.062423
Wind | Norcal | December | 12 | 5 | 0.063509
Wind | Norcal | December | 12 | 6 | 0.06864
Wind | Norcal | December | 12 | 7 | 0.065686
Wind | Norcal | December | 12 | 8 | 0.064142
Wind | Norcal | December | 12 | 9 | 0.065167
Wind | Norcal | December | 12 | 10 | 0.055236
Wind | Norcal | December | 12 | 11 | 0.047856
Wind | Norcal | December | 12 | 12 | 0.048015
Wind | Norcal | December | 12 | 13 | 0.045966
Wind | Norcal | December | 12 | 14 | 0.040204
Wind | Norcal | December | 12 | 15 | 0.047073
Wind | Norcal | December | 12 | 16 | 0.046945
Wind | Norcal | December | 12 | 17 | 0.043765
Wind | Norcal | December | 12 | 18 | 0.055271
Wind | Norcal | December | 12 | 19 | 0.062473
Wind | Norcal | December | 12 | 20 | 0.072629
Wind | Norcal | December | 12 | 21 | 0.079529
Wind | Norcal | December | 12 | 22 | 0.074622
Wind | Norcal | December | 12 | 23 | 0.075866
Wind | Norcal | December | 12 | 24 | 0.069859
Solar Fixed | Socal | January | 1 | 1 | -3.8687e-07
Solar Fixed | Socal | January | 1 | 2 | -9.5004e-07
Solar Fixed | Socal | January | 1 | 3 | -1.2577e-06
Solar Fixed | Socal | January | 1 | 4 | -1.4458e-06
Solar Fixed | Socal | January | 1 | 5 | -1.602e-06
Solar Fixed | Socal | January | 1 | 6 | -8.5573e-07
Solar Fixed | Socal | January | 1 | 7 | 0.0015377
Solar Fixed | Socal | January | 1 | 8 | 0.11963
Solar Fixed | Socal | January | 1 | 9 | 0.41294
Solar Fixed | Socal | January | 1 | 10 | 0.56223
Solar Fixed | Socal | January | 1 | 11 | 0.61886
Solar Fixed | Socal | January | 1 | 12 | 0.6432
Solar Fixed | Socal | January | 1 | 13 | 0.6139
Solar Fixed | Socal | January | 1 | 14 | 0.58622
Solar Fixed | Socal | January | 1 | 15 | 0.49027
Solar Fixed | Socal | January | 1 | 16 | 0.27158
Solar Fixed | Socal | January | 1 | 17 | 0.039606
Solar Fixed | Socal | January | 1 | 18 | 1.0236e-05
Solar Fixed | Socal | January | 1 | 19 | 4.0715e-06
Solar Fixed | Socal | January | 1 | 20 | 4.3781e-06
Solar Fixed | Socal | January | 1 | 21 | 4.1693e-06
Solar Fixed | Socal | January | 1 | 22 | 3.3992e-06
Solar Fixed | Socal | January | 1 | 23 | 1.9376e-06
Solar Fixed | Socal | January | 1 | 24 | 3.9428e-07
Solar Fixed | Socal | February | 2 | 1 | -5.3809e-07
Solar Fixed | Socal | February | 2 | 2 | -1.1991e-06
Solar Fixed | Socal | February | 2 | 3 | -1.7494e-06
Solar Fixed | Socal | February | 2 | 4 | -1.8874e-06
Solar Fixed | Socal | February | 2 | 5 | -1.8979e-06
Solar Fixed | Socal | February | 2 | 6 | -8.3882e-07
Solar Fixed | Socal | February | 2 | 7 | 0.0094596
Solar Fixed | Socal | February | 2 | 8 | 0.21748
Solar Fixed | Socal | February | 2 | 9 | 0.52472
Solar Fixed | Socal | February | 2 | 10 | 0.64183
Solar Fixed | Socal | February | 2 | 11 | 0.68274
Solar Fixed | Socal | February | 2 | 12 | 0.69046
Solar Fixed | Socal | February | 2 | 13 | 0.66306
Solar Fixed | Socal | February | 2 | 14 | 0.62987
Solar Fixed | Socal | February | 2 | 15 | 0.56922
Solar Fixed | Socal | February | 2 | 16 | 0.44652
Solar Fixed | Socal | February | 2 | 17 | 0.16253
Solar Fixed | Socal | February | 2 | 18 | 0.0041607
Solar Fixed | Socal | February | 2 | 19 | 4.1424e-06
Solar Fixed | Socal | February | 2 | 20 | 3.9764e-06
Solar Fixed | Socal | February | 2 | 21 | 3.9476e-06
Solar Fixed | Socal | February | 2 | 22 | 2.922e-06
Solar Fixed | Socal | February | 2 | 23 | 1.6411e-06
Solar Fixed | Socal | February | 2 | 24 | 1.2679e-07
Solar Fixed | Socal | March | 3 | 1 | -1.1281e-06
Solar Fixed | Socal | March | 3 | 2 | -1.5284e-06
Solar Fixed | Socal | March | 3 | 3 | -1.8884e-06
Solar Fixed | Socal | March | 3 | 4 | -1.8387e-06
Solar Fixed | Socal | March | 3 | 5 | -1.8398e-06
Solar Fixed | Socal | March | 3 | 6 | 0.00012517
Solar Fixed | Socal | March | 3 | 7 | 0.07207
Solar Fixed | Socal | March | 3 | 8 | 0.38038
Solar Fixed | Socal | March | 3 | 9 | 0.58965
Solar Fixed | Socal | March | 3 | 10 | 0.67196
Solar Fixed | Socal | March | 3 | 11 | 0.68693
Solar Fixed | Socal | March | 3 | 12 | 0.6963
Solar Fixed | Socal | March | 3 | 13 | 0.66741
Solar Fixed | Socal | March | 3 | 14 | 0.6312
Solar Fixed | Socal | March | 3 | 15 | 0.56916
Solar Fixed | Socal | March | 3 | 16 | 0.46303
Solar Fixed | Socal | March | 3 | 17 | 0.24969
Solar Fixed | Socal | March | 3 | 18 | 0.033083
Solar Fixed | Socal | March | 3 | 19 | 1.9445e-05
Solar Fixed | Socal | March | 3 | 20 | 3.9344e-06
Solar Fixed | Socal | March | 3 | 21 | 3.5042e-06
Solar Fixed | Socal | March | 3 | 22 | 2.2766e-06
Solar Fixed | Socal | March | 3 | 23 | 9.0937e-07
Solar Fixed | Socal | March | 3 | 24 | -3.2096e-07
Solar Fixed | Socal | April | 4 | 1 | -4.9932e-07
Solar Fixed | Socal | April | 4 | 2 | -8.9268e-07
Solar Fixed | Socal | April | 4 | 3 | -1.1961e-06
Solar Fixed | Socal | April | 4 | 4 | -1.2135e-06
Solar Fixed | Socal | April | 4 | 5 | 2.5366e-06
Solar Fixed | Socal | April | 4 | 6 | 0.035185
Solar Fixed | Socal | April | 4 | 7 | 0.29453
Solar Fixed | Socal | April | 4 | 8 | 0.5949
Solar Fixed | Socal | April | 4 | 9 | 0.74637
Solar Fixed | Socal | April | 4 | 10 | 0.80942
Solar Fixed | Socal | April | 4 | 11 | 0.84145
Solar Fixed | Socal | April | 4 | 12 | 0.84195
Solar Fixed | Socal | April | 4 | 13 | 0.82631
Solar Fixed | Socal | April | 4 | 14 | 0.80428
Solar Fixed | Socal | April | 4 | 15 | 0.74006
Solar Fixed | Socal | April | 4 | 16 | 0.63881
Solar Fixed | Socal | April | 4 | 17 | 0.43612
Solar Fixed | Socal | April | 4 | 18 | 0.11406
Solar Fixed | Socal | April | 4 | 19 | 0.0029312
Solar Fixed | Socal | April | 4 | 20 | 9.8753e-06
Solar Fixed | Socal | April | 4 | 21 | 4.791e-06
Solar Fixed | Socal | April | 4 | 22 | 3.1183e-06
Solar Fixed | Socal | April | 4 | 23 | 1.2835e-06
Solar Fixed | Socal | April | 4 | 24 | -2.6893e-09
Solar Fixed | Socal | May | 5 | 1 | -4.6401e-07
Solar Fixed | Socal | May | 5 | 2 | -8.5345e-07
Solar Fixed | Socal | May | 5 | 3 | -1.1876e-06
Solar Fixed | Socal | May | 5 | 4 | -1.3675e-06
Solar Fixed | Socal | May | 5 | 5 | 0.0020778
Solar Fixed | Socal | May | 5 | 6 | 0.11753
Solar Fixed | Socal | May | 5 | 7 | 0.4196
Solar Fixed | Socal | May | 5 | 8 | 0.62821
Solar Fixed | Socal | May | 5 | 9 | 0.75506
Solar Fixed | Socal | May | 5 | 10 | 0.83229
Solar Fixed | Socal | May | 5 | 11 | 0.8677
Solar Fixed | Socal | May | 5 | 12 | 0.87561
Solar Fixed | Socal | May | 5 | 13 | 0.86714
Solar Fixed | Socal | May | 5 | 14 | 0.84921
Solar Fixed | Socal | May | 5 | 15 | 0.79355
Solar Fixed | Socal | May | 5 | 16 | 0.69381
Solar Fixed | Socal | May | 5 | 17 | 0.50573
Solar Fixed | Socal | May | 5 | 18 | 0.19617
Solar Fixed | Socal | May | 5 | 19 | 0.015184
Solar Fixed | Socal | May | 5 | 20 | 5.4812e-05
Solar Fixed | Socal | May | 5 | 21 | 6.1659e-06
Solar Fixed | Socal | May | 5 | 22 | 4.0588e-06
Solar Fixed | Socal | May | 5 | 23 | 1.9568e-06
Solar Fixed | Socal | May | 5 | 24 | 3.4407e-07
Solar Fixed | Socal | June | 6 | 1 | 4.0966e-07
Solar Fixed | Socal | June | 6 | 2 | -3.6548e-07
Solar Fixed | Socal | June | 6 | 3 | -7.7945e-07
Solar Fixed | Socal | June | 6 | 4 | -1.259e-06
Solar Fixed | Socal | June | 6 | 5 | 0.0039668
Solar Fixed | Socal | June | 6 | 6 | 0.13305
Solar Fixed | Socal | June | 6 | 7 | 0.4093
Solar Fixed | Socal | June | 6 | 8 | 0.61266
Solar Fixed | Socal | June | 6 | 9 | 0.76282
Solar Fixed | Socal | June | 6 | 10 | 0.83542
Solar Fixed | Socal | June | 6 | 11 | 0.87818
Solar Fixed | Socal | June | 6 | 12 | 0.87921
Solar Fixed | Socal | June | 6 | 13 | 0.87288
Solar Fixed | Socal | June | 6 | 14 | 0.84749
Solar Fixed | Socal | June | 6 | 15 | 0.78103
Solar Fixed | Socal | June | 6 | 16 | 0.68361
Solar Fixed | Socal | June | 6 | 17 | 0.53182
Solar Fixed | Socal | June | 6 | 18 | 0.25303
Solar Fixed | Socal | June | 6 | 19 | 0.034372
Solar Fixed | Socal | June | 6 | 20 | 6.3546e-05
Solar Fixed | Socal | June | 6 | 21 | 9.6958e-06
Solar Fixed | Socal | June | 6 | 22 | 7.1043e-06
Solar Fixed | Socal | June | 6 | 23 | 4.3244e-06
Solar Fixed | Socal | June | 6 | 24 | 1.8966e-06
Solar Fixed | Socal | July | 7 | 1 | 1.872e-06
Solar Fixed | Socal | July | 7 | 2 | 5.9733e-07
Solar Fixed | Socal | July | 7 | 3 | -1.611e-08
Solar Fixed | Socal | July | 7 | 4 | -4.4781e-07
Solar Fixed | Socal | July | 7 | 5 | 0.00023329
Solar Fixed | Socal | July | 7 | 6 | 0.070664
Solar Fixed | Socal | July | 7 | 7 | 0.29545
Solar Fixed | Socal | July | 7 | 8 | 0.53504
Solar Fixed | Socal | July | 7 | 9 | 0.67995
Solar Fixed | Socal | July | 7 | 10 | 0.76752
Solar Fixed | Socal | July | 7 | 11 | 0.81978
Solar Fixed | Socal | July | 7 | 12 | 0.83949
Solar Fixed | Socal | July | 7 | 13 | 0.83124
Solar Fixed | Socal | July | 7 | 14 | 0.804
Solar Fixed | Socal | July | 7 | 15 | 0.7415
Solar Fixed | Socal | July | 7 | 16 | 0.64907
Solar Fixed | Socal | July | 7 | 17 | 0.49655
Solar Fixed | Socal | July | 7 | 18 | 0.22837
Solar Fixed | Socal | July | 7 | 19 | 0.027242
Solar Fixed | Socal | July | 7 | 20 | 3.1763e-05
Solar Fixed | Socal | July | 7 | 21 | 1.488e-05
Solar Fixed | Socal | July | 7 | 22 | 1.1464e-05
Solar Fixed | Socal | July | 7 | 23 | 6.9056e-06
Solar Fixed | Socal | July | 7 | 24 | 3.9791e-06
Solar Fixed | Socal | August | 8 | 1 | 3.7261e-06
Solar Fixed | Socal | August | 8 | 2 | 2.5892e-06
Solar Fixed | Socal | August | 8 | 3 | 1.7537e-06
Solar Fixed | Socal | August | 8 | 4 | 9.7854e-07
Solar Fixed | Socal | August | 8 | 5 | 2.5028e-06
Solar Fixed | Socal | August | 8 | 6 | 0.029019
Solar Fixed | Socal | August | 8 | 7 | 0.25664
Solar Fixed | Socal | August | 8 | 8 | 0.53883
Solar Fixed | Socal | August | 8 | 9 | 0.68133
Solar Fixed | Socal | August | 8 | 10 | 0.77634
Solar Fixed | Socal | August | 8 | 11 | 0.84471
Solar Fixed | Socal | August | 8 | 12 | 0.86262
Solar Fixed | Socal | August | 8 | 13 | 0.82673
Solar Fixed | Socal | August | 8 | 14 | 0.80078
Solar Fixed | Socal | August | 8 | 15 | 0.73421
Solar Fixed | Socal | August | 8 | 16 | 0.62668
Solar Fixed | Socal | August | 8 | 17 | 0.42148
Solar Fixed | Socal | August | 8 | 18 | 0.12263
Solar Fixed | Socal | August | 8 | 19 | 0.0038437
Solar Fixed | Socal | August | 8 | 20 | 2.9489e-05
Solar Fixed | Socal | August | 8 | 21 | 1.8383e-05
Solar Fixed | Socal | August | 8 | 22 | 1.2349e-05
Solar Fixed | Socal | August | 8 | 23 | 8.3124e-06
Solar Fixed | Socal | August | 8 | 24 | 4.9911e-06
Solar Fixed | Socal | September | 9 | 1 | 1.9226e-06
Solar Fixed | Socal | September | 9 | 2 | 1.0927e-06
Solar Fixed | Socal | September | 9 | 3 | 4.4871e-07
Solar Fixed | Socal | September | 9 | 4 | -1.3785e-07
Solar Fixed | Socal | September | 9 | 5 | -1.4209e-07
Solar Fixed | Socal | September | 9 | 6 | 0.0089645
Solar Fixed | Socal | September | 9 | 7 | 0.20194
Solar Fixed | Socal | September | 9 | 8 | 0.52402
Solar Fixed | Socal | September | 9 | 9 | 0.68884
Solar Fixed | Socal | September | 9 | 10 | 0.77323
Solar Fixed | Socal | September | 9 | 11 | 0.82383
Solar Fixed | Socal | September | 9 | 12 | 0.83487
Solar Fixed | Socal | September | 9 | 13 | 0.83466
Solar Fixed | Socal | September | 9 | 14 | 0.79772
Solar Fixed | Socal | September | 9 | 15 | 0.71893
Solar Fixed | Socal | September | 9 | 16 | 0.57294
Solar Fixed | Socal | September | 9 | 17 | 0.26753
Solar Fixed | Socal | September | 9 | 18 | 0.028238
Solar Fixed | Socal | September | 9 | 19 | 0.00017183
Solar Fixed | Socal | September | 9 | 20 | 1.6142e-05
Solar Fixed | Socal | September | 9 | 21 | 1.2522e-05
Solar Fixed | Socal | September | 9 | 22 | 8.5841e-06
Solar Fixed | Socal | September | 9 | 23 | 5.4675e-06
Solar Fixed | Socal | September | 9 | 24 | 3.3924e-06
Solar Fixed | Socal | October | 10 | 1 | 2.2996e-07
Solar Fixed | Socal | October | 10 | 2 | -3.3592e-07
Solar Fixed | Socal | October | 10 | 3 | -6.8607e-07
Solar Fixed | Socal | October | 10 | 4 | -9.4989e-07
Solar Fixed | Socal | October | 10 | 5 | -4.2949e-07
Solar Fixed | Socal | October | 10 | 6 | 0.0016392
Solar Fixed | Socal | October | 10 | 7 | 0.12725
Solar Fixed | Socal | October | 10 | 8 | 0.46789
Solar Fixed | Socal | October | 10 | 9 | 0.66539
Solar Fixed | Socal | October | 10 | 10 | 0.74924
Solar Fixed | Socal | October | 10 | 11 | 0.8012
Solar Fixed | Socal | October | 10 | 12 | 0.8093
Solar Fixed | Socal | October | 10 | 13 | 0.79654
Solar Fixed | Socal | October | 10 | 14 | 0.7578
Solar Fixed | Socal | October | 10 | 15 | 0.67808
Solar Fixed | Socal | October | 10 | 16 | 0.44971
Solar Fixed | Socal | October | 10 | 17 | 0.10523
Solar Fixed | Socal | October | 10 | 18 | 0.0015488
Solar Fixed | Socal | October | 10 | 19 | 1.3256e-05
Solar Fixed | Socal | October | 10 | 20 | 8.7067e-06
Solar Fixed | Socal | October | 10 | 21 | 6.6205e-06
Solar Fixed | Socal | October | 10 | 22 | 4.6627e-06
Solar Fixed | Socal | October | 10 | 23 | 2.3046e-06
Solar Fixed | Socal | October | 10 | 24 | 1.0429e-06
Solar Fixed | Socal | November | 11 | 1 | -3.4209e-07
Solar Fixed | Socal | November | 11 | 2 | -9.5272e-07
Solar Fixed | Socal | November | 11 | 3 | -1.3481e-06
Solar Fixed | Socal | November | 11 | 4 | -1.5207e-06
Solar Fixed | Socal | November | 11 | 5 | -1.4617e-06
Solar Fixed | Socal | November | 11 | 6 | 0.0001498
Solar Fixed | Socal | November | 11 | 7 | 0.033028
Solar Fixed | Socal | November | 11 | 8 | 0.29701
Solar Fixed | Socal | November | 11 | 9 | 0.58387
Solar Fixed | Socal | November | 11 | 10 | 0.6789
Solar Fixed | Socal | November | 11 | 11 | 0.72131
Solar Fixed | Socal | November | 11 | 12 | 0.73089
Solar Fixed | Socal | November | 11 | 13 | 0.71103
Solar Fixed | Socal | November | 11 | 14 | 0.66949
Solar Fixed | Socal | November | 11 | 15 | 0.55123
Solar Fixed | Socal | November | 11 | 16 | 0.25776
Solar Fixed | Socal | November | 11 | 17 | 0.019304
Solar Fixed | Socal | November | 11 | 18 | 7.5573e-06
Solar Fixed | Socal | November | 11 | 19 | 4.5749e-06
Solar Fixed | Socal | November | 11 | 20 | 4.6184e-06
Solar Fixed | Socal | November | 11 | 21 | 4.0316e-06
Solar Fixed | Socal | November | 11 | 22 | 2.9608e-06
Solar Fixed | Socal | November | 11 | 23 | 1.7805e-06
Solar Fixed | Socal | November | 11 | 24 | 6.1854e-07
Solar Fixed | Socal | December | 12 | 1 | 5.8711e-07
Solar Fixed | Socal | December | 12 | 2 | -4.0486e-08
Solar Fixed | Socal | December | 12 | 3 | -6.3013e-07
Solar Fixed | Socal | December | 12 | 4 | -7.7526e-07
Solar Fixed | Socal | December | 12 | 5 | -4.4004e-07
Solar Fixed | Socal | December | 12 | 6 | -2.2588e-07
Solar Fixed | Socal | December | 12 | 7 | 0.0036804
Solar Fixed | Socal | December | 12 | 8 | 0.13221
Solar Fixed | Socal | December | 12 | 9 | 0.38501
Solar Fixed | Socal | December | 12 | 10 | 0.52035
Solar Fixed | Socal | December | 12 | 11 | 0.56648
Solar Fixed | Socal | December | 12 | 12 | 0.59737
Solar Fixed | Socal | December | 12 | 13 | 0.59073
Solar Fixed | Socal | December | 12 | 14 | 0.5407
Solar Fixed | Socal | December | 12 | 15 | 0.4245
Solar Fixed | Socal | December | 12 | 16 | 0.19581
Solar Fixed | Socal | December | 12 | 17 | 0.012402
Solar Fixed | Socal | December | 12 | 18 | 6.3777e-06
Solar Fixed | Socal | December | 12 | 19 | 5.8695e-06
Solar Fixed | Socal | December | 12 | 20 | 6.3401e-06
Solar Fixed | Socal | December | 12 | 21 | 5.9076e-06
Solar Fixed | Socal | December | 12 | 22 | 5.1366e-06
Solar Fixed | Socal | December | 12 | 23 | 3.4762e-06
Solar Fixed | Socal | December | 12 | 24 | 1.9185e-06
Solar Thermal | Socal | January | 1 | 1 | 0
Solar Thermal | Socal | January | 1 | 2 | 0
Solar Thermal | Socal | January | 1 | 3 | 0
Solar Thermal | Socal | January | 1 | 4 | 0
Solar Thermal | Socal | January | 1 | 5 | 0
Solar Thermal | Socal | January | 1 | 6 | 0
Solar Thermal | Socal | January | 1 | 7 | 0
Solar Thermal | Socal | January | 1 | 8 | 0
Solar Thermal | Socal | January | 1 | 9 | 0.059258
Solar Thermal | Socal | January | 1 | 10 | 0.20057
Solar Thermal | Socal | January | 1 | 11 | 0.26961
Solar Thermal | Socal | January | 1 | 12 | 0.30518
Solar Thermal | Socal | January | 1 | 13 | 0.28308
Solar Thermal | Socal | January | 1 | 14 | 0.28653
Solar Thermal | Socal | January | 1 | 15 | 0.27149
Solar Thermal | Socal | January | 1 | 16 | 0.20079
Solar Thermal | Socal | January | 1 | 17 | 0.058047
Solar Thermal | Socal | January | 1 | 18 | 0
Solar Thermal | Socal | January | 1 | 19 | 0
Solar Thermal | Socal | January | 1 | 20 | 0
Solar Thermal | Socal | January | 1 | 21 | 0
Solar Thermal | Socal | January | 1 | 22 | 0
Solar Thermal | Socal | January | 1 | 23 | 0
Solar Thermal | Socal | January | 1 | 24 | 0
Solar Thermal | Socal | February | 2 | 1 | 0
Solar Thermal | Socal | February | 2 | 2 | 0
Solar Thermal | Socal | February | 2 | 3 | 0
Solar Thermal | Socal | February | 2 | 4 | 0
Solar Thermal | Socal | February | 2 | 5 | 0
Solar Thermal | Socal | February | 2 | 6 | 0
Solar Thermal | Socal | February | 2 | 7 | 0
Solar Thermal | Socal | February | 2 | 8 | 0
Solar Thermal | Socal | February | 2 | 9 | 0.103
Solar Thermal | Socal | February | 2 | 10 | 0.26422
Solar Thermal | Socal | February | 2 | 11 | 0.32439
Solar Thermal | Socal | February | 2 | 12 | 0.28685
Solar Thermal | Socal | February | 2 | 13 | 0.26405
Solar Thermal | Socal | February | 2 | 14 | 0.25074
Solar Thermal | Socal | February | 2 | 15 | 0.25668
Solar Thermal | Socal | February | 2 | 16 | 0.24553
Solar Thermal | Socal | February | 2 | 17 | 0.14965
Solar Thermal | Socal | February | 2 | 18 | 0.017478
Solar Thermal | Socal | February | 2 | 19 | 0
Solar Thermal | Socal | February | 2 | 20 | 0
Solar Thermal | Socal | February | 2 | 21 | 0
Solar Thermal | Socal | February | 2 | 22 | 0
Solar Thermal | Socal | February | 2 | 23 | 0
Solar Thermal | Socal | February | 2 | 24 | 0
Solar Thermal | Socal | March | 3 | 1 | 0
Solar Thermal | Socal | March | 3 | 2 | 0
Solar Thermal | Socal | March | 3 | 3 | 0
Solar Thermal | Socal | March | 3 | 4 | 0
Solar Thermal | Socal | March | 3 | 5 | 0
Solar Thermal | Socal | March | 3 | 6 | 0
Solar Thermal | Socal | March | 3 | 7 | 0
Solar Thermal | Socal | March | 3 | 8 | 0.066982
Solar Thermal | Socal | March | 3 | 9 | 0.3413
Solar Thermal | Socal | March | 3 | 10 | 0.45117
Solar Thermal | Socal | March | 3 | 11 | 0.49274
Solar Thermal | Socal | March | 3 | 12 | 0.46222
Solar Thermal | Socal | March | 3 | 13 | 0.44279
Solar Thermal | Socal | March | 3 | 14 | 0.4616
Solar Thermal | Socal | March | 3 | 15 | 0.43262
Solar Thermal | Socal | March | 3 | 16 | 0.38404
Solar Thermal | Socal | March | 3 | 17 | 0.25979
Solar Thermal | Socal | March | 3 | 18 | 0.092628
Solar Thermal | Socal | March | 3 | 19 | 9.0903e-05
Solar Thermal | Socal | March | 3 | 20 | 0
Solar Thermal | Socal | March | 3 | 21 | 0
Solar Thermal | Socal | March | 3 | 22 | 0
Solar Thermal | Socal | March | 3 | 23 | 0
Solar Thermal | Socal | March | 3 | 24 | 0
Solar Thermal | Socal | April | 4 | 1 | 0
Solar Thermal | Socal | April | 4 | 2 | 0
Solar Thermal | Socal | April | 4 | 3 | 0
Solar Thermal | Socal | April | 4 | 4 | 0
Solar Thermal | Socal | April | 4 | 5 | 0
Solar Thermal | Socal | April | 4 | 6 | 0
Solar Thermal | Socal | April | 4 | 7 | 0.078136
Solar Thermal | Socal | April | 4 | 8 | 0.51047
Solar Thermal | Socal | April | 4 | 9 | 0.74012
Solar Thermal | Socal | April | 4 | 10 | 0.78492
Solar Thermal | Socal | April | 4 | 11 | 0.78844
Solar Thermal | Socal | April | 4 | 12 | 0.79655
Solar Thermal | Socal | April | 4 | 13 | 0.76948
Solar Thermal | Socal | April | 4 | 14 | 0.71942
Solar Thermal | Socal | April | 4 | 15 | 0.70543
Solar Thermal | Socal | April | 4 | 16 | 0.68252
Solar Thermal | Socal | April | 4 | 17 | 0.62156
Solar Thermal | Socal | April | 4 | 18 | 0.28733
Solar Thermal | Socal | April | 4 | 19 | 0.034287
Solar Thermal | Socal | April | 4 | 20 | 0
Solar Thermal | Socal | April | 4 | 21 | 0
Solar Thermal | Socal | April | 4 | 22 | 0
Solar Thermal | Socal | April | 4 | 23 | 0
Solar Thermal | Socal | April | 4 | 24 | 0
Solar Thermal | Socal | May | 5 | 1 | 0
Solar Thermal | Socal | May | 5 | 2 | 0
Solar Thermal | Socal | May | 5 | 3 | 0
Solar Thermal | Socal | May | 5 | 4 | 0
Solar Thermal | Socal | May | 5 | 5 | 0
Solar Thermal | Socal | May | 5 | 6 | 0.020194
Solar Thermal | Socal | May | 5 | 7 | 0.27952
Solar Thermal | Socal | May | 5 | 8 | 0.68276
Solar Thermal | Socal | May | 5 | 9 | 0.82696
Solar Thermal | Socal | May | 5 | 10 | 0.8447
Solar Thermal | Socal | May | 5 | 11 | 0.84006
Solar Thermal | Socal | May | 5 | 12 | 0.84358
Solar Thermal | Socal | May | 5 | 13 | 0.82693
Solar Thermal | Socal | May | 5 | 14 | 0.79482
Solar Thermal | Socal | May | 5 | 15 | 0.77684
Solar Thermal | Socal | May | 5 | 16 | 0.72859
Solar Thermal | Socal | May | 5 | 17 | 0.65164
Solar Thermal | Socal | May | 5 | 18 | 0.41639
Solar Thermal | Socal | May | 5 | 19 | 0.090471
Solar Thermal | Socal | May | 5 | 20 | 0
Solar Thermal | Socal | May | 5 | 21 | 0
Solar Thermal | Socal | May | 5 | 22 | 0
Solar Thermal | Socal | May | 5 | 23 | 0
Solar Thermal | Socal | May | 5 | 24 | 0
Solar Thermal | Socal | June | 6 | 1 | 0
Solar Thermal | Socal | June | 6 | 2 | 0
Solar Thermal | Socal | June | 6 | 3 | 0
Solar Thermal | Socal | June | 6 | 4 | 0
Solar Thermal | Socal | June | 6 | 5 | 0
Solar Thermal | Socal | June | 6 | 6 | 0.043545
Solar Thermal | Socal | June | 6 | 7 | 0.34146
Solar Thermal | Socal | June | 6 | 8 | 0.7199
Solar Thermal | Socal | June | 6 | 9 | 0.82668
Solar Thermal | Socal | June | 6 | 10 | 0.84428
Solar Thermal | Socal | June | 6 | 11 | 0.84359
Solar Thermal | Socal | June | 6 | 12 | 0.83877
Solar Thermal | Socal | June | 6 | 13 | 0.80836
Solar Thermal | Socal | June | 6 | 14 | 0.76474
Solar Thermal | Socal | June | 6 | 15 | 0.74642
Solar Thermal | Socal | June | 6 | 16 | 0.71818
Solar Thermal | Socal | June | 6 | 17 | 0.63679
Solar Thermal | Socal | June | 6 | 18 | 0.43656
Solar Thermal | Socal | June | 6 | 19 | 0.14401
Solar Thermal | Socal | June | 6 | 20 | 0.0044991
Solar Thermal | Socal | June | 6 | 21 | 0
Solar Thermal | Socal | June | 6 | 22 | 0
Solar Thermal | Socal | June | 6 | 23 | 0
Solar Thermal | Socal | June | 6 | 24 | 0
Solar Thermal | Socal | July | 7 | 1 | 0
Solar Thermal | Socal | July | 7 | 2 | 0
Solar Thermal | Socal | July | 7 | 3 | 0
Solar Thermal | Socal | July | 7 | 4 | 0
Solar Thermal | Socal | July | 7 | 5 | 0
Solar Thermal | Socal | July | 7 | 6 | 0
Solar Thermal | Socal | July | 7 | 7 | 0.097805
Solar Thermal | Socal | July | 7 | 8 | 0.42978
Solar Thermal | Socal | July | 7 | 9 | 0.64415
Solar Thermal | Socal | July | 7 | 10 | 0.72465
Solar Thermal | Socal | July | 7 | 11 | 0.75892
Solar Thermal | Socal | July | 7 | 12 | 0.71964
Solar Thermal | Socal | July | 7 | 13 | 0.67759
Solar Thermal | Socal | July | 7 | 14 | 0.63243
Solar Thermal | Socal | July | 7 | 15 | 0.5907
Solar Thermal | Socal | July | 7 | 16 | 0.59723
Solar Thermal | Socal | July | 7 | 17 | 0.5355
Solar Thermal | Socal | July | 7 | 18 | 0.38711
Solar Thermal | Socal | July | 7 | 19 | 0.11491
Solar Thermal | Socal | July | 7 | 20 | 0.0005463
Solar Thermal | Socal | July | 7 | 21 | 0
Solar Thermal | Socal | July | 7 | 22 | 0
Solar Thermal | Socal | July | 7 | 23 | 0
Solar Thermal | Socal | July | 7 | 24 | 0
Solar Thermal | Socal | August | 8 | 1 | 0
Solar Thermal | Socal | August | 8 | 2 | 0
Solar Thermal | Socal | August | 8 | 3 | 0
Solar Thermal | Socal | August | 8 | 4 | 0
Solar Thermal | Socal | August | 8 | 5 | 0
Solar Thermal | Socal | August | 8 | 6 | 0
Solar Thermal | Socal | August | 8 | 7 | 0.062273
Solar Thermal | Socal | August | 8 | 8 | 0.40656
Solar Thermal | Socal | August | 8 | 9 | 0.66229
Solar Thermal | Socal | August | 8 | 10 | 0.7307
Solar Thermal | Socal | August | 8 | 11 | 0.76844
Solar Thermal | Socal | August | 8 | 12 | 0.76096
Solar Thermal | Socal | August | 8 | 13 | 0.71566
Solar Thermal | Socal | August | 8 | 14 | 0.6901
Solar Thermal | Socal | August | 8 | 15 | 0.66231
Solar Thermal | Socal | August | 8 | 16 | 0.60429
Solar Thermal | Socal | August | 8 | 17 | 0.50232
Solar Thermal | Socal | August | 8 | 18 | 0.28569
Solar Thermal | Socal | August | 8 | 19 | 0.043463
Solar Thermal | Socal | August | 8 | 20 | 0
Solar Thermal | Socal | August | 8 | 21 | 0
Solar Thermal | Socal | August | 8 | 22 | 0
Solar Thermal | Socal | August | 8 | 23 | 0
Solar Thermal | Socal | August | 8 | 24 | 0
Solar Thermal | Socal | September | 9 | 1 | 0
Solar Thermal | Socal | September | 9 | 2 | 0
Solar Thermal | Socal | September | 9 | 3 | 0
Solar Thermal | Socal | September | 9 | 4 | 0
Solar Thermal | Socal | September | 9 | 5 | 0
Solar Thermal | Socal | September | 9 | 6 | 0
Solar Thermal | Socal | September | 9 | 7 | 0.02213
Solar Thermal | Socal | September | 9 | 8 | 0.3484
Solar Thermal | Socal | September | 9 | 9 | 0.63638
Solar Thermal | Socal | September | 9 | 10 | 0.72438
Solar Thermal | Socal | September | 9 | 11 | 0.71822
Solar Thermal | Socal | September | 9 | 12 | 0.70527
Solar Thermal | Socal | September | 9 | 13 | 0.69193
Solar Thermal | Socal | September | 9 | 14 | 0.70603
Solar Thermal | Socal | September | 9 | 15 | 0.66448
Solar Thermal | Socal | September | 9 | 16 | 0.6215
Solar Thermal | Socal | September | 9 | 17 | 0.45185
Solar Thermal | Socal | September | 9 | 18 | 0.10053
Solar Thermal | Socal | September | 9 | 19 | 0.001588
Solar Thermal | Socal | September | 9 | 20 | 0
Solar Thermal | Socal | September | 9 | 21 | 0
Solar Thermal | Socal | September | 9 | 22 | 0
Solar Thermal | Socal | September | 9 | 23 | 0
Solar Thermal | Socal | September | 9 | 24 | 0
Solar Thermal | Socal | October | 10 | 1 | 0
Solar Thermal | Socal | October | 10 | 2 | 0
Solar Thermal | Socal | October | 10 | 3 | 0
Solar Thermal | Socal | October | 10 | 4 | 0
Solar Thermal | Socal | October | 10 | 5 | 0
Solar Thermal | Socal | October | 10 | 6 | 0
Solar Thermal | Socal | October | 10 | 7 | 0.0031647
Solar Thermal | Socal | October | 10 | 8 | 0.20509
Solar Thermal | Socal | October | 10 | 9 | 0.60565
Solar Thermal | Socal | October | 10 | 10 | 0.73272
Solar Thermal | Socal | October | 10 | 11 | 0.7228
Solar Thermal | Socal | October | 10 | 12 | 0.72083
Solar Thermal | Socal | October | 10 | 13 | 0.73681
Solar Thermal | Socal | October | 10 | 14 | 0.73809
Solar Thermal | Socal | October | 10 | 15 | 0.73345
Solar Thermal | Socal | October | 10 | 16 | 0.61005
Solar Thermal | Socal | October | 10 | 17 | 0.24834
Solar Thermal | Socal | October | 10 | 18 | 0.021257
Solar Thermal | Socal | October | 10 | 19 | 0
Solar Thermal | Socal | October | 10 | 20 | 0
Solar Thermal | Socal | October | 10 | 21 | 0
Solar Thermal | Socal | October | 10 | 22 | 0
Solar Thermal | Socal | October | 10 | 23 | 0
Solar Thermal | Socal | October | 10 | 24 | 0
Solar Thermal | Socal | November | 11 | 1 | 0
Solar Thermal | Socal | November | 11 | 2 | 0
Solar Thermal | Socal | November | 11 | 3 | 0
Solar Thermal | Socal | November | 11 | 4 | 0
Solar Thermal | Socal | November | 11 | 5 | 0
Solar Thermal | Socal | November | 11 | 6 | 0
Solar Thermal | Socal | November | 11 | 7 | 0
Solar Thermal | Socal | November | 11 | 8 | 0.048053
Solar Thermal | Socal | November | 11 | 9 | 0.34274
Solar Thermal | Socal | November | 11 | 10 | 0.5453
Solar Thermal | Socal | November | 11 | 11 | 0.57884
Solar Thermal | Socal | November | 11 | 12 | 0.57467
Solar Thermal | Socal | November | 11 | 13 | 0.56639
Solar Thermal | Socal | November | 11 | 14 | 0.55982
Solar Thermal | Socal | November | 11 | 15 | 0.54992
Solar Thermal | Socal | November | 11 | 16 | 0.3868
Solar Thermal | Socal | November | 11 | 17 | 0.088197
Solar Thermal | Socal | November | 11 | 18 | 0
Solar Thermal | Socal | November | 11 | 19 | 0
Solar Thermal | Socal | November | 11 | 20 | 0
Solar Thermal | Socal | November | 11 | 21 | 0
Solar Thermal | Socal | November | 11 | 22 | 0
Solar Thermal | Socal | November | 11 | 23 | 0
Solar Thermal | Socal | November | 11 | 24 | 0
Solar Thermal | Socal | December | 12 | 1 | 0
Solar Thermal | Socal | December | 12 | 2 | 0
Solar Thermal | Socal | December | 12 | 3 | 0
Solar Thermal | Socal | December | 12 | 4 | 0
Solar Thermal | Socal | December | 12 | 5 | 0
Solar Thermal | Socal | December | 12 | 6 | 0
Solar Thermal | Socal | December | 12 | 7 | 0
Solar Thermal | Socal | December | 12 | 8 | 0
Solar Thermal | Socal | December | 12 | 9 | 0.041188
Solar Thermal | Socal | December | 12 | 10 | 0.171
Solar Thermal | Socal | December | 12 | 11 | 0.24873
Solar Thermal | Socal | December | 12 | 12 | 0.26111
Solar Thermal | Socal | December | 12 | 13 | 0.2864
Solar Thermal | Socal | December | 12 | 14 | 0.29489
Solar Thermal | Socal | December | 12 | 15 | 0.25917
Solar Thermal | Socal | December | 12 | 16 | 0.19011
Solar Thermal | Socal | December | 12 | 17 | 0.040728
Solar Thermal | Socal | December | 12 | 18 | 0
Solar Thermal | Socal | December | 12 | 19 | 0
Solar Thermal | Socal | December | 12 | 20 | 0
Solar Thermal | Socal | December | 12 | 21 | 0
Solar Thermal | Socal | December | 12 | 22 | 0
Solar Thermal | Socal | December | 12 | 23 | 0
Solar Thermal | Socal | December | 12 | 24 | 0
Solar Tracking | Socal | January | 1 | 1 | 0
Solar Tracking | Socal | January | 1 | 2 | 0
Solar Tracking | Socal | January | 1 | 3 | 0
Solar Tracking | Socal | January | 1 | 4 | 0
Solar Tracking | Socal | January | 1 | 5 | 0
Solar Tracking | Socal | January | 1 | 6 | 0
Solar Tracking | Socal | January | 1 | 7 | 0.00049637
Solar Tracking | Socal | January | 1 | 8 | 0.11154
Solar Tracking | Socal | January | 1 | 9 | 0.40863
Solar Tracking | Socal | January | 1 | 10 | 0.52772
Solar Tracking | Socal | January | 1 | 11 | 0.54846
Solar Tracking | Socal | January | 1 | 12 | 0.56018
Solar Tracking | Socal | January | 1 | 13 | 0.55326
Solar Tracking | Socal | January | 1 | 14 | 0.51963
Solar Tracking | Socal | January | 1 | 15 | 0.48089
Solar Tracking | Socal | January | 1 | 16 | 0.30309
Solar Tracking | Socal | January | 1 | 17 | 0.059664
Solar Tracking | Socal | January | 1 | 18 | 1.47e-05
Solar Tracking | Socal | January | 1 | 19 | 0
Solar Tracking | Socal | January | 1 | 20 | 0
Solar Tracking | Socal | January | 1 | 21 | 0
Solar Tracking | Socal | January | 1 | 22 | 0
Solar Tracking | Socal | January | 1 | 23 | 0
Solar Tracking | Socal | January | 1 | 24 | 0
Solar Tracking | Socal | February | 2 | 1 | 0
Solar Tracking | Socal | February | 2 | 2 | 0
Solar Tracking | Socal | February | 2 | 3 | 0
Solar Tracking | Socal | February | 2 | 4 | 0
Solar Tracking | Socal | February | 2 | 5 | 0
Solar Tracking | Socal | February | 2 | 6 | 0
Solar Tracking | Socal | February | 2 | 7 | 0.0068849
Solar Tracking | Socal | February | 2 | 8 | 0.25545
Solar Tracking | Socal | February | 2 | 9 | 0.62501
Solar Tracking | Socal | February | 2 | 10 | 0.66781
Solar Tracking | Socal | February | 2 | 11 | 0.66223
Solar Tracking | Socal | February | 2 | 12 | 0.6398
Solar Tracking | Socal | February | 2 | 13 | 0.61882
Solar Tracking | Socal | February | 2 | 14 | 0.60449
Solar Tracking | Socal | February | 2 | 15 | 0.59374
Solar Tracking | Socal | February | 2 | 16 | 0.53392
Solar Tracking | Socal | February | 2 | 17 | 0.23296
Solar Tracking | Socal | February | 2 | 18 | 0.0085851
Solar Tracking | Socal | February | 2 | 19 | 0
Solar Tracking | Socal | February | 2 | 20 | 0
Solar Tracking | Socal | February | 2 | 21 | 0
Solar Tracking | Socal | February | 2 | 22 | 0
Solar Tracking | Socal | February | 2 | 23 | 0
Solar Tracking | Socal | February | 2 | 24 | 0
Solar Tracking | Socal | March | 3 | 1 | 0
Solar Tracking | Socal | March | 3 | 2 | 0
Solar Tracking | Socal | March | 3 | 3 | 0
Solar Tracking | Socal | March | 3 | 4 | 0
Solar Tracking | Socal | March | 3 | 5 | 0
Solar Tracking | Socal | March | 3 | 6 | 9.7178e-06
Solar Tracking | Socal | March | 3 | 7 | 0.077249
Solar Tracking | Socal | March | 3 | 8 | 0.45899
Solar Tracking | Socal | March | 3 | 9 | 0.63228
Solar Tracking | Socal | March | 3 | 10 | 0.6554
Solar Tracking | Socal | March | 3 | 11 | 0.6435
Solar Tracking | Socal | March | 3 | 12 | 0.62731
Solar Tracking | Socal | March | 3 | 13 | 0.62363
Solar Tracking | Socal | March | 3 | 14 | 0.56617
Solar Tracking | Socal | March | 3 | 15 | 0.51493
Solar Tracking | Socal | March | 3 | 16 | 0.4646
Solar Tracking | Socal | March | 3 | 17 | 0.33009
Solar Tracking | Socal | March | 3 | 18 | 0.049829
Solar Tracking | Socal | March | 3 | 19 | 9.4182e-07
Solar Tracking | Socal | March | 3 | 20 | 0
Solar Tracking | Socal | March | 3 | 21 | 0
Solar Tracking | Socal | March | 3 | 22 | 0
Solar Tracking | Socal | March | 3 | 23 | 0
Solar Tracking | Socal | March | 3 | 24 | 0
Solar Tracking | Socal | April | 4 | 1 | 0
Solar Tracking | Socal | April | 4 | 2 | 0
Solar Tracking | Socal | April | 4 | 3 | 0
Solar Tracking | Socal | April | 4 | 4 | 0
Solar Tracking | Socal | April | 4 | 5 | 0
Solar Tracking | Socal | April | 4 | 6 | 0.044232
Solar Tracking | Socal | April | 4 | 7 | 0.4267
Solar Tracking | Socal | April | 4 | 8 | 0.75534
Solar Tracking | Socal | April | 4 | 9 | 0.79609
Solar Tracking | Socal | April | 4 | 10 | 0.81543
Solar Tracking | Socal | April | 4 | 11 | 0.80943
Solar Tracking | Socal | April | 4 | 12 | 0.81481
Solar Tracking | Socal | April | 4 | 13 | 0.80594
Solar Tracking | Socal | April | 4 | 14 | 0.80419
Solar Tracking | Socal | April | 4 | 15 | 0.77901
Solar Tracking | Socal | April | 4 | 16 | 0.73792
Solar Tracking | Socal | April | 4 | 17 | 0.60858
Solar Tracking | Socal | April | 4 | 18 | 0.20205
Solar Tracking | Socal | April | 4 | 19 | 0.0047606
Solar Tracking | Socal | April | 4 | 20 | 0
Solar Tracking | Socal | April | 4 | 21 | 0
Solar Tracking | Socal | April | 4 | 22 | 0
Solar Tracking | Socal | April | 4 | 23 | 0
Solar Tracking | Socal | April | 4 | 24 | 0
Solar Tracking | Socal | May | 5 | 1 | 0
Solar Tracking | Socal | May | 5 | 2 | 0
Solar Tracking | Socal | May | 5 | 3 | 0
Solar Tracking | Socal | May | 5 | 4 | 0
Solar Tracking | Socal | May | 5 | 5 | 0.0013388
Solar Tracking | Socal | May | 5 | 6 | 0.16463
Solar Tracking | Socal | May | 5 | 7 | 0.57256
Solar Tracking | Socal | May | 5 | 8 | 0.78175
Solar Tracking | Socal | May | 5 | 9 | 0.8349
Solar Tracking | Socal | May | 5 | 10 | 0.85353
Solar Tracking | Socal | May | 5 | 11 | 0.85541
Solar Tracking | Socal | May | 5 | 12 | 0.8623
Solar Tracking | Socal | May | 5 | 13 | 0.86102
Solar Tracking | Socal | May | 5 | 14 | 0.84949
Solar Tracking | Socal | May | 5 | 15 | 0.82828
Solar Tracking | Socal | May | 5 | 16 | 0.79491
Solar Tracking | Socal | May | 5 | 17 | 0.69442
Solar Tracking | Socal | May | 5 | 18 | 0.34164
Solar Tracking | Socal | May | 5 | 19 | 0.032171
Solar Tracking | Socal | May | 5 | 20 | 7.8768e-07
Solar Tracking | Socal | May | 5 | 21 | 0
Solar Tracking | Socal | May | 5 | 22 | 0
Solar Tracking | Socal | May | 5 | 23 | 0
Solar Tracking | Socal | May | 5 | 24 | 0
Solar Tracking | Socal | June | 6 | 1 | 0
Solar Tracking | Socal | June | 6 | 2 | 0
Solar Tracking | Socal | June | 6 | 3 | 0
Solar Tracking | Socal | June | 6 | 4 | 0
Solar Tracking | Socal | June | 6 | 5 | 0.0029966
Solar Tracking | Socal | June | 6 | 6 | 0.19511
Solar Tracking | Socal | June | 6 | 7 | 0.57303
Solar Tracking | Socal | June | 6 | 8 | 0.75134
Solar Tracking | Socal | June | 6 | 9 | 0.81018
Solar Tracking | Socal | June | 6 | 10 | 0.84258
Solar Tracking | Socal | June | 6 | 11 | 0.8493
Solar Tracking | Socal | June | 6 | 12 | 0.85389
Solar Tracking | Socal | June | 6 | 13 | 0.85252
Solar Tracking | Socal | June | 6 | 14 | 0.84287
Solar Tracking | Socal | June | 6 | 15 | 0.8221
Solar Tracking | Socal | June | 6 | 16 | 0.79348
Solar Tracking | Socal | June | 6 | 17 | 0.70376
Solar Tracking | Socal | June | 6 | 18 | 0.42524
Solar Tracking | Socal | June | 6 | 19 | 0.072794
Solar Tracking | Socal | June | 6 | 20 | 4.8264e-05
Solar Tracking | Socal | June | 6 | 21 | 0
Solar Tracking | Socal | June | 6 | 22 | 0
Solar Tracking | Socal | June | 6 | 23 | 0
Solar Tracking | Socal | June | 6 | 24 | 0
Solar Tracking | Socal | July | 7 | 1 | 0
Solar Tracking | Socal | July | 7 | 2 | 0
Solar Tracking | Socal | July | 7 | 3 | 0
Solar Tracking | Socal | July | 7 | 4 | 0
Solar Tracking | Socal | July | 7 | 5 | 0.00025939
Solar Tracking | Socal | July | 7 | 6 | 0.091455
Solar Tracking | Socal | July | 7 | 7 | 0.44601
Solar Tracking | Socal | July | 7 | 8 | 0.69888
Solar Tracking | Socal | July | 7 | 9 | 0.79259
Solar Tracking | Socal | July | 7 | 10 | 0.8324
Solar Tracking | Socal | July | 7 | 11 | 0.84051
Solar Tracking | Socal | July | 7 | 12 | 0.8381
Solar Tracking | Socal | July | 7 | 13 | 0.83084
Solar Tracking | Socal | July | 7 | 14 | 0.82088
Solar Tracking | Socal | July | 7 | 15 | 0.79834
Solar Tracking | Socal | July | 7 | 16 | 0.76433
Solar Tracking | Socal | July | 7 | 17 | 0.67295
Solar Tracking | Socal | July | 7 | 18 | 0.38927
Solar Tracking | Socal | July | 7 | 19 | 0.061998
Solar Tracking | Socal | July | 7 | 20 | 2.8819e-05
Solar Tracking | Socal | July | 7 | 21 | 0
Solar Tracking | Socal | July | 7 | 22 | 0
Solar Tracking | Socal | July | 7 | 23 | 0
Solar Tracking | Socal | July | 7 | 24 | 0
Solar Tracking | Socal | August | 8 | 1 | 0
Solar Tracking | Socal | August | 8 | 2 | 0
Solar Tracking | Socal | August | 8 | 3 | 0
Solar Tracking | Socal | August | 8 | 4 | 0
Solar Tracking | Socal | August | 8 | 5 | 0
Solar Tracking | Socal | August | 8 | 6 | 0.030804
Solar Tracking | Socal | August | 8 | 7 | 0.33397
Solar Tracking | Socal | August | 8 | 8 | 0.62809
Solar Tracking | Socal | August | 8 | 9 | 0.74722
Solar Tracking | Socal | August | 8 | 10 | 0.80114
Solar Tracking | Socal | August | 8 | 11 | 0.81833
Solar Tracking | Socal | August | 8 | 12 | 0.81639
Solar Tracking | Socal | August | 8 | 13 | 0.80036
Solar Tracking | Socal | August | 8 | 14 | 0.77872
Solar Tracking | Socal | August | 8 | 15 | 0.74725
Solar Tracking | Socal | August | 8 | 16 | 0.68892
Solar Tracking | Socal | August | 8 | 17 | 0.54795
Solar Tracking | Socal | August | 8 | 18 | 0.20297
Solar Tracking | Socal | August | 8 | 19 | 0.0062154
Solar Tracking | Socal | August | 8 | 20 | 0
Solar Tracking | Socal | August | 8 | 21 | 0
Solar Tracking | Socal | August | 8 | 22 | 0
Solar Tracking | Socal | August | 8 | 23 | 0
Solar Tracking | Socal | August | 8 | 24 | 0
Solar Tracking | Socal | September | 9 | 1 | 0
Solar Tracking | Socal | September | 9 | 2 | 0
Solar Tracking | Socal | September | 9 | 3 | 0
Solar Tracking | Socal | September | 9 | 4 | 0
Solar Tracking | Socal | September | 9 | 5 | 0
Solar Tracking | Socal | September | 9 | 6 | 0.0068347
Solar Tracking | Socal | September | 9 | 7 | 0.24686
Solar Tracking | Socal | September | 9 | 8 | 0.64515
Solar Tracking | Socal | September | 9 | 9 | 0.75128
Solar Tracking | Socal | September | 9 | 10 | 0.79031
Solar Tracking | Socal | September | 9 | 11 | 0.79664
Solar Tracking | Socal | September | 9 | 12 | 0.79642
Solar Tracking | Socal | September | 9 | 13 | 0.79205
Solar Tracking | Socal | September | 9 | 14 | 0.78276
Solar Tracking | Socal | September | 9 | 15 | 0.77136
Solar Tracking | Socal | September | 9 | 16 | 0.69654
Solar Tracking | Socal | September | 9 | 17 | 0.38955
Solar Tracking | Socal | September | 9 | 18 | 0.046734
Solar Tracking | Socal | September | 9 | 19 | 4.4344e-06
Solar Tracking | Socal | September | 9 | 20 | 0
Solar Tracking | Socal | September | 9 | 21 | 0
Solar Tracking | Socal | September | 9 | 22 | 0
Solar Tracking | Socal | September | 9 | 23 | 0
Solar Tracking | Socal | September | 9 | 24 | 0
Solar Tracking | Socal | October | 10 | 1 | 0
Solar Tracking | Socal | October | 10 | 2 | 0
Solar Tracking | Socal | October | 10 | 3 | 0
Solar Tracking | Socal | October | 10 | 4 | 0
Solar Tracking | Socal | October | 10 | 5 | 0
Solar Tracking | Socal | October | 10 | 6 | 0.00046485
Solar Tracking | Socal | October | 10 | 7 | 0.14091
Solar Tracking | Socal | October | 10 | 8 | 0.56107
Solar Tracking | Socal | October | 10 | 9 | 0.71268
Solar Tracking | Socal | October | 10 | 10 | 0.73431
Solar Tracking | Socal | October | 10 | 11 | 0.7279
Solar Tracking | Socal | October | 10 | 12 | 0.72996
Solar Tracking | Socal | October | 10 | 13 | 0.73375
Solar Tracking | Socal | October | 10 | 14 | 0.73705
Solar Tracking | Socal | October | 10 | 15 | 0.7211
Solar Tracking | Socal | October | 10 | 16 | 0.56418
Solar Tracking | Socal | October | 10 | 17 | 0.15914
Solar Tracking | Socal | October | 10 | 18 | 0.0017596
Solar Tracking | Socal | October | 10 | 19 | 0
Solar Tracking | Socal | October | 10 | 20 | 0
Solar Tracking | Socal | October | 10 | 21 | 0
Solar Tracking | Socal | October | 10 | 22 | 0
Solar Tracking | Socal | October | 10 | 23 | 0
Solar Tracking | Socal | October | 10 | 24 | 0
Solar Tracking | Socal | November | 11 | 1 | 0
Solar Tracking | Socal | November | 11 | 2 | 0
Solar Tracking | Socal | November | 11 | 3 | 0
Solar Tracking | Socal | November | 11 | 4 | 0
Solar Tracking | Socal | November | 11 | 5 | 0
Solar Tracking | Socal | November | 11 | 6 | 0
Solar Tracking | Socal | November | 11 | 7 | 0.026044
Solar Tracking | Socal | November | 11 | 8 | 0.32901
Solar Tracking | Socal | November | 11 | 9 | 0.61439
Solar Tracking | Socal | November | 11 | 10 | 0.66456
Solar Tracking | Socal | November | 11 | 11 | 0.64668
Solar Tracking | Socal | November | 11 | 12 | 0.62915
Solar Tracking | Socal | November | 11 | 13 | 0.63689
Solar Tracking | Socal | November | 11 | 14 | 0.63841
Solar Tracking | Socal | November | 11 | 15 | 0.60788
Solar Tracking | Socal | November | 11 | 16 | 0.35066
Solar Tracking | Socal | November | 11 | 17 | 0.034896
Solar Tracking | Socal | November | 11 | 18 | 1.1607e-07
Solar Tracking | Socal | November | 11 | 19 | 0
Solar Tracking | Socal | November | 11 | 20 | 0
Solar Tracking | Socal | November | 11 | 21 | 0
Solar Tracking | Socal | November | 11 | 22 | 0
Solar Tracking | Socal | November | 11 | 23 | 0
Solar Tracking | Socal | November | 11 | 24 | 0
Solar Tracking | Socal | December | 12 | 1 | 0
Solar Tracking | Socal | December | 12 | 2 | 0
Solar Tracking | Socal | December | 12 | 3 | 0
Solar Tracking | Socal | December | 12 | 4 | 0
Solar Tracking | Socal | December | 12 | 5 | 0
Solar Tracking | Socal | December | 12 | 6 | 0
Solar Tracking | Socal | December | 12 | 7 | 0.0012009
Solar Tracking | Socal | December | 12 | 8 | 0.122
Solar Tracking | Socal | December | 12 | 9 | 0.38786
Solar Tracking | Socal | December | 12 | 10 | 0.46641
Solar Tracking | Socal | December | 12 | 11 | 0.49137
Solar Tracking | Socal | December | 12 | 12 | 0.4817
Solar Tracking | Socal | December | 12 | 13 | 0.49738
Solar Tracking | Socal | December | 12 | 14 | 0.47014
Solar Tracking | Socal | December | 12 | 15 | 0.42921
Solar Tracking | Socal | December | 12 | 16 | 0.24389
Solar Tracking | Socal | December | 12 | 17 | 0.020938
Solar Tracking | Socal | December | 12 | 18 | 0
Solar Tracking | Socal | December | 12 | 19 | 0
Solar Tracking | Socal | December | 12 | 20 | 0
Solar Tracking | Socal | December | 12 | 21 | 0
Solar Tracking | Socal | December | 12 | 22 | 0
Solar Tracking | Socal | December | 12 | 23 | 0
Solar Tracking | Socal | December | 12 | 24 | 0
Wind | Socal | January | 1 | 1 | 0.092839
Wind | Socal | January | 1 | 2 | 0.096473
Wind | Socal | January | 1 | 3 | 0.11023
Wind | Socal | January | 1 | 4 | 0.10374
Wind | Socal | January | 1 | 5 | 0.10274
Wind | Socal | January | 1 | 6 | 0.095663
Wind | Socal | January | 1 | 7 | 0.078235
Wind | Socal | January | 1 | 8 | 0.067594
Wind | Socal | January | 1 | 9 | 0.07123
Wind | Socal | January | 1 | 10 | 0.071314
Wind | Socal | January | 1 | 11 | 0.070628
Wind | Socal | January | 1 | 12 | 0.073934
Wind | Socal | January | 1 | 13 | 0.081792
Wind | Socal | January | 1 | 14 | 0.093719
Wind | Socal | January | 1 | 15 | 0.093324
Wind | Socal | January | 1 | 16 | 0.10208
Wind | Socal | January | 1 | 17 | 0.089644
Wind | Socal | January | 1 | 18 | 0.089576
Wind | Socal | January | 1 | 19 | 0.08401
Wind | Socal | January | 1 | 20 | 0.085235
Wind | Socal | January | 1 | 21 | 0.081911
Wind | Socal | January | 1 | 22 | 0.080294
Wind | Socal | January | 1 | 23 | 0.083478
Wind | Socal | January | 1 | 24 | 0.079676
Wind | Socal | February | 2 | 1 | 0.1237
Wind | Socal | February | 2 | 2 | 0.13689
Wind | Socal | February | 2 | 3 | 0.14172
Wind | Socal | February | 2 | 4 | 0.13388
Wind | Socal | February | 2 | 5 | 0.11827
Wind | Socal | February | 2 | 6 | 0.1116
Wind | Socal | February | 2 | 7 | 0.11658
Wind | Socal | February | 2 | 8 | 0.11788
Wind | Socal | February | 2 | 9 | 0.11385
Wind | Socal | February | 2 | 10 | 0.12733
Wind | Socal | February | 2 | 11 | 0.13214
Wind | Socal | February | 2 | 12 | 0.13482
Wind | Socal | February | 2 | 13 | 0.15695
Wind | Socal | February | 2 | 14 | 0.14625
Wind | Socal | February | 2 | 15 | 0.16801
Wind | Socal | February | 2 | 16 | 0.14853
Wind | Socal | February | 2 | 17 | 0.17773
Wind | Socal | February | 2 | 18 | 0.17576
Wind | Socal | February | 2 | 19 | 0.20279
Wind | Socal | February | 2 | 20 | 0.19492
Wind | Socal | February | 2 | 21 | 0.19709
Wind | Socal | February | 2 | 22 | 0.17835
Wind | Socal | February | 2 | 23 | 0.1606
Wind | Socal | February | 2 | 24 | 0.13549
Wind | Socal | March | 3 | 1 | 0.20218
Wind | Socal | March | 3 | 2 | 0.21069
Wind | Socal | March | 3 | 3 | 0.19653
Wind | Socal | March | 3 | 4 | 0.18499
Wind | Socal | March | 3 | 5 | 0.1702
Wind | Socal | March | 3 | 6 | 0.146
Wind | Socal | March | 3 | 7 | 0.14016
Wind | Socal | March | 3 | 8 | 0.13385
Wind | Socal | March | 3 | 9 | 0.14587
Wind | Socal | March | 3 | 10 | 0.12842
Wind | Socal | March | 3 | 11 | 0.13087
Wind | Socal | March | 3 | 12 | 0.14638
Wind | Socal | March | 3 | 13 | 0.16326
Wind | Socal | March | 3 | 14 | 0.19066
Wind | Socal | March | 3 | 15 | 0.20034
Wind | Socal | March | 3 | 16 | 0.22353
Wind | Socal | March | 3 | 17 | 0.22916
Wind | Socal | March | 3 | 18 | 0.23392
Wind | Socal | March | 3 | 19 | 0.22715
Wind | Socal | March | 3 | 20 | 0.22439
Wind | Socal | March | 3 | 21 | 0.22038
Wind | Socal | March | 3 | 22 | 0.2228
Wind | Socal | March | 3 | 23 | 0.23688
Wind | Socal | March | 3 | 24 | 0.21324
Wind | Socal | April | 4 | 1 | 0.36178
Wind | Socal | April | 4 | 2 | 0.32392
Wind | Socal | April | 4 | 3 | 0.28225
Wind | Socal | April | 4 | 4 | 0.24043
Wind | Socal | April | 4 | 5 | 0.20686
Wind | Socal | April | 4 | 6 | 0.17838
Wind | Socal | April | 4 | 7 | 0.12445
Wind | Socal | April | 4 | 8 | 0.09372
Wind | Socal | April | 4 | 9 | 0.087698
Wind | Socal | April | 4 | 10 | 0.082285
Wind | Socal | April | 4 | 11 | 0.076327
Wind | Socal | April | 4 | 12 | 0.082328
Wind | Socal | April | 4 | 13 | 0.090154
Wind | Socal | April | 4 | 14 | 0.1366
Wind | Socal | April | 4 | 15 | 0.20454
Wind | Socal | April | 4 | 16 | 0.27086
Wind | Socal | April | 4 | 17 | 0.3258
Wind | Socal | April | 4 | 18 | 0.35589
Wind | Socal | April | 4 | 19 | 0.36586
Wind | Socal | April | 4 | 20 | 0.37626
Wind | Socal | April | 4 | 21 | 0.39743
Wind | Socal | April | 4 | 22 | 0.37562
Wind | Socal | April | 4 | 23 | 0.36262
Wind | Socal | April | 4 | 24 | 0.36649
Wind | Socal | May | 5 | 1 | 0.40473
Wind | Socal | May | 5 | 2 | 0.38096
Wind | Socal | May | 5 | 3 | 0.37268
Wind | Socal | May | 5 | 4 | 0.33615
Wind | Socal | May | 5 | 5 | 0.27697
Wind | Socal | May | 5 | 6 | 0.22844
Wind | Socal | May | 5 | 7 | 0.1707
Wind | Socal | May | 5 | 8 | 0.13154
Wind | Socal | May | 5 | 9 | 0.091717
Wind | Socal | May | 5 | 10 | 0.073909
Wind | Socal | May | 5 | 11 | 0.064977
Wind | Socal | May | 5 | 12 | 0.06104
Wind | Socal | May | 5 | 13 | 0.084908
Wind | Socal | May | 5 | 14 | 0.14013
Wind | Socal | May | 5 | 15 | 0.22849
Wind | Socal | May | 5 | 16 | 0.32995
Wind | Socal | May | 5 | 17 | 0.38304
Wind | Socal | May | 5 | 18 | 0.42256
Wind | Socal | May | 5 | 19 | 0.41255
Wind | Socal | May | 5 | 20 | 0.41247
Wind | Socal | May | 5 | 21 | 0.42092
Wind | Socal | May | 5 | 22 | 0.42758
Wind | Socal | May | 5 | 23 | 0.43837
Wind | Socal | May | 5 | 24 | 0.41104
Wind | Socal | June | 6 | 1 | 0.4033
Wind | Socal | June | 6 | 2 | 0.37868
Wind | Socal | June | 6 | 3 | 0.34809
Wind | Socal | June | 6 | 4 | 0.2946
Wind | Socal | June | 6 | 5 | 0.25623
Wind | Socal | June | 6 | 6 | 0.20102
Wind | Socal | June | 6 | 7 | 0.14214
Wind | Socal | June | 6 | 8 | 0.095043
Wind | Socal | June | 6 | 9 | 0.074964
Wind | Socal | June | 6 | 10 | 0.050407
Wind | Socal | June | 6 | 11 | 0.059421
Wind | Socal | June | 6 | 12 | 0.062001
Wind | Socal | June | 6 | 13 | 0.076477
Wind | Socal | June | 6 | 14 | 0.11829
Wind | Socal | June | 6 | 15 | 0.19117
Wind | Socal | June | 6 | 16 | 0.26415
Wind | Socal | June | 6 | 17 | 0.32258
Wind | Socal | June | 6 | 18 | 0.37575
Wind | Socal | June | 6 | 19 | 0.41753
Wind | Socal | June | 6 | 20 | 0.4581
Wind | Socal | June | 6 | 21 | 0.44798
Wind | Socal | June | 6 | 22 | 0.446
Wind | Socal | June | 6 | 23 | 0.44229
Wind | Socal | June | 6 | 24 | 0.42497
Wind | Socal | July | 7 | 1 | 0.45212
Wind | Socal | July | 7 | 2 | 0.41722
Wind | Socal | July | 7 | 3 | 0.3686
Wind | Socal | July | 7 | 4 | 0.33216
Wind | Socal | July | 7 | 5 | 0.29101
Wind | Socal | July | 7 | 6 | 0.22654
Wind | Socal | July | 7 | 7 | 0.16584
Wind | Socal | July | 7 | 8 | 0.10186
Wind | Socal | July | 7 | 9 | 0.064059
Wind | Socal | July | 7 | 10 | 0.046709
Wind | Socal | July | 7 | 11 | 0.056772
Wind | Socal | July | 7 | 12 | 0.077784
Wind | Socal | July | 7 | 13 | 0.11102
Wind | Socal | July | 7 | 14 | 0.16528
Wind | Socal | July | 7 | 15 | 0.22686
Wind | Socal | July | 7 | 16 | 0.30728
Wind | Socal | July | 7 | 17 | 0.37441
Wind | Socal | July | 7 | 18 | 0.42586
Wind | Socal | July | 7 | 19 | 0.46179
Wind | Socal | July | 7 | 20 | 0.47279
Wind | Socal | July | 7 | 21 | 0.49184
Wind | Socal | July | 7 | 22 | 0.4891
Wind | Socal | July | 7 | 23 | 0.48054
Wind | Socal | July | 7 | 24 | 0.46398
Wind | Socal | August | 8 | 1 | 0.37128
Wind | Socal | August | 8 | 2 | 0.33399
Wind | Socal | August | 8 | 3 | 0.28817
Wind | Socal | August | 8 | 4 | 0.23364
Wind | Socal | August | 8 | 5 | 0.20552
Wind | Socal | August | 8 | 6 | 0.16517
Wind | Socal | August | 8 | 7 | 0.11443
Wind | Socal | August | 8 | 8 | 0.072151
Wind | Socal | August | 8 | 9 | 0.052174
Wind | Socal | August | 8 | 10 | 0.042801
Wind | Socal | August | 8 | 11 | 0.048535
Wind | Socal | August | 8 | 12 | 0.061515
Wind | Socal | August | 8 | 13 | 0.089363
Wind | Socal | August | 8 | 14 | 0.12504
Wind | Socal | August | 8 | 15 | 0.17806
Wind | Socal | August | 8 | 16 | 0.23593
Wind | Socal | August | 8 | 17 | 0.30005
Wind | Socal | August | 8 | 18 | 0.34578
Wind | Socal | August | 8 | 19 | 0.39181
Wind | Socal | August | 8 | 20 | 0.41858
Wind | Socal | August | 8 | 21 | 0.42022
Wind | Socal | August | 8 | 22 | 0.40704
Wind | Socal | August | 8 | 23 | 0.39807
Wind | Socal | August | 8 | 24 | 0.38237
Wind | Socal | September | 9 | 1 | 0.25223
Wind | Socal | September | 9 | 2 | 0.24426
Wind | Socal | September | 9 | 3 | 0.22599
Wind | Socal | September | 9 | 4 | 0.17365
Wind | Socal | September | 9 | 5 | 0.14959
Wind | Socal | September | 9 | 6 | 0.1271
Wind | Socal | September | 9 | 7 | 0.095577
Wind | Socal | September | 9 | 8 | 0.068529
Wind | Socal | September | 9 | 9 | 0.052256
Wind | Socal | September | 9 | 10 | 0.05713
Wind | Socal | September | 9 | 11 | 0.069931
Wind | Socal | September | 9 | 12 | 0.081785
Wind | Socal | September | 9 | 13 | 0.10042
Wind | Socal | September | 9 | 14 | 0.12454
Wind | Socal | September | 9 | 15 | 0.16326
Wind | Socal | September | 9 | 16 | 0.19076
Wind | Socal | September | 9 | 17 | 0.21234
Wind | Socal | September | 9 | 18 | 0.25078
Wind | Socal | September | 9 | 19 | 0.28979
Wind | Socal | September | 9 | 20 | 0.30516
Wind | Socal | September | 9 | 21 | 0.3011
Wind | Socal | September | 9 | 22 | 0.28332
Wind | Socal | September | 9 | 23 | 0.2647
Wind | Socal | September | 9 | 24 | 0.25097
Wind | Socal | October | 10 | 1 | 0.11262
Wind | Socal | October | 10 | 2 | 0.10916
Wind | Socal | October | 10 | 3 | 0.10416
Wind | Socal | October | 10 | 4 | 0.092673
Wind | Socal | October | 10 | 5 | 0.085287
Wind | Socal | October | 10 | 6 | 0.081842
Wind | Socal | October | 10 | 7 | 0.058265
Wind | Socal | October | 10 | 8 | 0.042758
Wind | Socal | October | 10 | 9 | 0.035922
Wind | Socal | October | 10 | 10 | 0.03931
Wind | Socal | October | 10 | 11 | 0.050452
Wind | Socal | October | 10 | 12 | 0.054553
Wind | Socal | October | 10 | 13 | 0.050263
Wind | Socal | October | 10 | 14 | 0.056841
Wind | Socal | October | 10 | 15 | 0.060237
Wind | Socal | October | 10 | 16 | 0.074659
Wind | Socal | October | 10 | 17 | 0.10075
Wind | Socal | October | 10 | 18 | 0.11372
Wind | Socal | October | 10 | 19 | 0.12951
Wind | Socal | October | 10 | 20 | 0.14863
Wind | Socal | October | 10 | 21 | 0.1339
Wind | Socal | October | 10 | 22 | 0.12172
Wind | Socal | October | 10 | 23 | 0.11155
Wind | Socal | October | 10 | 24 | 0.10994
Wind | Socal | November | 11 | 1 | 0.058098
Wind | Socal | November | 11 | 2 | 0.064241
Wind | Socal | November | 11 | 3 | 0.061984
Wind | Socal | November | 11 | 4 | 0.064911
Wind | Socal | November | 11 | 5 | 0.05995
Wind | Socal | November | 11 | 6 | 0.058791
Wind | Socal | November | 11 | 7 | 0.05554
Wind | Socal | November | 11 | 8 | 0.048427
Wind | Socal | November | 11 | 9 | 0.050607
Wind | Socal | November | 11 | 10 | 0.05714
Wind | Socal | November | 11 | 11 | 0.062511
Wind | Socal | November | 11 | 12 | 0.072242
Wind | Socal | November | 11 | 13 | 0.069153
Wind | Socal | November | 11 | 14 | 0.070858
Wind | Socal | November | 11 | 15 | 0.075093
Wind | Socal | November | 11 | 16 | 0.076953
Wind | Socal | November | 11 | 17 | 0.067663
Wind | Socal | November | 11 | 18 | 0.066018
Wind | Socal | November | 11 | 19 | 0.079925
Wind | Socal | November | 11 | 20 | 0.082197
Wind | Socal | November | 11 | 21 | 0.081748
Wind | Socal | November | 11 | 22 | 0.07293
Wind | Socal | November | 11 | 23 | 0.066642
Wind | Socal | November | 11 | 24 | 0.061476
Wind | Socal | December | 12 | 1 | 0.065644
Wind | Socal | December | 12 | 2 | 0.067106
Wind | Socal | December | 12 | 3 | 0.071086
Wind | Socal | December | 12 | 4 | 0.067507
Wind | Socal | December | 12 | 5 | 0.070926
Wind | Socal | December | 12 | 6 | 0.067237
Wind | Socal | December | 12 | 7 | 0.059421
Wind | Socal | December | 12 | 8 | 0.071393
Wind | Socal | December | 12 | 9 | 0.066434
Wind | Socal | December | 12 | 10 | 0.059841
Wind | Socal | December | 12 | 11 | 0.059056
Wind | Socal | December | 12 | 12 | 0.062691
Wind | Socal | December | 12 | 13 | 0.071181
Wind | Socal | December | 12 | 14 | 0.079258
Wind | Socal | December | 12 | 15 | 0.073281
Wind | Socal | December | 12 | 16 | 0.062094
Wind | Socal | December | 12 | 17 | 0.063696
Wind | Socal | December | 12 | 18 | 0.064678
Wind | Socal | December | 12 | 19 | 0.067265
Wind | Socal | December | 12 | 20 | 0.065413
Wind | Socal | December | 12 | 21 | 0.070749
Wind | Socal | December | 12 | 22 | 0.076049
Wind | Socal | December | 12 | 23 | 0.077838
Wind | Socal | December | 12 | 24 | 0.072317
Wind | WA/OR | January | 1 | 1 | 0.15
Wind | WA/OR | January | 1 | 2 | 0.16
Wind | WA/OR | January | 1 | 3 | 0.16
Wind | WA/OR | January | 1 | 4 | 0.155
Wind | WA/OR | January | 1 | 5 | 0.15
Wind | WA/OR | January | 1 | 6 | 0.15
Wind | WA/OR | January | 1 | 7 | 0.15
Wind | WA/OR | January | 1 | 8 | 0.14
Wind | WA/OR | January | 1 | 9 | 0.135
Wind | WA/OR | January | 1 | 10 | 0.14
Wind | WA/OR | January | 1 | 11 | 0.12
Wind | WA/OR | January | 1 | 12 | 0.115
Wind | WA/OR | January | 1 | 13 | 0.105
Wind | WA/OR | January | 1 | 14 | 0.1
Wind | WA/OR | January | 1 | 15 | 0.095
Wind | WA/OR | January | 1 | 16 | 0.1
Wind | WA/OR | January | 1 | 17 | 0.1
Wind | WA/OR | January | 1 | 18 | 0.1
Wind | WA/OR | January | 1 | 19 | 0.1
Wind | WA/OR | January | 1 | 20 | 0.11
Wind | WA/OR | January | 1 | 21 | 0.14
Wind | WA/OR | January | 1 | 22 | 0.15
Wind | WA/OR | January | 1 | 23 | 0.14
Wind | WA/OR | January | 1 | 24 | 0.14
Wind | WA/OR | February | 2 | 1 | 0.26
Wind | WA/OR | February | 2 | 2 | 0.26
Wind | WA/OR | February | 2 | 3 | 0.265
Wind | WA/OR | February | 2 | 4 | 0.22
Wind | WA/OR | February | 2 | 5 | 0.195
Wind | WA/OR | February | 2 | 6 | 0.19
Wind | WA/OR | February | 2 | 7 | 0.17
Wind | WA/OR | February | 2 | 8 | 0.15
Wind | WA/OR | February | 2 | 9 | 0.15
Wind | WA/OR | February | 2 | 10 | 0.155
Wind | WA/OR | February | 2 | 11 | 0.16
Wind | WA/OR | February | 2 | 12 | 0.18
Wind | WA/OR | February | 2 | 13 | 0.235
Wind | WA/OR | February | 2 | 14 | 0.27
Wind | WA/OR | February | 2 | 15 | 0.235
Wind | WA/OR | February | 2 | 16 | 0.265
Wind | WA/OR | February | 2 | 17 | 0.255
Wind | WA/OR | February | 2 | 18 | 0.24
Wind | WA/OR | February | 2 | 19 | 0.225
Wind | WA/OR | February | 2 | 20 | 0.23
Wind | WA/OR | February | 2 | 21 | 0.25
Wind | WA/OR | February | 2 | 22 | 0.25
Wind | WA/OR | February | 2 | 23 | 0.26
Wind | WA/OR | February | 2 | 24 | 0.27
Wind | WA/OR | March | 3 | 1 | 0.13
Wind | WA/OR | March | 3 | 2 | 0.135
Wind | WA/OR | March | 3 | 3 | 0.14
Wind | WA/OR | March | 3 | 4 | 0.135
Wind | WA/OR | March | 3 | 5 | 0.14
Wind | WA/OR | March | 3 | 6 | 0.13
Wind | WA/OR | March | 3 | 7 | 0.12
Wind | WA/OR | March | 3 | 8 | 0.13
Wind | WA/OR | March | 3 | 9 | 0.15
Wind | WA/OR | March | 3 | 10 | 0.13
Wind | WA/OR | March | 3 | 11 | 0.13
Wind | WA/OR | March | 3 | 12 | 0.17
Wind | WA/OR | March | 3 | 13 | 0.2
Wind | WA/OR | March | 3 | 14 | 0.26
Wind | WA/OR | March | 3 | 15 | 0.285
Wind | WA/OR | March | 3 | 16 | 0.315
Wind | WA/OR | March | 3 | 17 | 0.28
Wind | WA/OR | March | 3 | 18 | 0.215
Wind | WA/OR | March | 3 | 19 | 0.17
Wind | WA/OR | March | 3 | 20 | 0.14
Wind | WA/OR | March | 3 | 21 | 0.12
Wind | WA/OR | March | 3 | 22 | 0.11
Wind | WA/OR | March | 3 | 23 | 0.12
Wind | WA/OR | March | 3 | 24 | 0.12
Wind | WA/OR | April | 4 | 1 | 0.21
Wind | WA/OR | April | 4 | 2 | 0.2
Wind | WA/OR | April | 4 | 3 | 0.18
Wind | WA/OR | April | 4 | 4 | 0.18
Wind | WA/OR | April | 4 | 5 | 0.17
Wind | WA/OR | April | 4 | 6 | 0.16
Wind | WA/OR | April | 4 | 7 | 0.1471
Wind | WA/OR | April | 4 | 8 | 0.1371
Wind | WA/OR | April | 4 | 9 | 0.14
Wind | WA/OR | April | 4 | 10 | 0.1471
Wind | WA/OR | April | 4 | 11 | 0.1671
Wind | WA/OR | April | 4 | 12 | 0.2171
Wind | WA/OR | April | 4 | 13 | 0.2771
Wind | WA/OR | April | 4 | 14 | 0.3
Wind | WA/OR | April | 4 | 15 | 0.3271
Wind | WA/OR | April | 4 | 16 | 0.37
Wind | WA/OR | April | 4 | 17 | 0.3913
Wind | WA/OR | April | 4 | 18 | 0.4271
Wind | WA/OR | April | 4 | 19 | 0.4471
Wind | WA/OR | April | 4 | 20 | 0.45
Wind | WA/OR | April | 4 | 21 | 0.3771
Wind | WA/OR | April | 4 | 22 | 0.33
Wind | WA/OR | April | 4 | 23 | 0.27
Wind | WA/OR | April | 4 | 24 | 0.26
Wind | WA/OR | May | 5 | 1 | 0.295
Wind | WA/OR | May | 5 | 2 | 0.25
Wind | WA/OR | May | 5 | 3 | 0.225
Wind | WA/OR | May | 5 | 4 | 0.2
Wind | WA/OR | May | 5 | 5 | 0.2
Wind | WA/OR | May | 5 | 6 | 0.2
Wind | WA/OR | May | 5 | 7 | 0.205
Wind | WA/OR | May | 5 | 8 | 0.19
Wind | WA/OR | May | 5 | 9 | 0.21
Wind | WA/OR | May | 5 | 10 | 0.21
Wind | WA/OR | May | 5 | 11 | 0.21
Wind | WA/OR | May | 5 | 12 | 0.18
Wind | WA/OR | May | 5 | 13 | 0.16
Wind | WA/OR | May | 5 | 14 | 0.17
Wind | WA/OR | May | 5 | 15 | 0.21
Wind | WA/OR | May | 5 | 16 | 0.22
Wind | WA/OR | May | 5 | 17 | 0.25
Wind | WA/OR | May | 5 | 18 | 0.31
Wind | WA/OR | May | 5 | 19 | 0.35
Wind | WA/OR | May | 5 | 20 | 0.355
Wind | WA/OR | May | 5 | 21 | 0.34
Wind | WA/OR | May | 5 | 22 | 0.305
Wind | WA/OR | May | 5 | 23 | 0.305
Wind | WA/OR | May | 5 | 24 | 0.295
Wind | WA/OR | June | 6 | 1 | 0.32
Wind | WA/OR | June | 6 | 2 | 0.3
Wind | WA/OR | June | 6 | 3 | 0.26
Wind | WA/OR | June | 6 | 4 | 0.23
Wind | WA/OR | June | 6 | 5 | 0.21
Wind | WA/OR | June | 6 | 6 | 0.21
Wind | WA/OR | June | 6 | 7 | 0.21
Wind | WA/OR | June | 6 | 8 | 0.225
Wind | WA/OR | June | 6 | 9 | 0.21
Wind | WA/OR | June | 6 | 10 | 0.2
Wind | WA/OR | June | 6 | 11 | 0.175
Wind | WA/OR | June | 6 | 12 | 0.145
Wind | WA/OR | June | 6 | 13 | 0.155
Wind | WA/OR | June | 6 | 14 | 0.18
Wind | WA/OR | June | 6 | 15 | 0.205
Wind | WA/OR | June | 6 | 16 | 0.245
Wind | WA/OR | June | 6 | 17 | 0.3
Wind | WA/OR | June | 6 | 18 | 0.36
Wind | WA/OR | June | 6 | 19 | 0.42
Wind | WA/OR | June | 6 | 20 | 0.465
Wind | WA/OR | June | 6 | 21 | 0.48
Wind | WA/OR | June | 6 | 22 | 0.45
Wind | WA/OR | June | 6 | 23 | 0.4
Wind | WA/OR | June | 6 | 24 | 0.35
Wind | WA/OR | July | 7 | 1 | 0.39
Wind | WA/OR | July | 7 | 2 | 0.35
Wind | WA/OR | July | 7 | 3 | 0.32
Wind | WA/OR | July | 7 | 4 | 0.28
Wind | WA/OR | July | 7 | 5 | 0.26
Wind | WA/OR | July | 7 | 6 | 0.24
Wind | WA/OR | July | 7 | 7 | 0.24
Wind | WA/OR | July | 7 | 8 | 0.23
Wind | WA/OR | July | 7 | 9 | 0.2025
Wind | WA/OR | July | 7 | 10 | 0.16
Wind | WA/OR | July | 7 | 11 | 0.1
Wind | WA/OR | July | 7 | 12 | 0.08
Wind | WA/OR | July | 7 | 13 | 0.07
Wind | WA/OR | July | 7 | 14 | 0.08
Wind | WA/OR | July | 7 | 15 | 0.08
Wind | WA/OR | July | 7 | 16 | 0.09
Wind | WA/OR | July | 7 | 17 | 0.09
Wind | WA/OR | July | 7 | 18 | 0.12
Wind | WA/OR | July | 7 | 19 | 0.285
Wind | WA/OR | July | 7 | 20 | 0.435
Wind | WA/OR | July | 7 | 21 | 0.49
Wind | WA/OR | July | 7 | 22 | 0.5025
Wind | WA/OR | July | 7 | 23 | 0.485
Wind | WA/OR | July | 7 | 24 | 0.44
Wind | WA/OR | August | 8 | 1 | 0.34
Wind | WA/OR | August | 8 | 2 | 0.29
Wind | WA/OR | August | 8 | 3 | 0.25
Wind | WA/OR | August | 8 | 4 | 0.2
Wind | WA/OR | August | 8 | 5 | 0.2
Wind | WA/OR | August | 8 | 6 | 0.18
Wind | WA/OR | August | 8 | 7 | 0.18
Wind | WA/OR | August | 8 | 8 | 0.18
Wind | WA/OR | August | 8 | 9 | 0.158
Wind | WA/OR | August | 8 | 10 | 0.138
Wind | WA/OR | August | 8 | 11 | 0.098
Wind | WA/OR | August | 8 | 12 | 0.07
Wind | WA/OR | August | 8 | 13 | 0.06
Wind | WA/OR | August | 8 | 14 | 0.06
Wind | WA/OR | August | 8 | 15 | 0.068
Wind | WA/OR | August | 8 | 16 | 0.078
Wind | WA/OR | August | 8 | 17 | 0.09
Wind | WA/OR | August | 8 | 18 | 0.12
Wind | WA/OR | August | 8 | 19 | 0.168
Wind | WA/OR | August | 8 | 20 | 0.236
Wind | WA/OR | August | 8 | 21 | 0.26
Wind | WA/OR | August | 8 | 22 | 0.29
Wind | WA/OR | August | 8 | 23 | 0.3
Wind | WA/OR | August | 8 | 24 | 0.34
Wind | WA/OR | September | 9 | 1 | 0.17
Wind | WA/OR | September | 9 | 2 | 0.17
Wind | WA/OR | September | 9 | 3 | 0.175
Wind | WA/OR | September | 9 | 4 | 0.185
Wind | WA/OR | September | 9 | 5 | 0.19
Wind | WA/OR | September | 9 | 6 | 0.18
Wind | WA/OR | September | 9 | 7 | 0.17
Wind | WA/OR | September | 9 | 8 | 0.17
Wind | WA/OR | September | 9 | 9 | 0.145
Wind | WA/OR | September | 9 | 10 | 0.145
Wind | WA/OR | September | 9 | 11 | 0.115
Wind | WA/OR | September | 9 | 12 | 0.08
Wind | WA/OR | September | 9 | 13 | 0.075
Wind | WA/OR | September | 9 | 14 | 0.1
Wind | WA/OR | September | 9 | 15 | 0.115
Wind | WA/OR | September | 9 | 16 | 0.12
Wind | WA/OR | September | 9 | 17 | 0.135
Wind | WA/OR | September | 9 | 18 | 0.145
Wind | WA/OR | September | 9 | 19 | 0.135
Wind | WA/OR | September | 9 | 20 | 0.12
Wind | WA/OR | September | 9 | 21 | 0.105
Wind | WA/OR | September | 9 | 22 | 0.11
Wind | WA/OR | September | 9 | 23 | 0.12
Wind | WA/OR | September | 9 | 24 | 0.15
Wind | WA/OR | October | 10 | 1 | 0.11
Wind | WA/OR | October | 10 | 2 | 0.12
Wind | WA/OR | October | 10 | 3 | 0.13
Wind | WA/OR | October | 10 | 4 | 0.15
Wind | WA/OR | October | 10 | 5 | 0.15
Wind | WA/OR | October | 10 | 6 | 0.155
Wind | WA/OR | October | 10 | 7 | 0.14
Wind | WA/OR | October | 10 | 8 | 0.12
Wind | WA/OR | October | 10 | 9 | 0.1
Wind | WA/OR | October | 10 | 10 | 0.07
Wind | WA/OR | October | 10 | 11 | 0.06
Wind | WA/OR | October | 10 | 12 | 0.05
Wind | WA/OR | October | 10 | 13 | 0.07
Wind | WA/OR | October | 10 | 14 | 0.1
Wind | WA/OR | October | 10 | 15 | 0.12
Wind | WA/OR | October | 10 | 16 | 0.115
Wind | WA/OR | October | 10 | 17 | 0.125
Wind | WA/OR | October | 10 | 18 | 0.1
Wind | WA/OR | October | 10 | 19 | 0.1
Wind | WA/OR | October | 10 | 20 | 0.085
Wind | WA/OR | October | 10 | 21 | 0.085
Wind | WA/OR | October | 10 | 22 | 0.085
Wind | WA/OR | October | 10 | 23 | 0.09
Wind | WA/OR | October | 10 | 24 | 0.1
Wind | WA/OR | November | 11 | 1 | 0.11
Wind | WA/OR | November | 11 | 2 | 0.115
Wind | WA/OR | November | 11 | 3 | 0.125
Wind | WA/OR | November | 11 | 4 | 0.125
Wind | WA/OR | November | 11 | 5 | 0.115
Wind | WA/OR | November | 11 | 6 | 0.11
Wind | WA/OR | November | 11 | 7 | 0.12
Wind | WA/OR | November | 11 | 8 | 0.105
Wind | WA/OR | November | 11 | 9 | 0.11
Wind | WA/OR | November | 11 | 10 | 0.1
Wind | WA/OR | November | 11 | 11 | 0.07
Wind | WA/OR | November | 11 | 12 | 0.06
Wind | WA/OR | November | 11 | 13 | 0.06
Wind | WA/OR | November | 11 | 14 | 0.05
Wind | WA/OR | November | 11 | 15 | 0.06
Wind | WA/OR | November | 11 | 16 | 0.075
Wind | WA/OR | November | 11 | 17 | 0.08
Wind | WA/OR | November | 11 | 18 | 0.09
Wind | WA/OR | November | 11 | 19 | 0.095
Wind | WA/OR | November | 11 | 20 | 0.095
Wind | WA/OR | November | 11 | 21 | 0.085
Wind | WA/OR | November | 11 | 22 | 0.09
Wind | WA/OR | November | 11 | 23 | 0.1
Wind | WA/OR | November | 11 | 24 | 0.11
Wind | WA/OR | December | 12 | 1 | 0.11
Wind | WA/OR | December | 12 | 2 | 0.125
Wind | WA/OR | December | 12 | 3 | 0.13
Wind | WA/OR | December | 12 | 4 | 0.105
Wind | WA/OR | December | 12 | 5 | 0.09
Wind | WA/OR | December | 12 | 6 | 0.08
Wind | WA/OR | December | 12 | 7 | 0.08
Wind | WA/OR | December | 12 | 8 | 0.07
Wind | WA/OR | December | 12 | 9 | 0.07
Wind | WA/OR | December | 12 | 10 | 0.08
Wind | WA/OR | December | 12 | 11 | 0.09
Wind | WA/OR | December | 12 | 12 | 0.07
Wind | WA/OR | December | 12 | 13 | 0.07
Wind | WA/OR | December | 12 | 14 | 0.07
Wind | WA/OR | December | 12 | 15 | 0.07
Wind | WA/OR | December | 12 | 16 | 0.07
Wind | WA/OR | December | 12 | 17 | 0.09
Wind | WA/OR | December | 12 | 18 | 0.09
Wind | WA/OR | December | 12 | 19 | 0.07
Wind | WA/OR | December | 12 | 20 | 0.09
Wind | WA/OR | December | 12 | 21 | 0.09
Wind | WA/OR | December | 12 | 22 | 0.09
Wind | WA/OR | December | 12 | 23 | 0.09
Wind | WA/OR | December | 12 | 24 | 0.11
Solar Fixed | AZ | January | 1 | 1 | -3.8687e-07
Solar Fixed | AZ | January | 1 | 2 | -9.5004e-07
Solar Fixed | AZ | January | 1 | 3 | -1.2577e-06
Solar Fixed | AZ | January | 1 | 4 | -1.4458e-06
Solar Fixed | AZ | January | 1 | 5 | -1.602e-06
Solar Fixed | AZ | January | 1 | 6 | -8.5573e-07
Solar Fixed | AZ | January | 1 | 7 | 0.0015377
Solar Fixed | AZ | January | 1 | 8 | 0.11963
Solar Fixed | AZ | January | 1 | 9 | 0.41294
Solar Fixed | AZ | January | 1 | 10 | 0.56223
Solar Fixed | AZ | January | 1 | 11 | 0.61886
Solar Fixed | AZ | January | 1 | 12 | 0.6432
Solar Fixed | AZ | January | 1 | 13 | 0.6139
Solar Fixed | AZ | January | 1 | 14 | 0.58622
Solar Fixed | AZ | January | 1 | 15 | 0.49027
Solar Fixed | AZ | January | 1 | 16 | 0.27158
Solar Fixed | AZ | January | 1 | 17 | 0.039606
Solar Fixed | AZ | January | 1 | 18 | 1.0236e-05
Solar Fixed | AZ | January | 1 | 19 | 4.0715e-06
Solar Fixed | AZ | January | 1 | 20 | 4.3781e-06
Solar Fixed | AZ | January | 1 | 21 | 4.1693e-06
Solar Fixed | AZ | January | 1 | 22 | 3.3992e-06
Solar Fixed | AZ | January | 1 | 23 | 1.9376e-06
Solar Fixed | AZ | January | 1 | 24 | 3.9428e-07
Solar Fixed | AZ | February | 2 | 1 | -5.3809e-07
Solar Fixed | AZ | February | 2 | 2 | -1.1991e-06
Solar Fixed | AZ | February | 2 | 3 | -1.7494e-06
Solar Fixed | AZ | February | 2 | 4 | -1.8874e-06
Solar Fixed | AZ | February | 2 | 5 | -1.8979e-06
Solar Fixed | AZ | February | 2 | 6 | -8.3882e-07
Solar Fixed | AZ | February | 2 | 7 | 0.0094596
Solar Fixed | AZ | February | 2 | 8 | 0.21748
Solar Fixed | AZ | February | 2 | 9 | 0.52472
Solar Fixed | AZ | February | 2 | 10 | 0.64183
Solar Fixed | AZ | February | 2 | 11 | 0.68274
Solar Fixed | AZ | February | 2 | 12 | 0.69046
Solar Fixed | AZ | February | 2 | 13 | 0.66306
Solar Fixed | AZ | February | 2 | 14 | 0.62987
Solar Fixed | AZ | February | 2 | 15 | 0.56922
Solar Fixed | AZ | February | 2 | 16 | 0.44652
Solar Fixed | AZ | February | 2 | 17 | 0.16253
Solar Fixed | AZ | February | 2 | 18 | 0.0041607
Solar Fixed | AZ | February | 2 | 19 | 4.1424e-06
Solar Fixed | AZ | February | 2 | 20 | 3.9764e-06
Solar Fixed | AZ | February | 2 | 21 | 3.9476e-06
Solar Fixed | AZ | February | 2 | 22 | 2.922e-06
Solar Fixed | AZ | February | 2 | 23 | 1.6411e-06
Solar Fixed | AZ | February | 2 | 24 | 1.2679e-07
Solar Fixed | AZ | March | 3 | 1 | -1.1281e-06
Solar Fixed | AZ | March | 3 | 2 | -1.5284e-06
Solar Fixed | AZ | March | 3 | 3 | -1.8884e-06
Solar Fixed | AZ | March | 3 | 4 | -1.8387e-06
Solar Fixed | AZ | March | 3 | 5 | -1.8398e-06
Solar Fixed | AZ | March | 3 | 6 | 0.00012517
Solar Fixed | AZ | March | 3 | 7 | 0.07207
Solar Fixed | AZ | March | 3 | 8 | 0.38038
Solar Fixed | AZ | March | 3 | 9 | 0.58965
Solar Fixed | AZ | March | 3 | 10 | 0.67196
Solar Fixed | AZ | March | 3 | 11 | 0.68693
Solar Fixed | AZ | March | 3 | 12 | 0.6963
Solar Fixed | AZ | March | 3 | 13 | 0.66741
Solar Fixed | AZ | March | 3 | 14 | 0.6312
Solar Fixed | AZ | March | 3 | 15 | 0.56916
Solar Fixed | AZ | March | 3 | 16 | 0.46303
Solar Fixed | AZ | March | 3 | 17 | 0.24969
Solar Fixed | AZ | March | 3 | 18 | 0.033083
Solar Fixed | AZ | March | 3 | 19 | 1.9445e-05
Solar Fixed | AZ | March | 3 | 20 | 3.9344e-06
Solar Fixed | AZ | March | 3 | 21 | 3.5042e-06
Solar Fixed | AZ | March | 3 | 22 | 2.2766e-06
Solar Fixed | AZ | March | 3 | 23 | 9.0937e-07
Solar Fixed | AZ | March | 3 | 24 | -3.2096e-07
Solar Fixed | AZ | April | 4 | 1 | -4.9932e-07
Solar Fixed | AZ | April | 4 | 2 | -8.9268e-07
Solar Fixed | AZ | April | 4 | 3 | -1.1961e-06
Solar Fixed | AZ | April | 4 | 4 | -1.2135e-06
Solar Fixed | AZ | April | 4 | 5 | 2.5366e-06
Solar Fixed | AZ | April | 4 | 6 | 0.035185
Solar Fixed | AZ | April | 4 | 7 | 0.29453
Solar Fixed | AZ | April | 4 | 8 | 0.5949
Solar Fixed | AZ | April | 4 | 9 | 0.74637
Solar Fixed | AZ | April | 4 | 10 | 0.80942
Solar Fixed | AZ | April | 4 | 11 | 0.84145
Solar Fixed | AZ | April | 4 | 12 | 0.84195
Solar Fixed | AZ | April | 4 | 13 | 0.82631
Solar Fixed | AZ | April | 4 | 14 | 0.80428
Solar Fixed | AZ | April | 4 | 15 | 0.74006
Solar Fixed | AZ | April | 4 | 16 | 0.63881
Solar Fixed | AZ | April | 4 | 17 | 0.43612
Solar Fixed | AZ | April | 4 | 18 | 0.11406
Solar Fixed | AZ | April | 4 | 19 | 0.0029312
Solar Fixed | AZ | April | 4 | 20 | 9.8753e-06
Solar Fixed | AZ | April | 4 | 21 | 4.791e-06
Solar Fixed | AZ | April | 4 | 22 | 3.1183e-06
Solar Fixed | AZ | April | 4 | 23 | 1.2835e-06
Solar Fixed | AZ | April | 4 | 24 | -2.6893e-09
Solar Fixed | AZ | May | 5 | 1 | -4.6401e-07
Solar Fixed | AZ | May | 5 | 2 | -8.5345e-07
Solar Fixed | AZ | May | 5 | 3 | -1.1876e-06
Solar Fixed | AZ | May | 5 | 4 | -1.3675e-06
Solar Fixed | AZ | May | 5 | 5 | 0.0020778
Solar Fixed | AZ | May | 5 | 6 | 0.11753
Solar Fixed | AZ | May | 5 | 7 | 0.4196
Solar Fixed | AZ | May | 5 | 8 | 0.62821
Solar Fixed | AZ | May | 5 | 9 | 0.75506
Solar Fixed | AZ | May | 5 | 10 | 0.83229
Solar Fixed | AZ | May | 5 | 11 | 0.8677
Solar Fixed | AZ | May | 5 | 12 | 0.87561
Solar Fixed | AZ | May | 5 | 13 | 0.86714
Solar Fixed | AZ | May | 5 | 14 | 0.84921
Solar Fixed | AZ | May | 5 | 15 | 0.79355
Solar Fixed | AZ | May | 5 | 16 | 0.69381
Solar Fixed | AZ | May | 5 | 17 | 0.50573
Solar Fixed | AZ | May | 5 | 18 | 0.19617
Solar Fixed | AZ | May | 5 | 19 | 0.015184
Solar Fixed | AZ | May | 5 | 20 | 5.4812e-05
Solar Fixed | AZ | May | 5 | 21 | 6.1659e-06
Solar Fixed | AZ | May | 5 | 22 | 4.0588e-06
Solar Fixed | AZ | May | 5 | 23 | 1.9568e-06
Solar Fixed | AZ | May | 5 | 24 | 3.4407e-07
Solar Fixed | AZ | June | 6 | 1 | 4.0966e-07
Solar Fixed | AZ | June | 6 | 2 | -3.6548e-07
Solar Fixed | AZ | June | 6 | 3 | -7.7945e-07
Solar Fixed | AZ | June | 6 | 4 | -1.259e-06
Solar Fixed | AZ | June | 6 | 5 | 0.0039668
Solar Fixed | AZ | June | 6 | 6 | 0.13305
Solar Fixed | AZ | June | 6 | 7 | 0.4093
Solar Fixed | AZ | June | 6 | 8 | 0.61266
Solar Fixed | AZ | June | 6 | 9 | 0.76282
Solar Fixed | AZ | June | 6 | 10 | 0.83542
Solar Fixed | AZ | June | 6 | 11 | 0.87818
Solar Fixed | AZ | June | 6 | 12 | 0.87921
Solar Fixed | AZ | June | 6 | 13 | 0.87288
Solar Fixed | AZ | June | 6 | 14 | 0.84749
Solar Fixed | AZ | June | 6 | 15 | 0.78103
Solar Fixed | AZ | June | 6 | 16 | 0.68361
Solar Fixed | AZ | June | 6 | 17 | 0.53182
Solar Fixed | AZ | June | 6 | 18 | 0.25303
Solar Fixed | AZ | June | 6 | 19 | 0.034372
Solar Fixed | AZ | June | 6 | 20 | 6.3546e-05
Solar Fixed | AZ | June | 6 | 21 | 9.6958e-06
Solar Fixed | AZ | June | 6 | 22 | 7.1043e-06
Solar Fixed | AZ | June | 6 | 23 | 4.3244e-06
Solar Fixed | AZ | June | 6 | 24 | 1.8966e-06
Solar Fixed | AZ | July | 7 | 1 | 1.872e-06
Solar Fixed | AZ | July | 7 | 2 | 5.9733e-07
Solar Fixed | AZ | July | 7 | 3 | -1.611e-08
Solar Fixed | AZ | July | 7 | 4 | -4.4781e-07
Solar Fixed | AZ | July | 7 | 5 | 0.00023329
Solar Fixed | AZ | July | 7 | 6 | 0.070664
Solar Fixed | AZ | July | 7 | 7 | 0.29545
Solar Fixed | AZ | July | 7 | 8 | 0.53504
Solar Fixed | AZ | July | 7 | 9 | 0.67995
Solar Fixed | AZ | July | 7 | 10 | 0.76752
Solar Fixed | AZ | July | 7 | 11 | 0.81978
Solar Fixed | AZ | July | 7 | 12 | 0.83949
Solar Fixed | AZ | July | 7 | 13 | 0.83124
Solar Fixed | AZ | July | 7 | 14 | 0.804
Solar Fixed | AZ | July | 7 | 15 | 0.7415
Solar Fixed | AZ | July | 7 | 16 | 0.64907
Solar Fixed | AZ | July | 7 | 17 | 0.49655
Solar Fixed | AZ | July | 7 | 18 | 0.22837
Solar Fixed | AZ | July | 7 | 19 | 0.027242
Solar Fixed | AZ | July | 7 | 20 | 3.1763e-05
Solar Fixed | AZ | July | 7 | 21 | 1.488e-05
Solar Fixed | AZ | July | 7 | 22 | 1.1464e-05
Solar Fixed | AZ | July | 7 | 23 | 6.9056e-06
Solar Fixed | AZ | July | 7 | 24 | 3.9791e-06
Solar Fixed | AZ | August | 8 | 1 | 3.7261e-06
Solar Fixed | AZ | August | 8 | 2 | 2.5892e-06
Solar Fixed | AZ | August | 8 | 3 | 1.7537e-06
Solar Fixed | AZ | August | 8 | 4 | 9.7854e-07
Solar Fixed | AZ | August | 8 | 5 | 2.5028e-06
Solar Fixed | AZ | August | 8 | 6 | 0.029019
Solar Fixed | AZ | August | 8 | 7 | 0.25664
Solar Fixed | AZ | August | 8 | 8 | 0.53883
Solar Fixed | AZ | August | 8 | 9 | 0.68133
Solar Fixed | AZ | August | 8 | 10 | 0.77634
Solar Fixed | AZ | August | 8 | 11 | 0.84471
Solar Fixed | AZ | August | 8 | 12 | 0.86262
Solar Fixed | AZ | August | 8 | 13 | 0.82673
Solar Fixed | AZ | August | 8 | 14 | 0.80078
Solar Fixed | AZ | August | 8 | 15 | 0.73421
Solar Fixed | AZ | August | 8 | 16 | 0.62668
Solar Fixed | AZ | August | 8 | 17 | 0.42148
Solar Fixed | AZ | August | 8 | 18 | 0.12263
Solar Fixed | AZ | August | 8 | 19 | 0.0038437
Solar Fixed | AZ | August | 8 | 20 | 2.9489e-05
Solar Fixed | AZ | August | 8 | 21 | 1.8383e-05
Solar Fixed | AZ | August | 8 | 22 | 1.2349e-05
Solar Fixed | AZ | August | 8 | 23 | 8.3124e-06
Solar Fixed | AZ | August | 8 | 24 | 4.9911e-06
Solar Fixed | AZ | September | 9 | 1 | 1.9226e-06
Solar Fixed | AZ | September | 9 | 2 | 1.0927e-06
Solar Fixed | AZ | September | 9 | 3 | 4.4871e-07
Solar Fixed | AZ | September | 9 | 4 | -1.3785e-07
Solar Fixed | AZ | September | 9 | 5 | -1.4209e-07
Solar Fixed | AZ | September | 9 | 6 | 0.0089645
Solar Fixed | AZ | September | 9 | 7 | 0.20194
Solar Fixed | AZ | September | 9 | 8 | 0.52402
Solar Fixed | AZ | September | 9 | 9 | 0.68884
Solar Fixed | AZ | September | 9 | 10 | 0.77323
Solar Fixed | AZ | September | 9 | 11 | 0.82383
Solar Fixed | AZ | September | 9 | 12 | 0.83487
Solar Fixed | AZ | September | 9 | 13 | 0.83466
Solar Fixed | AZ | September | 9 | 14 | 0.79772
Solar Fixed | AZ | September | 9 | 15 | 0.71893
Solar Fixed | AZ | September | 9 | 16 | 0.57294
Solar Fixed | AZ | September | 9 | 17 | 0.26753
Solar Fixed | AZ | September | 9 | 18 | 0.028238
Solar Fixed | AZ | September | 9 | 19 | 0.00017183
Solar Fixed | AZ | September | 9 | 20 | 1.6142e-05
Solar Fixed | AZ | September | 9 | 21 | 1.2522e-05
Solar Fixed | AZ | September | 9 | 22 | 8.5841e-06
Solar Fixed | AZ | September | 9 | 23 | 5.4675e-06
Solar Fixed | AZ | September | 9 | 24 | 3.3924e-06
Solar Fixed | AZ | October | 10 | 1 | 2.2996e-07
Solar Fixed | AZ | October | 10 | 2 | -3.3592e-07
Solar Fixed | AZ | October | 10 | 3 | -6.8607e-07
Solar Fixed | AZ | October | 10 | 4 | -9.4989e-07
Solar Fixed | AZ | October | 10 | 5 | -4.2949e-07
Solar Fixed | AZ | October | 10 | 6 | 0.0016392
Solar Fixed | AZ | October | 10 | 7 | 0.12725
Solar Fixed | AZ | October | 10 | 8 | 0.46789
Solar Fixed | AZ | October | 10 | 9 | 0.66539
Solar Fixed | AZ | October | 10 | 10 | 0.74924
Solar Fixed | AZ | October | 10 | 11 | 0.8012
Solar Fixed | AZ | October | 10 | 12 | 0.8093
Solar Fixed | AZ | October | 10 | 13 | 0.79654
Solar Fixed | AZ | October | 10 | 14 | 0.7578
Solar Fixed | AZ | October | 10 | 15 | 0.67808
Solar Fixed | AZ | October | 10 | 16 | 0.44971
Solar Fixed | AZ | October | 10 | 17 | 0.10523
Solar Fixed | AZ | October | 10 | 18 | 0.0015488
Solar Fixed | AZ | October | 10 | 19 | 1.3256e-05
Solar Fixed | AZ | October | 10 | 20 | 8.7067e-06
Solar Fixed | AZ | October | 10 | 21 | 6.6205e-06
Solar Fixed | AZ | October | 10 | 22 | 4.6627e-06
Solar Fixed | AZ | October | 10 | 23 | 2.3046e-06
Solar Fixed | AZ | October | 10 | 24 | 1.0429e-06
Solar Fixed | AZ | November | 11 | 1 | -3.4209e-07
Solar Fixed | AZ | November | 11 | 2 | -9.5272e-07
Solar Fixed | AZ | November | 11 | 3 | -1.3481e-06
Solar Fixed | AZ | November | 11 | 4 | -1.5207e-06
Solar Fixed | AZ | November | 11 | 5 | -1.4617e-06
Solar Fixed | AZ | November | 11 | 6 | 0.0001498
Solar Fixed | AZ | November | 11 | 7 | 0.033028
Solar Fixed | AZ | November | 11 | 8 | 0.29701
Solar Fixed | AZ | November | 11 | 9 | 0.58387
Solar Fixed | AZ | November | 11 | 10 | 0.6789
Solar Fixed | AZ | November | 11 | 11 | 0.72131
Solar Fixed | AZ | November | 11 | 12 | 0.73089
Solar Fixed | AZ | November | 11 | 13 | 0.71103
Solar Fixed | AZ | November | 11 | 14 | 0.66949
Solar Fixed | AZ | November | 11 | 15 | 0.55123
Solar Fixed | AZ | November | 11 | 16 | 0.25776
Solar Fixed | AZ | November | 11 | 17 | 0.019304
Solar Fixed | AZ | November | 11 | 18 | 7.5573e-06
Solar Fixed | AZ | November | 11 | 19 | 4.5749e-06
Solar Fixed | AZ | November | 11 | 20 | 4.6184e-06
Solar Fixed | AZ | November | 11 | 21 | 4.0316e-06
Solar Fixed | AZ | November | 11 | 22 | 2.9608e-06
Solar Fixed | AZ | November | 11 | 23 | 1.7805e-06
Solar Fixed | AZ | November | 11 | 24 | 6.1854e-07
Solar Fixed | AZ | December | 12 | 1 | 5.8711e-07
Solar Fixed | AZ | December | 12 | 2 | -4.0486e-08
Solar Fixed | AZ | December | 12 | 3 | -6.3013e-07
Solar Fixed | AZ | December | 12 | 4 | -7.7526e-07
Solar Fixed | AZ | December | 12 | 5 | -4.4004e-07
Solar Fixed | AZ | December | 12 | 6 | -2.2588e-07
Solar Fixed | AZ | December | 12 | 7 | 0.0036804
Solar Fixed | AZ | December | 12 | 8 | 0.13221
Solar Fixed | AZ | December | 12 | 9 | 0.38501
Solar Fixed | AZ | December | 12 | 10 | 0.52035
Solar Fixed | AZ | December | 12 | 11 | 0.56648
Solar Fixed | AZ | December | 12 | 12 | 0.59737
Solar Fixed | AZ | December | 12 | 13 | 0.59073
Solar Fixed | AZ | December | 12 | 14 | 0.5407
Solar Fixed | AZ | December | 12 | 15 | 0.4245
Solar Fixed | AZ | December | 12 | 16 | 0.19581
Solar Fixed | AZ | December | 12 | 17 | 0.012402
Solar Fixed | AZ | December | 12 | 18 | 6.3777e-06
Solar Fixed | AZ | December | 12 | 19 | 5.8695e-06
Solar Fixed | AZ | December | 12 | 20 | 6.3401e-06
Solar Fixed | AZ | December | 12 | 21 | 5.9076e-06
Solar Fixed | AZ | December | 12 | 22 | 5.1366e-06
Solar Fixed | AZ | December | 12 | 23 | 3.4762e-06
Solar Fixed | AZ | December | 12 | 24 | 1.9185e-06
Solar Thermal | AZ | January | 1 | 1 | 0
Solar Thermal | AZ | January | 1 | 2 | 0
Solar Thermal | AZ | January | 1 | 3 | 0
Solar Thermal | AZ | January | 1 | 4 | 0
Solar Thermal | AZ | January | 1 | 5 | 0
Solar Thermal | AZ | January | 1 | 6 | 0
Solar Thermal | AZ | January | 1 | 7 | 0
Solar Thermal | AZ | January | 1 | 8 | 0
Solar Thermal | AZ | January | 1 | 9 | 0.059258
Solar Thermal | AZ | January | 1 | 10 | 0.20057
Solar Thermal | AZ | January | 1 | 11 | 0.26961
Solar Thermal | AZ | January | 1 | 12 | 0.30518
Solar Thermal | AZ | January | 1 | 13 | 0.28308
Solar Thermal | AZ | January | 1 | 14 | 0.28653
Solar Thermal | AZ | January | 1 | 15 | 0.27149
Solar Thermal | AZ | January | 1 | 16 | 0.20079
Solar Thermal | AZ | January | 1 | 17 | 0.058047
Solar Thermal | AZ | January | 1 | 18 | 0
Solar Thermal | AZ | January | 1 | 19 | 0
Solar Thermal | AZ | January | 1 | 20 | 0
Solar Thermal | AZ | January | 1 | 21 | 0
Solar Thermal | AZ | January | 1 | 22 | 0
Solar Thermal | AZ | January | 1 | 23 | 0
Solar Thermal | AZ | January | 1 | 24 | 0
Solar Thermal | AZ | February | 2 | 1 | 0
Solar Thermal | AZ | February | 2 | 2 | 0
Solar Thermal | AZ | February | 2 | 3 | 0
Solar Thermal | AZ | February | 2 | 4 | 0
Solar Thermal | AZ | February | 2 | 5 | 0
Solar Thermal | AZ | February | 2 | 6 | 0
Solar Thermal | AZ | February | 2 | 7 | 0
Solar Thermal | AZ | February | 2 | 8 | 0
Solar Thermal | AZ | February | 2 | 9 | 0.103
Solar Thermal | AZ | February | 2 | 10 | 0.26422
Solar Thermal | AZ | February | 2 | 11 | 0.32439
Solar Thermal | AZ | February | 2 | 12 | 0.28685
Solar Thermal | AZ | February | 2 | 13 | 0.26405
Solar Thermal | AZ | February | 2 | 14 | 0.25074
Solar Thermal | AZ | February | 2 | 15 | 0.25668
Solar Thermal | AZ | February | 2 | 16 | 0.24553
Solar Thermal | AZ | February | 2 | 17 | 0.14965
Solar Thermal | AZ | February | 2 | 18 | 0.017478
Solar Thermal | AZ | February | 2 | 19 | 0
Solar Thermal | AZ | February | 2 | 20 | 0
Solar Thermal | AZ | February | 2 | 21 | 0
Solar Thermal | AZ | February | 2 | 22 | 0
Solar Thermal | AZ | February | 2 | 23 | 0
Solar Thermal | AZ | February | 2 | 24 | 0
Solar Thermal | AZ | March | 3 | 1 | 0
Solar Thermal | AZ | March | 3 | 2 | 0
Solar Thermal | AZ | March | 3 | 3 | 0
Solar Thermal | AZ | March | 3 | 4 | 0
Solar Thermal | AZ | March | 3 | 5 | 0
Solar Thermal | AZ | March | 3 | 6 | 0
Solar Thermal | AZ | March | 3 | 7 | 0
Solar Thermal | AZ | March | 3 | 8 | 0.066982
Solar Thermal | AZ | March | 3 | 9 | 0.3413
Solar Thermal | AZ | March | 3 | 10 | 0.45117
Solar Thermal | AZ | March | 3 | 11 | 0.49274
Solar Thermal | AZ | March | 3 | 12 | 0.46222
Solar Thermal | AZ | March | 3 | 13 | 0.44279
Solar Thermal | AZ | March | 3 | 14 | 0.4616
Solar Thermal | AZ | March | 3 | 15 | 0.43262
Solar Thermal | AZ | March | 3 | 16 | 0.38404
Solar Thermal | AZ | March | 3 | 17 | 0.25979
Solar Thermal | AZ | March | 3 | 18 | 0.092628
Solar Thermal | AZ | March | 3 | 19 | 9.0903e-05
Solar Thermal | AZ | March | 3 | 20 | 0
Solar Thermal | AZ | March | 3 | 21 | 0
Solar Thermal | AZ | March | 3 | 22 | 0
Solar Thermal | AZ | March | 3 | 23 | 0
Solar Thermal | AZ | March | 3 | 24 | 0
Solar Thermal | AZ | April | 4 | 1 | 0
Solar Thermal | AZ | April | 4 | 2 | 0
Solar Thermal | AZ | April | 4 | 3 | 0
Solar Thermal | AZ | April | 4 | 4 | 0
Solar Thermal | AZ | April | 4 | 5 | 0
Solar Thermal | AZ | April | 4 | 6 | 0
Solar Thermal | AZ | April | 4 | 7 | 0.078136
Solar Thermal | AZ | April | 4 | 8 | 0.51047
Solar Thermal | AZ | April | 4 | 9 | 0.74012
Solar Thermal | AZ | April | 4 | 10 | 0.78492
Solar Thermal | AZ | April | 4 | 11 | 0.78844
Solar Thermal | AZ | April | 4 | 12 | 0.79655
Solar Thermal | AZ | April | 4 | 13 | 0.76948
Solar Thermal | AZ | April | 4 | 14 | 0.71942
Solar Thermal | AZ | April | 4 | 15 | 0.70543
Solar Thermal | AZ | April | 4 | 16 | 0.68252
Solar Thermal | AZ | April | 4 | 17 | 0.62156
Solar Thermal | AZ | April | 4 | 18 | 0.28733
Solar Thermal | AZ | April | 4 | 19 | 0.034287
Solar Thermal | AZ | April | 4 | 20 | 0
Solar Thermal | AZ | April | 4 | 21 | 0
Solar Thermal | AZ | April | 4 | 22 | 0
Solar Thermal | AZ | April | 4 | 23 | 0
Solar Thermal | AZ | April | 4 | 24 | 0
Solar Thermal | AZ | May | 5 | 1 | 0
Solar Thermal | AZ | May | 5 | 2 | 0
Solar Thermal | AZ | May | 5 | 3 | 0
Solar Thermal | AZ | May | 5 | 4 | 0
Solar Thermal | AZ | May | 5 | 5 | 0
Solar Thermal | AZ | May | 5 | 6 | 0.020194
Solar Thermal | AZ | May | 5 | 7 | 0.27952
Solar Thermal | AZ | May | 5 | 8 | 0.68276
Solar Thermal | AZ | May | 5 | 9 | 0.82696
Solar Thermal | AZ | May | 5 | 10 | 0.8447
Solar Thermal | AZ | May | 5 | 11 | 0.84006
Solar Thermal | AZ | May | 5 | 12 | 0.84358
Solar Thermal | AZ | May | 5 | 13 | 0.82693
Solar Thermal | AZ | May | 5 | 14 | 0.79482
Solar Thermal | AZ | May | 5 | 15 | 0.77684
Solar Thermal | AZ | May | 5 | 16 | 0.72859
Solar Thermal | AZ | May | 5 | 17 | 0.65164
Solar Thermal | AZ | May | 5 | 18 | 0.41639
Solar Thermal | AZ | May | 5 | 19 | 0.090471
Solar Thermal | AZ | May | 5 | 20 | 0
Solar Thermal | AZ | May | 5 | 21 | 0
Solar Thermal | AZ | May | 5 | 22 | 0
Solar Thermal | AZ | May | 5 | 23 | 0
Solar Thermal | AZ | May | 5 | 24 | 0
Solar Thermal | AZ | June | 6 | 1 | 0
Solar Thermal | AZ | June | 6 | 2 | 0
Solar Thermal | AZ | June | 6 | 3 | 0
Solar Thermal | AZ | June | 6 | 4 | 0
Solar Thermal | AZ | June | 6 | 5 | 0
Solar Thermal | AZ | June | 6 | 6 | 0.043545
Solar Thermal | AZ | June | 6 | 7 | 0.34146
Solar Thermal | AZ | June | 6 | 8 | 0.7199
Solar Thermal | AZ | June | 6 | 9 | 0.82668
Solar Thermal | AZ | June | 6 | 10 | 0.84428
Solar Thermal | AZ | June | 6 | 11 | 0.84359
Solar Thermal | AZ | June | 6 | 12 | 0.83877
Solar Thermal | AZ | June | 6 | 13 | 0.80836
Solar Thermal | AZ | June | 6 | 14 | 0.76474
Solar Thermal | AZ | June | 6 | 15 | 0.74642
Solar Thermal | AZ | June | 6 | 16 | 0.71818
Solar Thermal | AZ | June | 6 | 17 | 0.63679
Solar Thermal | AZ | June | 6 | 18 | 0.43656
Solar Thermal | AZ | June | 6 | 19 | 0.14401
Solar Thermal | AZ | June | 6 | 20 | 0.0044991
Solar Thermal | AZ | June | 6 | 21 | 0
Solar Thermal | AZ | June | 6 | 22 | 0
Solar Thermal | AZ | June | 6 | 23 | 0
Solar Thermal | AZ | June | 6 | 24 | 0
Solar Thermal | AZ | July | 7 | 1 | 0
Solar Thermal | AZ | July | 7 | 2 | 0
Solar Thermal | AZ | July | 7 | 3 | 0
Solar Thermal | AZ | July | 7 | 4 | 0
Solar Thermal | AZ | July | 7 | 5 | 0
Solar Thermal | AZ | July | 7 | 6 | 0
Solar Thermal | AZ | July | 7 | 7 | 0.097805
Solar Thermal | AZ | July | 7 | 8 | 0.42978
Solar Thermal | AZ | July | 7 | 9 | 0.64415
Solar Thermal | AZ | July | 7 | 10 | 0.72465
Solar Thermal | AZ | July | 7 | 11 | 0.75892
Solar Thermal | AZ | July | 7 | 12 | 0.71964
Solar Thermal | AZ | July | 7 | 13 | 0.67759
Solar Thermal | AZ | July | 7 | 14 | 0.63243
Solar Thermal | AZ | July | 7 | 15 | 0.5907
Solar Thermal | AZ | July | 7 | 16 | 0.59723
Solar Thermal | AZ | July | 7 | 17 | 0.5355
Solar Thermal | AZ | July | 7 | 18 | 0.38711
Solar Thermal | AZ | July | 7 | 19 | 0.11491
Solar Thermal | AZ | July | 7 | 20 | 0.0005463
Solar Thermal | AZ | July | 7 | 21 | 0
Solar Thermal | AZ | July | 7 | 22 | 0
Solar Thermal | AZ | July | 7 | 23 | 0
Solar Thermal | AZ | July | 7 | 24 | 0
Solar Thermal | AZ | August | 8 | 1 | 0
Solar Thermal | AZ | August | 8 | 2 | 0
Solar Thermal | AZ | August | 8 | 3 | 0
Solar Thermal | AZ | August | 8 | 4 | 0
Solar Thermal | AZ | August | 8 | 5 | 0
Solar Thermal | AZ | August | 8 | 6 | 0
Solar Thermal | AZ | August | 8 | 7 | 0.062273
Solar Thermal | AZ | August | 8 | 8 | 0.40656
Solar Thermal | AZ | August | 8 | 9 | 0.66229
Solar Thermal | AZ | August | 8 | 10 | 0.7307
Solar Thermal | AZ | August | 8 | 11 | 0.76844
Solar Thermal | AZ | August | 8 | 12 | 0.76096
Solar Thermal | AZ | August | 8 | 13 | 0.71566
Solar Thermal | AZ | August | 8 | 14 | 0.6901
Solar Thermal | AZ | August | 8 | 15 | 0.66231
Solar Thermal | AZ | August | 8 | 16 | 0.60429
Solar Thermal | AZ | August | 8 | 17 | 0.50232
Solar Thermal | AZ | August | 8 | 18 | 0.28569
Solar Thermal | AZ | August | 8 | 19 | 0.043463
Solar Thermal | AZ | August | 8 | 20 | 0
Solar Thermal | AZ | August | 8 | 21 | 0
Solar Thermal | AZ | August | 8 | 22 | 0
Solar Thermal | AZ | August | 8 | 23 | 0
Solar Thermal | AZ | August | 8 | 24 | 0
Solar Thermal | AZ | September | 9 | 1 | 0
Solar Thermal | AZ | September | 9 | 2 | 0
Solar Thermal | AZ | September | 9 | 3 | 0
Solar Thermal | AZ | September | 9 | 4 | 0
Solar Thermal | AZ | September | 9 | 5 | 0
Solar Thermal | AZ | September | 9 | 6 | 0
Solar Thermal | AZ | September | 9 | 7 | 0.02213
Solar Thermal | AZ | September | 9 | 8 | 0.3484
Solar Thermal | AZ | September | 9 | 9 | 0.63638
Solar Thermal | AZ | September | 9 | 10 | 0.72438
Solar Thermal | AZ | September | 9 | 11 | 0.71822
Solar Thermal | AZ | September | 9 | 12 | 0.70527
Solar Thermal | AZ | September | 9 | 13 | 0.69193
Solar Thermal | AZ | September | 9 | 14 | 0.70603
Solar Thermal | AZ | September | 9 | 15 | 0.66448
Solar Thermal | AZ | September | 9 | 16 | 0.6215
Solar Thermal | AZ | September | 9 | 17 | 0.45185
Solar Thermal | AZ | September | 9 | 18 | 0.10053
Solar Thermal | AZ | September | 9 | 19 | 0.001588
Solar Thermal | AZ | September | 9 | 20 | 0
Solar Thermal | AZ | September | 9 | 21 | 0
Solar Thermal | AZ | September | 9 | 22 | 0
Solar Thermal | AZ | September | 9 | 23 | 0
Solar Thermal | AZ | September | 9 | 24 | 0
Solar Thermal | AZ | October | 10 | 1 | 0
Solar Thermal | AZ | October | 10 | 2 | 0
Solar Thermal | AZ | October | 10 | 3 | 0
Solar Thermal | AZ | October | 10 | 4 | 0
Solar Thermal | AZ | October | 10 | 5 | 0
Solar Thermal | AZ | October | 10 | 6 | 0
Solar Thermal | AZ | October | 10 | 7 | 0.0031647
Solar Thermal | AZ | October | 10 | 8 | 0.20509
Solar Thermal | AZ | October | 10 | 9 | 0.60565
Solar Thermal | AZ | October | 10 | 10 | 0.73272
Solar Thermal | AZ | October | 10 | 11 | 0.7228
Solar Thermal | AZ | October | 10 | 12 | 0.72083
Solar Thermal | AZ | October | 10 | 13 | 0.73681
Solar Thermal | AZ | October | 10 | 14 | 0.73809
Solar Thermal | AZ | October | 10 | 15 | 0.73345
Solar Thermal | AZ | October | 10 | 16 | 0.61005
Solar Thermal | AZ | October | 10 | 17 | 0.24834
Solar Thermal | AZ | October | 10 | 18 | 0.021257
Solar Thermal | AZ | October | 10 | 19 | 0
Solar Thermal | AZ | October | 10 | 20 | 0
Solar Thermal | AZ | October | 10 | 21 | 0
Solar Thermal | AZ | October | 10 | 22 | 0
Solar Thermal | AZ | October | 10 | 23 | 0
Solar Thermal | AZ | October | 10 | 24 | 0
Solar Thermal | AZ | November | 11 | 1 | 0
Solar Thermal | AZ | November | 11 | 2 | 0
Solar Thermal | AZ | November | 11 | 3 | 0
Solar Thermal | AZ | November | 11 | 4 | 0
Solar Thermal | AZ | November | 11 | 5 | 0
Solar Thermal | AZ | November | 11 | 6 | 0
Solar Thermal | AZ | November | 11 | 7 | 0
Solar Thermal | AZ | November | 11 | 8 | 0.048053
Solar Thermal | AZ | November | 11 | 9 | 0.34274
Solar Thermal | AZ | November | 11 | 10 | 0.5453
Solar Thermal | AZ | November | 11 | 11 | 0.57884
Solar Thermal | AZ | November | 11 | 12 | 0.57467
Solar Thermal | AZ | November | 11 | 13 | 0.56639
Solar Thermal | AZ | November | 11 | 14 | 0.55982
Solar Thermal | AZ | November | 11 | 15 | 0.54992
Solar Thermal | AZ | November | 11 | 16 | 0.3868
Solar Thermal | AZ | November | 11 | 17 | 0.088197
Solar Thermal | AZ | November | 11 | 18 | 0
Solar Thermal | AZ | November | 11 | 19 | 0
Solar Thermal | AZ | November | 11 | 20 | 0
Solar Thermal | AZ | November | 11 | 21 | 0
Solar Thermal | AZ | November | 11 | 22 | 0
Solar Thermal | AZ | November | 11 | 23 | 0
Solar Thermal | AZ | November | 11 | 24 | 0
Solar Thermal | AZ | December | 12 | 1 | 0
Solar Thermal | AZ | December | 12 | 2 | 0
Solar Thermal | AZ | December | 12 | 3 | 0
Solar Thermal | AZ | December | 12 | 4 | 0
Solar Thermal | AZ | December | 12 | 5 | 0
Solar Thermal | AZ | December | 12 | 6 | 0
Solar Thermal | AZ | December | 12 | 7 | 0
Solar Thermal | AZ | December | 12 | 8 | 0
Solar Thermal | AZ | December | 12 | 9 | 0.041188
Solar Thermal | AZ | December | 12 | 10 | 0.171
Solar Thermal | AZ | December | 12 | 11 | 0.24873
Solar Thermal | AZ | December | 12 | 12 | 0.26111
Solar Thermal | AZ | December | 12 | 13 | 0.2864
Solar Thermal | AZ | December | 12 | 14 | 0.29489
Solar Thermal | AZ | December | 12 | 15 | 0.25917
Solar Thermal | AZ | December | 12 | 16 | 0.19011
Solar Thermal | AZ | December | 12 | 17 | 0.040728
Solar Thermal | AZ | December | 12 | 18 | 0
Solar Thermal | AZ | December | 12 | 19 | 0
Solar Thermal | AZ | December | 12 | 20 | 0
Solar Thermal | AZ | December | 12 | 21 | 0
Solar Thermal | AZ | December | 12 | 22 | 0
Solar Thermal | AZ | December | 12 | 23 | 0
Solar Thermal | AZ | December | 12 | 24 | 0
Solar Tracking | AZ | January | 1 | 1 | 0
Solar Tracking | AZ | January | 1 | 2 | 0
Solar Tracking | AZ | January | 1 | 3 | 0
Solar Tracking | AZ | January | 1 | 4 | 0
Solar Tracking | AZ | January | 1 | 5 | 0
Solar Tracking | AZ | January | 1 | 6 | 0
Solar Tracking | AZ | January | 1 | 7 | 0.00049637
Solar Tracking | AZ | January | 1 | 8 | 0.11154
Solar Tracking | AZ | January | 1 | 9 | 0.40863
Solar Tracking | AZ | January | 1 | 10 | 0.52772
Solar Tracking | AZ | January | 1 | 11 | 0.54846
Solar Tracking | AZ | January | 1 | 12 | 0.56018
Solar Tracking | AZ | January | 1 | 13 | 0.55326
Solar Tracking | AZ | January | 1 | 14 | 0.51963
Solar Tracking | AZ | January | 1 | 15 | 0.48089
Solar Tracking | AZ | January | 1 | 16 | 0.30309
Solar Tracking | AZ | January | 1 | 17 | 0.059664
Solar Tracking | AZ | January | 1 | 18 | 1.47e-05
Solar Tracking | AZ | January | 1 | 19 | 0
Solar Tracking | AZ | January | 1 | 20 | 0
Solar Tracking | AZ | January | 1 | 21 | 0
Solar Tracking | AZ | January | 1 | 22 | 0
Solar Tracking | AZ | January | 1 | 23 | 0
Solar Tracking | AZ | January | 1 | 24 | 0
Solar Tracking | AZ | February | 2 | 1 | 0
Solar Tracking | AZ | February | 2 | 2 | 0
Solar Tracking | AZ | February | 2 | 3 | 0
Solar Tracking | AZ | February | 2 | 4 | 0
Solar Tracking | AZ | February | 2 | 5 | 0
Solar Tracking | AZ | February | 2 | 6 | 0
Solar Tracking | AZ | February | 2 | 7 | 0.0068849
Solar Tracking | AZ | February | 2 | 8 | 0.25545
Solar Tracking | AZ | February | 2 | 9 | 0.62501
Solar Tracking | AZ | February | 2 | 10 | 0.66781
Solar Tracking | AZ | February | 2 | 11 | 0.66223
Solar Tracking | AZ | February | 2 | 12 | 0.6398
Solar Tracking | AZ | February | 2 | 13 | 0.61882
Solar Tracking | AZ | February | 2 | 14 | 0.60449
Solar Tracking | AZ | February | 2 | 15 | 0.59374
Solar Tracking | AZ | February | 2 | 16 | 0.53392
Solar Tracking | AZ | February | 2 | 17 | 0.23296
Solar Tracking | AZ | February | 2 | 18 | 0.0085851
Solar Tracking | AZ | February | 2 | 19 | 0
Solar Tracking | AZ | February | 2 | 20 | 0
Solar Tracking | AZ | February | 2 | 21 | 0
Solar Tracking | AZ | February | 2 | 22 | 0
Solar Tracking | AZ | February | 2 | 23 | 0
Solar Tracking | AZ | February | 2 | 24 | 0
Solar Tracking | AZ | March | 3 | 1 | 0
Solar Tracking | AZ | March | 3 | 2 | 0
Solar Tracking | AZ | March | 3 | 3 | 0
Solar Tracking | AZ | March | 3 | 4 | 0
Solar Tracking | AZ | March | 3 | 5 | 0
Solar Tracking | AZ | March | 3 | 6 | 9.7178e-06
Solar Tracking | AZ | March | 3 | 7 | 0.077249
Solar Tracking | AZ | March | 3 | 8 | 0.45899
Solar Tracking | AZ | March | 3 | 9 | 0.63228
Solar Tracking | AZ | March | 3 | 10 | 0.6554
Solar Tracking | AZ | March | 3 | 11 | 0.6435
Solar Tracking | AZ | March | 3 | 12 | 0.62731
Solar Tracking | AZ | March | 3 | 13 | 0.62363
Solar Tracking | AZ | March | 3 | 14 | 0.56617
Solar Tracking | AZ | March | 3 | 15 | 0.51493
Solar Tracking | AZ | March | 3 | 16 | 0.4646
Solar Tracking | AZ | March | 3 | 17 | 0.33009
Solar Tracking | AZ | March | 3 | 18 | 0.049829
Solar Tracking | AZ | March | 3 | 19 | 9.4182e-07
Solar Tracking | AZ | March | 3 | 20 | 0
Solar Tracking | AZ | March | 3 | 21 | 0
Solar Tracking | AZ | March | 3 | 22 | 0
Solar Tracking | AZ | March | 3 | 23 | 0
Solar Tracking | AZ | March | 3 | 24 | 0
Solar Tracking | AZ | April | 4 | 1 | 0
Solar Tracking | AZ | April | 4 | 2 | 0
Solar Tracking | AZ | April | 4 | 3 | 0
Solar Tracking | AZ | April | 4 | 4 | 0
Solar Tracking | AZ | April | 4 | 5 | 0
Solar Tracking | AZ | April | 4 | 6 | 0.044232
Solar Tracking | AZ | April | 4 | 7 | 0.4267
Solar Tracking | AZ | April | 4 | 8 | 0.75534
Solar Tracking | AZ | April | 4 | 9 | 0.79609
Solar Tracking | AZ | April | 4 | 10 | 0.81543
Solar Tracking | AZ | April | 4 | 11 | 0.80943
Solar Tracking | AZ | April | 4 | 12 | 0.81481
Solar Tracking | AZ | April | 4 | 13 | 0.80594
Solar Tracking | AZ | April | 4 | 14 | 0.80419
Solar Tracking | AZ | April | 4 | 15 | 0.77901
Solar Tracking | AZ | April | 4 | 16 | 0.73792
Solar Tracking | AZ | April | 4 | 17 | 0.60858
Solar Tracking | AZ | April | 4 | 18 | 0.20205
Solar Tracking | AZ | April | 4 | 19 | 0.0047606
Solar Tracking | AZ | April | 4 | 20 | 0
Solar Tracking | AZ | April | 4 | 21 | 0
Solar Tracking | AZ | April | 4 | 22 | 0
Solar Tracking | AZ | April | 4 | 23 | 0
Solar Tracking | AZ | April | 4 | 24 | 0
Solar Tracking | AZ | May | 5 | 1 | 0
Solar Tracking | AZ | May | 5 | 2 | 0
Solar Tracking | AZ | May | 5 | 3 | 0
Solar Tracking | AZ | May | 5 | 4 | 0
Solar Tracking | AZ | May | 5 | 5 | 0.0013388
Solar Tracking | AZ | May | 5 | 6 | 0.16463
Solar Tracking | AZ | May | 5 | 7 | 0.57256
Solar Tracking | AZ | May | 5 | 8 | 0.78175
Solar Tracking | AZ | May | 5 | 9 | 0.8349
Solar Tracking | AZ | May | 5 | 10 | 0.85353
Solar Tracking | AZ | May | 5 | 11 | 0.85541
Solar Tracking | AZ | May | 5 | 12 | 0.8623
Solar Tracking | AZ | May | 5 | 13 | 0.86102
Solar Tracking | AZ | May | 5 | 14 | 0.84949
Solar Tracking | AZ | May | 5 | 15 | 0.82828
Solar Tracking | AZ | May | 5 | 16 | 0.79491
Solar Tracking | AZ | May | 5 | 17 | 0.69442
Solar Tracking | AZ | May | 5 | 18 | 0.34164
Solar Tracking | AZ | May | 5 | 19 | 0.032171
Solar Tracking | AZ | May | 5 | 20 | 7.8768e-07
Solar Tracking | AZ | May | 5 | 21 | 0
Solar Tracking | AZ | May | 5 | 22 | 0
Solar Tracking | AZ | May | 5 | 23 | 0
Solar Tracking | AZ | May | 5 | 24 | 0
Solar Tracking | AZ | June | 6 | 1 | 0
Solar Tracking | AZ | June | 6 | 2 | 0
Solar Tracking | AZ | June | 6 | 3 | 0
Solar Tracking | AZ | June | 6 | 4 | 0
Solar Tracking | AZ | June | 6 | 5 | 0.0029966
Solar Tracking | AZ | June | 6 | 6 | 0.19511
Solar Tracking | AZ | June | 6 | 7 | 0.57303
Solar Tracking | AZ | June | 6 | 8 | 0.75134
Solar Tracking | AZ | June | 6 | 9 | 0.81018
Solar Tracking | AZ | June | 6 | 10 | 0.84258
Solar Tracking | AZ | June | 6 | 11 | 0.8493
Solar Tracking | AZ | June | 6 | 12 | 0.85389
Solar Tracking | AZ | June | 6 | 13 | 0.85252
Solar Tracking | AZ | June | 6 | 14 | 0.84287
Solar Tracking | AZ | June | 6 | 15 | 0.8221
Solar Tracking | AZ | June | 6 | 16 | 0.79348
Solar Tracking | AZ | June | 6 | 17 | 0.70376
Solar Tracking | AZ | June | 6 | 18 | 0.42524
Solar Tracking | AZ | June | 6 | 19 | 0.072794
Solar Tracking | AZ | June | 6 | 20 | 4.8264e-05
Solar Tracking | AZ | June | 6 | 21 | 0
Solar Tracking | AZ | June | 6 | 22 | 0
Solar Tracking | AZ | June | 6 | 23 | 0
Solar Tracking | AZ | June | 6 | 24 | 0
Solar Tracking | AZ | July | 7 | 1 | 0
Solar Tracking | AZ | July | 7 | 2 | 0
Solar Tracking | AZ | July | 7 | 3 | 0
Solar Tracking | AZ | July | 7 | 4 | 0
Solar Tracking | AZ | July | 7 | 5 | 0.00025939
Solar Tracking | AZ | July | 7 | 6 | 0.091455
Solar Tracking | AZ | July | 7 | 7 | 0.44601
Solar Tracking | AZ | July | 7 | 8 | 0.69888
Solar Tracking | AZ | July | 7 | 9 | 0.79259
Solar Tracking | AZ | July | 7 | 10 | 0.8324
Solar Tracking | AZ | July | 7 | 11 | 0.84051
Solar Tracking | AZ | July | 7 | 12 | 0.8381
Solar Tracking | AZ | July | 7 | 13 | 0.83084
Solar Tracking | AZ | July | 7 | 14 | 0.82088
Solar Tracking | AZ | July | 7 | 15 | 0.79834
Solar Tracking | AZ | July | 7 | 16 | 0.76433
Solar Tracking | AZ | July | 7 | 17 | 0.67295
Solar Tracking | AZ | July | 7 | 18 | 0.38927
Solar Tracking | AZ | July | 7 | 19 | 0.061998
Solar Tracking | AZ | July | 7 | 20 | 2.8819e-05
Solar Tracking | AZ | July | 7 | 21 | 0
Solar Tracking | AZ | July | 7 | 22 | 0
Solar Tracking | AZ | July | 7 | 23 | 0
Solar Tracking | AZ | July | 7 | 24 | 0
Solar Tracking | AZ | August | 8 | 1 | 0
Solar Tracking | AZ | August | 8 | 2 | 0
Solar Tracking | AZ | August | 8 | 3 | 0
Solar Tracking | AZ | August | 8 | 4 | 0
Solar Tracking | AZ | August | 8 | 5 | 0
Solar Tracking | AZ | August | 8 | 6 | 0.030804
Solar Tracking | AZ | August | 8 | 7 | 0.33397
Solar Tracking | AZ | August | 8 | 8 | 0.62809
Solar Tracking | AZ | August | 8 | 9 | 0.74722
Solar Tracking | AZ | August | 8 | 10 | 0.80114
Solar Tracking | AZ | August | 8 | 11 | 0.81833
Solar Tracking | AZ | August | 8 | 12 | 0.81639
Solar Tracking | AZ | August | 8 | 13 | 0.80036
Solar Tracking | AZ | August | 8 | 14 | 0.77872
Solar Tracking | AZ | August | 8 | 15 | 0.74725
Solar Tracking | AZ | August | 8 | 16 | 0.68892
Solar Tracking | AZ | August | 8 | 17 | 0.54795
Solar Tracking | AZ | August | 8 | 18 | 0.20297
Solar Tracking | AZ | August | 8 | 19 | 0.0062154
Solar Tracking | AZ | August | 8 | 20 | 0
Solar Tracking | AZ | August | 8 | 21 | 0
Solar Tracking | AZ | August | 8 | 22 | 0
Solar Tracking | AZ | August | 8 | 23 | 0
Solar Tracking | AZ | August | 8 | 24 | 0
Solar Tracking | AZ | September | 9 | 1 | 0
Solar Tracking | AZ | September | 9 | 2 | 0
Solar Tracking | AZ | September | 9 | 3 | 0
Solar Tracking | AZ | September | 9 | 4 | 0
Solar Tracking | AZ | September | 9 | 5 | 0
Solar Tracking | AZ | September | 9 | 6 | 0.0068347
Solar Tracking | AZ | September | 9 | 7 | 0.24686
Solar Tracking | AZ | September | 9 | 8 | 0.64515
Solar Tracking | AZ | September | 9 | 9 | 0.75128
Solar Tracking | AZ | September | 9 | 10 | 0.79031
Solar Tracking | AZ | September | 9 | 11 | 0.79664
Solar Tracking | AZ | September | 9 | 12 | 0.79642
Solar Tracking | AZ | September | 9 | 13 | 0.79205
Solar Tracking | AZ | September | 9 | 14 | 0.78276
Solar Tracking | AZ | September | 9 | 15 | 0.77136
Solar Tracking | AZ | September | 9 | 16 | 0.69654
Solar Tracking | AZ | September | 9 | 17 | 0.38955
Solar Tracking | AZ | September | 9 | 18 | 0.046734
Solar Tracking | AZ | September | 9 | 19 | 4.4344e-06
Solar Tracking | AZ | September | 9 | 20 | 0
Solar Tracking | AZ | September | 9 | 21 | 0
Solar Tracking | AZ | September | 9 | 22 | 0
Solar Tracking | AZ | September | 9 | 23 | 0
Solar Tracking | AZ | September | 9 | 24 | 0
Solar Tracking | AZ | October | 10 | 1 | 0
Solar Tracking | AZ | October | 10 | 2 | 0
Solar Tracking | AZ | October | 10 | 3 | 0
Solar Tracking | AZ | October | 10 | 4 | 0
Solar Tracking | AZ | October | 10 | 5 | 0
Solar Tracking | AZ | October | 10 | 6 | 0.00046485
Solar Tracking | AZ | October | 10 | 7 | 0.14091
Solar Tracking | AZ | October | 10 | 8 | 0.56107
Solar Tracking | AZ | October | 10 | 9 | 0.71268
Solar Tracking | AZ | October | 10 | 10 | 0.73431
Solar Tracking | AZ | October | 10 | 11 | 0.7279
Solar Tracking | AZ | October | 10 | 12 | 0.72996
Solar Tracking | AZ | October | 10 | 13 | 0.73375
Solar Tracking | AZ | October | 10 | 14 | 0.73705
Solar Tracking | AZ | October | 10 | 15 | 0.7211
Solar Tracking | AZ | October | 10 | 16 | 0.56418
Solar Tracking | AZ | October | 10 | 17 | 0.15914
Solar Tracking | AZ | October | 10 | 18 | 0.0017596
Solar Tracking | AZ | October | 10 | 19 | 0
Solar Tracking | AZ | October | 10 | 20 | 0
Solar Tracking | AZ | October | 10 | 21 | 0
Solar Tracking | AZ | October | 10 | 22 | 0
Solar Tracking | AZ | October | 10 | 23 | 0
Solar Tracking | AZ | October | 10 | 24 | 0
Solar Tracking | AZ | November | 11 | 1 | 0
Solar Tracking | AZ | November | 11 | 2 | 0
Solar Tracking | AZ | November | 11 | 3 | 0
Solar Tracking | AZ | November | 11 | 4 | 0
Solar Tracking | AZ | November | 11 | 5 | 0
Solar Tracking | AZ | November | 11 | 6 | 0
Solar Tracking | AZ | November | 11 | 7 | 0.026044
Solar Tracking | AZ | November | 11 | 8 | 0.32901
Solar Tracking | AZ | November | 11 | 9 | 0.61439
Solar Tracking | AZ | November | 11 | 10 | 0.66456
Solar Tracking | AZ | November | 11 | 11 | 0.64668
Solar Tracking | AZ | November | 11 | 12 | 0.62915
Solar Tracking | AZ | November | 11 | 13 | 0.63689
Solar Tracking | AZ | November | 11 | 14 | 0.63841
Solar Tracking | AZ | November | 11 | 15 | 0.60788
Solar Tracking | AZ | November | 11 | 16 | 0.35066
Solar Tracking | AZ | November | 11 | 17 | 0.034896
Solar Tracking | AZ | November | 11 | 18 | 1.1607e-07
Solar Tracking | AZ | November | 11 | 19 | 0
Solar Tracking | AZ | November | 11 | 20 | 0
Solar Tracking | AZ | November | 11 | 21 | 0
Solar Tracking | AZ | November | 11 | 22 | 0
Solar Tracking | AZ | November | 11 | 23 | 0
Solar Tracking | AZ | November | 11 | 24 | 0
Solar Tracking | AZ | December | 12 | 1 | 0
Solar Tracking | AZ | December | 12 | 2 | 0
Solar Tracking | AZ | December | 12 | 3 | 0
Solar Tracking | AZ | December | 12 | 4 | 0
Solar Tracking | AZ | December | 12 | 5 | 0
Solar Tracking | AZ | December | 12 | 6 | 0
Solar Tracking | AZ | December | 12 | 7 | 0.0012009
Solar Tracking | AZ | December | 12 | 8 | 0.122
Solar Tracking | AZ | December | 12 | 9 | 0.38786
Solar Tracking | AZ | December | 12 | 10 | 0.46641
Solar Tracking | AZ | December | 12 | 11 | 0.49137
Solar Tracking | AZ | December | 12 | 12 | 0.4817
Solar Tracking | AZ | December | 12 | 13 | 0.49738
Solar Tracking | AZ | December | 12 | 14 | 0.47014
Solar Tracking | AZ | December | 12 | 15 | 0.42921
Solar Tracking | AZ | December | 12 | 16 | 0.24389
Solar Tracking | AZ | December | 12 | 17 | 0.020938
Solar Tracking | AZ | December | 12 | 18 | 0
Solar Tracking | AZ | December | 12 | 19 | 0
Solar Tracking | AZ | December | 12 | 20 | 0
Solar Tracking | AZ | December | 12 | 21 | 0
Solar Tracking | AZ | December | 12 | 22 | 0
Solar Tracking | AZ | December | 12 | 23 | 0
Solar Tracking | AZ | December | 12 | 24 | 0

## DR Hourly QC
|  |  | NQC | [11 empty] | January | January | January | January | January | January | January | January | January | January | January | January | January | January | January | January | January | January | January | January | January | January | January | January | February | February | February | February | February | February | February | February | February | February | February | February | February | February | February | February | February | February | February | February | February | February | February | February | March | March | March | March | March | March | March | March | March | March | March | March | March | March | March | March | March | March | March | March | March | March | March | March | April | April | April | April | April | April | April | April | April | April | April | April | April | April | April | April | April | April | April | April | April | April | April | April | May | May | May | May | May | May | May | May | May | May | May | May | May | May | May | May | May | May | May | May | May | May | May | May | June | June | June | June | June | June | June | June | June | June | June | June | June | June | June | June | June | June | June | June | June | June | June | June | July | July | July | July | July | July | July | July | July | July | July | July | July | July | July | July | July | July | July | July | July | July | July | July | August | August | August | August | August | August | August | August | August | August | August | August | August | August | August | August | August | August | August | August | August | August | August | August | September | September | September | September | September | September | September | September | September | September | September | September | September | September | September | September | September | September | September | September | September | September | September | September | October | October | October | October | October | October | October | October | October | October | October | October | October | October | October | October | October | October | October | October | October | October | October | October | November | November | November | November | November | November | November | November | November | November | November | November | November | November | November | November | November | November | November | November | November | November | November | November | December | December | December | December | December | December | December | December | December | December | December | December | December | December | December | December | December | December | December | December | December | December | December | December
Resource ID | DRP | TAC | JAN | FEB | MAR | APR | MAY | JUN | JUL | AUG | SEP | OCT | NOV | DEC | 1 | 2 | 3 | 4 | 5 | 6 | 7 | 8 | 9 | 10 | 11 | 12 | 13 | 14 | 15 | 16 | 17 | 18 | 19 | 20 | 21 | 22 | 23 | 24 | 1 | 2 | 3 | 4 | 5 | 6 | 7 | 8 | 9 | 10 | 11 | 12 | 13 | 14 | 15 | 16 | 17 | 18 | 19 | 20 | 21 | 22 | 23 | 24 | 1 | 2 | 3 | 4 | 5 | 6 | 7 | 8 | 9 | 10 | 11 | 12 | 13 | 14 | 15 | 16 | 17 | 18 | 19 | 20 | 21 | 22 | 23 | 24 | 1 | 2 | 3 | 4 | 5 | 6 | 7 | 8 | 9 | 10 | 11 | 12 | 13 | 14 | 15 | 16 | 17 | 18 | 19 | 20 | 21 | 22 | 23 | 24 | 1 | 2 | 3 | 4 | 5 | 6 | 7 | 8 | 9 | 10 | 11 | 12 | 13 | 14 | 15 | 16 | 17 | 18 | 19 | 20 | 21 | 22 | 23 | 24 | 1 | 2 | 3 | 4 | 5 | 6 | 7 | 8 | 9 | 10 | 11 | 12 | 13 | 14 | 15 | 16 | 17 | 18 | 19 | 20 | 21 | 22 | 23 | 24 | 1 | 2 | 3 | 4 | 5 | 6 | 7 | 8 | 9 | 10 | 11 | 12 | 13 | 14 | 15 | 16 | 17 | 18 | 19 | 20 | 21 | 22 | 23 | 24 | 1 | 2 | 3 | 4 | 5 | 6 | 7 | 8 | 9 | 10 | 11 | 12 | 13 | 14 | 15 | 16 | 17 | 18 | 19 | 20 | 21 | 22 | 23 | 24 | 1 | 2 | 3 | 4 | 5 | 6 | 7 | 8 | 9 | 10 | 11 | 12 | 13 | 14 | 15 | 16 | 17 | 18 | 19 | 20 | 21 | 22 | 23 | 24 | 1 | 2 | 3 | 4 | 5 | 6 | 7 | 8 | 9 | 10 | 11 | 12 | 13 | 14 | 15 | 16 | 17 | 18 | 19 | 20 | 21 | 22 | 23 | 24 | 1 | 2 | 3 | 4 | 5 | 6 | 7 | 8 | 9 | 10 | 11 | 12 | 13 | 14 | 15 | 16 | 17 | 18 | 19 | 20 | 21 | 22 | 23 | 24 | 1 | 2 | 3 | 4 | 5 | 6 | 7 | 8 | 9 | 10 | 11 | 12 | 13 | 14 | 15 | 16 | 17 | 18 | 19 | 20 | 21 | 22 | 23 | 24 | NQC
Demand Response | NA | CAISO | 0 | 0 | 0 | 0 | 0 | 0 | 0 | 0 | 0 | 0 | 0 | 0 | 0 | 0 | 0 | 0 | 0 | 0 | 0 | 0 | 0 | 0 | 0 | 0 | 0 | 0 | 0 | 0 | 0 | 0 | 0 | 0 | 0 | 0 | 0 | 0 | 0 | 0 | 0 | 0 | 0 | 0 | 0 | 0 | 0 | 0 | 0 | 0 | 0 | 0 | 0 | 0 | 0 | 0 | 0 | 0 | 0 | 0 | 0 | 0 | 0 | 0 | 0 | 0 | 0 | 0 | 0 | 0 | 0 | 0 | 0 | 0 | 0 | 0 | 0 | 0 | 0 | 0 | 0 | 0 | 0 | 0 | 0 | 0 | 0 | 0 | 0 | 0 | 0 | 0 | 0 | 0 | 0 | 0 | 0 | 0 | 0 | 0 | 0 | 0 | 0 | 0 | 0 | 0 | 0 | 0 | 0 | 0 | 0 | 0 | 0 | 0 | 0 | 0 | 0 | 0 | 0 | 0 | 0 | 0 | 0 | 0 | 0 | 0 | 0 | 0 | 0 | 0 | 0 | 0 | 0 | 0 | 0 | 0 | 0 | 0 | 0 | 0 | 0 | 0 | 0 | 0 | 0 | 0 | 0 | 0 | 0 | 0 | 0 | 0 | 0 | 0 | 0 | 0 | 0 | 0 | 0 | 0 | 0 | 0 | 0 | 0 | 0 | 0 | 0 | 0 | 0 | 0 | 0 | 0 | 0 | 0 | 0 | 0 | 0 | 0 | 0 | 0 | 0 | 0 | 0 | 0 | 0 | 0 | 0 | 0 | 0 | 0 | 0 | 0 | 0 | 0 | 0 | 0 | 0 | 0 | 0 | 0 | 0 | 0 | 0 | 0 | 0 | 0 | 0 | 0 | 0 | 0 | 0 | 0 | 0 | 0 | 0 | 0 | 0 | 0 | 0 | 0 | 0 | 0 | 0 | 0 | 0 | 0 | 0 | 0 | 0 | 0 | 0 | 0 | 0 | 0 | 0 | 0 | 0 | 0 | 0 | 0 | 0 | 0 | 0 | 0 | 0 | 0 | 0 | 0 | 0 | 0 | 0 | 0 | 0 | 0 | 0 | 0 | 0 | 0 | 0 | 0 | 0 | 0 | 0 | 0 | 0 | 0 | 0 | 0 | 0 | 0 | 0 | 0 | 0 | 0 | 0 | 0 | 0 | 0 | 0 | 0 | 0 | 0 | 0 | 0 | 0 | 0 | 0 | 0 | 0 | 0 | 0 | 0 | 0 | 0 | 0 | 0 | 0 | 0 | 0 | 0 | 0 | 0
SCEC_1_PDRP190 | Enersponse | SCE | 3.26 | 3.26 | 3.57 | [9 empty] | January 1: 0; January 2: 0; January 3: 0; January 4: 0; January 5: 0; January 6: 0; January 7: 0; January 8: 0; January 9: 0; January 10: 0; January 11: 0; January 12: 0; January 13: 0; January 14: 0; January 15: 0; January 16: 0; January 17: 3.26; January 18: 3.28; January 19: 3.26; January 20: 3.22; January 21: 3.12; January 22: 0; January 23: 0; January 24: 0; February 1: 0; February 2: 0; February 3: 0; February 4: 0; February 5: 0; February 6: 0; February 7: 0; February 8: 0; February 9: 0; February 10: 0; February 11: 0; February 12: 0; February 13: 0; February 14: 0; February 15: 0; February 16: 0; February 17: 3.25; February 18: 3.28; February 19: 3.26; February 20: 3.22; February 21: 3.14; February 22: 0; February 23: 0; February 24: 0; March 1: 0; March 2: 0; March 3: 0; March 4: 0; March 5: 0; March 6: 0; March 7: 0; March 8: 0; March 9: 0; March 10: 0; March 11: 0; March 12: 0; March 13: 0; March 14: 0; March 15: 0; March 16: 0; March 17: 3.59; March 18: 3.6; March 19: 3.57; March 20: 3.53; March 21: 3.43; March 22: 0; March 23: 0; March 24: 0
SCEC_1_PDRP191 | Enersponse | SCE |  |  |  | 7.7 | 5.59 | 3.48 | 3.88 | 3.75 |  |  |  |  | April 1: 0; April 2: 0; April 3: 0; April 4: 0; April 5: 0; April 6: 0; April 7: 0; April 8: 0; April 9: 0; April 10: 0; April 11: 0; April 12: 0; April 13: 0; April 14: 0; April 15: 0; April 16: 0; April 17: 8.02; April 18: 7.89; April 19: 7.7; April 20: 7.42; April 21: 7.07; April 22: 0; April 23: 0; April 24: 0; May 1: 0; May 2: 0; May 3: 0; May 4: 0; May 5: 0; May 6: 0; May 7: 0; May 8: 0; May 9: 0; May 10: 0; May 11: 0; May 12: 0; May 13: 0; May 14: 0; May 15: 0; May 16: 0; May 17: 5.81; May 18: 5.7; May 19: 5.59; May 20: 5.43; May 21: 5.21; May 22: 0; May 23: 0; May 24: 0; June 1: 0; June 2: 0; June 3: 0; June 4: 0; June 5: 0; June 6: 0; June 7: 0; June 8: 0; June 9: 0; June 10: 0; June 11: 0; June 12: 0; June 13: 0; June 14: 0; June 15: 0; June 16: 0; June 17: 3.57; June 18: 3.48; June 19: 3.45; June 20: 3.35; June 21: 3.25; June 22: 0; June 23: 0; June 24: 0; July 1: 0; July 2: 0; July 3: 0; July 4: 0; July 5: 0; July 6: 0; July 7: 0; July 8: 0; July 9: 0; July 10: 0; July 11: 0; July 12: 0; July 13: 0; July 14: 0; July 15: 0; July 16: 0; July 17: 3.88; July 18: 3.76; July 19: 3.71; July 20: 3.59; July 21: 3.39; July 22: 0; July 23: 0; July 24: 0; August 1: 0; August 2: 0; August 3: 0; August 4: 0; August 5: 0; August 6: 0; August 7: 0; August 8: 0; August 9: 0; August 10: 0; August 11: 0; August 12: 0; August 13: 0; August 14: 0; August 15: 0; August 16: 0; August 17: 3.84; August 18: 3.75; August 19: 3.69; August 20: 3.58; August 21: 3.45; August 22: 0; August 23: 0; August 24: 0
SCEC_1_PDRP193 | Enersponse | SCE |  |  |  | 5.13 | 6.12 | 3.8 | 4.25 | 4.11 | 6.97 | 4.94 |  |  | April 1: 0; April 2: 0; April 3: 0; April 4: 0; April 5: 0; April 6: 0; April 7: 0; April 8: 0; April 9: 0; April 10: 0; April 11: 0; April 12: 0; April 13: 0; April 14: 0; April 15: 0; April 16: 0; April 17: 5.35; April 18: 5.26; April 19: 5.13; April 20: 4.94; April 21: 4.71; April 22: 0; April 23: 0; April 24: 0; May 1: 0; May 2: 0; May 3: 0; May 4: 0; May 5: 0; May 6: 0; May 7: 0; May 8: 0; May 9: 0; May 10: 0; May 11: 0; May 12: 0; May 13: 0; May 14: 0; May 15: 0; May 16: 0; May 17: 6.36; May 18: 6.24; May 19: 6.12; May 20: 5.94; May 21: 5.7; May 22: 0; May 23: 0; May 24: 0; June 1: 0; June 2: 0; June 3: 0; June 4: 0; June 5: 0; June 6: 0; June 7: 0; June 8: 0; June 9: 0; June 10: 0; June 11: 0; June 12: 0; June 13: 0; June 14: 0; June 15: 0; June 16: 0; June 17: 3.9; June 18: 3.8; June 19: 3.77; June 20: 3.66; June 21: 3.55; June 22: 0; June 23: 0; June 24: 0; July 1: 0; July 2: 0; July 3: 0; July 4: 0; July 5: 0; July 6: 0; July 7: 0; July 8: 0; July 9: 0; July 10: 0; July 11: 0; July 12: 0; July 13: 0; July 14: 0; July 15: 0; July 16: 0; July 17: 4.25; July 18: 4.12; July 19: 4.06; July 20: 3.93; July 21: 3.71; July 22: 0; July 23: 0; July 24: 0; August 1: 0; August 2: 0; August 3: 0; August 4: 0; August 5: 0; August 6: 0; August 7: 0; August 8: 0; August 9: 0; August 10: 0; August 11: 0; August 12: 0; August 13: 0; August 14: 0; August 15: 0; August 16: 0; August 17: 4.2; August 18: 4.11; August 19: 4.05; August 20: 3.93; August 21: 3.78; August 22: 0; August 23: 0; August 24: 0; September 1: 0; September 2: 0; September 3: 0; September 4: 0; September 5: 0; September 6: 0; September 7: 0; September 8: 0; September 9: 0; September 10: 0; September 11: 0; September 12: 0; September 13: 0; September 14: 0; September 15: 0; September 16: 0; September 17: 6.97; September 18: 6.83; September 19: 6.69; September 20: 6.41; September 21: 6.11; September 22: 0; September 23: 0; September 24: 0; October 1: 0; October 2: 0; October 3: 0; October 4: 0; October 5: 0; October 6: 0; October 7: 0; October 8: 0; October 9: 0; October 10: 0; October 11: 0; October 12: 0; October 13: 0; October 14: 0; October 15: 0; October 16: 0; October 17: 5; October 18: 4.94; October 19: 4.81; October 20: 4.57; October 21: 4.35; October 22: 0; October 23: 0; October 24: 0
SCEN_6_PDRP104 | Enersponse | SCE |  |  |  | 0.19 | 1.11 | 0.68 | 0.77 | 0.74 | 0.57 | 0.11 |  |  | April 1: 0; April 2: 0; April 3: 0; April 4: 0; April 5: 0; April 6: 0; April 7: 0; April 8: 0; April 9: 0; April 10: 0; April 11: 0; April 12: 0; April 13: 0; April 14: 0; April 15: 0; April 16: 0; April 17: 0.2; April 18: 0.19; April 19: 0.19; April 20: 0.18; April 21: 0.17; April 22: 0; April 23: 0; April 24: 0; May 1: 0; May 2: 0; May 3: 0; May 4: 0; May 5: 0; May 6: 0; May 7: 0; May 8: 0; May 9: 0; May 10: 0; May 11: 0; May 12: 0; May 13: 0; May 14: 0; May 15: 0; May 16: 0; May 17: 1.15; May 18: 1.13; May 19: 1.11; May 20: 1.08; May 21: 1.03; May 22: 0; May 23: 0; May 24: 0; June 1: 0; June 2: 0; June 3: 0; June 4: 0; June 5: 0; June 6: 0; June 7: 0; June 8: 0; June 9: 0; June 10: 0; June 11: 0; June 12: 0; June 13: 0; June 14: 0; June 15: 0; June 16: 0; June 17: 0.7; June 18: 0.68; June 19: 0.67; June 20: 0.65; June 21: 0.64; June 22: 0; June 23: 0; June 24: 0; July 1: 0; July 2: 0; July 3: 0; July 4: 0; July 5: 0; July 6: 0; July 7: 0; July 8: 0; July 9: 0; July 10: 0; July 11: 0; July 12: 0; July 13: 0; July 14: 0; July 15: 0; July 16: 0; July 17: 0.77; July 18: 0.75; July 19: 0.74; July 20: 0.71; July 21: 0.67; July 22: 0; July 23: 0; July 24: 0; August 1: 0; August 2: 0; August 3: 0; August 4: 0; August 5: 0; August 6: 0; August 7: 0; August 8: 0; August 9: 0; August 10: 0; August 11: 0; August 12: 0; August 13: 0; August 14: 0; August 15: 0; August 16: 0; August 17: 0.76; August 18: 0.74; August 19: 0.73; August 20: 0.71; August 21: 0.68; August 22: 0; August 23: 0; August 24: 0; September 1: 0; September 2: 0; September 3: 0; September 4: 0; September 5: 0; September 6: 0; September 7: 0; September 8: 0; September 9: 0; September 10: 0; September 11: 0; September 12: 0; September 13: 0; September 14: 0; September 15: 0; September 16: 0; September 17: 0.57; September 18: 0.56; September 19: 0.55; September 20: 0.52; September 21: 0.5; September 22: 0; September 23: 0; September 24: 0; October 1: 0; October 2: 0; October 3: 0; October 4: 0; October 5: 0; October 6: 0; October 7: 0; October 8: 0; October 9: 0; October 10: 0; October 11: 0; October 12: 0; October 13: 0; October 14: 0; October 15: 0; October 16: 0; October 17: 0.11; October 18: 0.11; October 19: 0.11; October 20: 0.1; October 21: 0.1; October 22: 0; October 23: 0; October 24: 0
SCEW_2_PDRP183 | Enersponse | SCE |  |  |  | 0.53 | 1.09 | 0.68 | 0.77 | 0.74 | 1.81 | 0.11 |  |  | April 1: 0; April 2: 0; April 3: 0; April 4: 0; April 5: 0; April 6: 0; April 7: 0; April 8: 0; April 9: 0; April 10: 0; April 11: 0; April 12: 0; April 13: 0; April 14: 0; April 15: 0; April 16: 0; April 17: 0.55; April 18: 0.54; April 19: 0.53; April 20: 0.51; April 21: 0.49; April 22: 0; April 23: 0; April 24: 0; May 1: 0; May 2: 0; May 3: 0; May 4: 0; May 5: 0; May 6: 0; May 7: 0; May 8: 0; May 9: 0; May 10: 0; May 11: 0; May 12: 0; May 13: 0; May 14: 0; May 15: 0; May 16: 0; May 17: 1.13; May 18: 1.11; May 19: 1.09; May 20: 1.06; May 21: 1.02; May 22: 0; May 23: 0; May 24: 0; June 1: 0; June 2: 0; June 3: 0; June 4: 0; June 5: 0; June 6: 0; June 7: 0; June 8: 0; June 9: 0; June 10: 0; June 11: 0; June 12: 0; June 13: 0; June 14: 0; June 15: 0; June 16: 0; June 17: 0.7; June 18: 0.68; June 19: 0.67; June 20: 0.65; June 21: 0.64; June 22: 0; June 23: 0; June 24: 0; July 1: 0; July 2: 0; July 3: 0; July 4: 0; July 5: 0; July 6: 0; July 7: 0; July 8: 0; July 9: 0; July 10: 0; July 11: 0; July 12: 0; July 13: 0; July 14: 0; July 15: 0; July 16: 0; July 17: 0.77; July 18: 0.75; July 19: 0.74; July 20: 0.71; July 21: 0.67; July 22: 0; July 23: 0; July 24: 0; August 1: 0; August 2: 0; August 3: 0; August 4: 0; August 5: 0; August 6: 0; August 7: 0; August 8: 0; August 9: 0; August 10: 0; August 11: 0; August 12: 0; August 13: 0; August 14: 0; August 15: 0; August 16: 0; August 17: 0.76; August 18: 0.74; August 19: 0.73; August 20: 0.71; August 21: 0.68; August 22: 0; August 23: 0; August 24: 0; September 1: 0; September 2: 0; September 3: 0; September 4: 0; September 5: 0; September 6: 0; September 7: 0; September 8: 0; September 9: 0; September 10: 0; September 11: 0; September 12: 0; September 13: 0; September 14: 0; September 15: 0; September 16: 0; September 17: 1.81; September 18: 1.77; September 19: 1.74; September 20: 1.66; September 21: 1.59; September 22: 0; September 23: 0; September 24: 0; October 1: 0; October 2: 0; October 3: 0; October 4: 0; October 5: 0; October 6: 0; October 7: 0; October 8: 0; October 9: 0; October 10: 0; October 11: 0; October 12: 0; October 13: 0; October 14: 0; October 15: 0; October 16: 0; October 17: 0.11; October 18: 0.11; October 19: 0.11; October 20: 0.1; October 21: 0.1; October 22: 0; October 23: 0; October 24: 0
SCNW_6_PDRP67 | Enersponse | SCE |  |  |  | 1.63 | 1.94 | 1.21 | 1.35 | 1.3 | 1.29 |  |  |  | April 1: 0; April 2: 0; April 3: 0; April 4: 0; April 5: 0; April 6: 0; April 7: 0; April 8: 0; April 9: 0; April 10: 0; April 11: 0; April 12: 0; April 13: 0; April 14: 0; April 15: 0; April 16: 0; April 17: 1.7; April 18: 1.67; April 19: 1.63; April 20: 1.57; April 21: 1.5; April 22: 0; April 23: 0; April 24: 0; May 1: 0; May 2: 0; May 3: 0; May 4: 0; May 5: 0; May 6: 0; May 7: 0; May 8: 0; May 9: 0; May 10: 0; May 11: 0; May 12: 0; May 13: 0; May 14: 0; May 15: 0; May 16: 0; May 17: 2.02; May 18: 1.98; May 19: 1.94; May 20: 1.88; May 21: 1.81; May 22: 0; May 23: 0; May 24: 0; June 1: 0; June 2: 0; June 3: 0; June 4: 0; June 5: 0; June 6: 0; June 7: 0; June 8: 0; June 9: 0; June 10: 0; June 11: 0; June 12: 0; June 13: 0; June 14: 0; June 15: 0; June 16: 0; June 17: 1.24; June 18: 1.21; June 19: 1.2; June 20: 1.16; June 21: 1.13; June 22: 0; June 23: 0; June 24: 0; July 1: 0; July 2: 0; July 3: 0; July 4: 0; July 5: 0; July 6: 0; July 7: 0; July 8: 0; July 9: 0; July 10: 0; July 11: 0; July 12: 0; July 13: 0; July 14: 0; July 15: 0; July 16: 0; July 17: 1.35; July 18: 1.31; July 19: 1.29; July 20: 1.25; July 21: 1.18; July 22: 0; July 23: 0; July 24: 0; August 1: 0; August 2: 0; August 3: 0; August 4: 0; August 5: 0; August 6: 0; August 7: 0; August 8: 0; August 9: 0; August 10: 0; August 11: 0; August 12: 0; August 13: 0; August 14: 0; August 15: 0; August 16: 0; August 17: 1.33; August 18: 1.3; August 19: 1.28; August 20: 1.24; August 21: 1.2; August 22: 0; August 23: 0; August 24: 0; September 1: 0; September 2: 0; September 3: 0; September 4: 0; September 5: 0; September 6: 0; September 7: 0; September 8: 0; September 9: 0; September 10: 0; September 11: 0; September 12: 0; September 13: 0; September 14: 0; September 15: 0; September 16: 0; September 17: 1.29; September 18: 1.26; September 19: 1.24; September 20: 1.19; September 21: 1.13; September 22: 0; September 23: 0; September 24: 0
PGCC_1_PDRP18 | Leapfrog | PGE | 0.13 |  | 0.91 | 0.1 | 0.43 |  | 0.42 | 0.13 | 0.13 | 0.17 |  |  | 0 | 0 | 0 | 0 | 0 | 0 | 0 | 0 | 0 | 0 | 0 | 0 | 0 | 0 | 0 | 0 | 0.13 | 0.13 | 0.13 | 0.13 | 0 | 0 | 0 | 0 | [24 empty] | 0 | 0 | 0 | 0 | 0 | 0 | 0 | 0 | 0 | 0 | 0 | 0 | 0 | 0 | 0 | 0 | 0 | 0.88 | 0.91 | 0.92 | 0.9 | 0 | 0 | 0 | 0 | 0 | 0 | 0 | 0 | 0 | 0 | 0 | 0 | 0 | 0 | 0 | 0 | 0 | 0 | 0 | 0 | 0.1 | 0.1 | 0.1 | 0.1 | 0 | 0 | 0 | 0 | 0 | 0 | 0 | 0 | 0 | 0 | 0 | 0 | 0 | 0 | 0 | 0 | 0 | 0 | 0 | 0 | 0.44 | 0.43 | 0.43 | 0.41 | 0.03 | 0 | 0 | [24 empty] | 0 | 0 | 0 | 0 | 0 | 0 | 0 | 0 | 0 | 0 | 0 | 0 | 0 | 0 | 0 | 0 | 0.42 | 0.38 | 0.39 | 0.33 | 0.06 | 0 | 0 | 0 | 0 | 0 | 0 | 0 | 0 | 0 | 0 | 0 | 0 | 0 | 0 | 0 | 0 | 0 | 0 | 0 | 0.16 | 0.13 | 0.12 | 0.11 | 0.03 | 0 | 0 | 0 | 0 | 0 | 0 | 0 | 0 | 0 | 0 | 0 | 0 | 0 | 0 | 0 | 0 | 0 | 0 | 0 | 0.13 | 0.13 | 0.13 | 0.12 | 0.05 | 0 | 0 | 0 | 0 | 0 | 0 | 0 | 0 | 0 | 0 | 0 | 0 | 0 | 0 | 0 | 0 | 0 | 0 | 0 | 0.19 | 0.17 | 0.15 | 0.15 | 0.04 | 0 | 0 | 0
PGCC_1_PDRP19 | Leapfrog | PGE | 0.51 | 0.27 | 0.15 | 0.17 |  | 0.32 |  |  | 0.16 | 0.92 |  |  | January 1: 0; January 2: 0; January 3: 0; January 4: 0; January 5: 0; January 6: 0; January 7: 0; January 8: 0; January 9: 0; January 10: 0; January 11: 0; January 12: 0; January 13: 0; January 14: 0; January 15: 0; January 16: 0; January 17: 0.5; January 18: 0.51; January 19: 0.51; January 20: 0.5; January 21: 0; January 22: 0; January 23: 0; January 24: 0; February 1: 0; February 2: 0; February 3: 0; February 4: 0; February 5: 0; February 6: 0; February 7: 0; February 8: 0; February 9: 0; February 10: 0; February 11: 0; February 12: 0; February 13: 0; February 14: 0; February 15: 0; February 16: 0; February 17: 0.26; February 18: 0.27; February 19: 0.27; February 20: 0.27; February 21: 0; February 22: 0; February 23: 0; February 24: 0; March 1: 0; March 2: 0; March 3: 0; March 4: 0; March 5: 0; March 6: 0; March 7: 0; March 8: 0; March 9: 0; March 10: 0; March 11: 0; March 12: 0; March 13: 0; March 14: 0; March 15: 0; March 16: 0; March 17: 0; March 18: 0.14; March 19: 0.15; March 20: 0.15; March 21: 0.15; March 22: 0; March 23: 0; March 24: 0; April 1: 0; April 2: 0; April 3: 0; April 4: 0; April 5: 0; April 6: 0; April 7: 0; April 8: 0; April 9: 0; April 10: 0; April 11: 0; April 12: 0; April 13: 0; April 14: 0; April 15: 0; April 16: 0; April 17: 0; April 18: 0.16; April 19: 0.17; April 20: 0.18; April 21: 0.16; April 22: 0; April 23: 0; April 24: 0; June 1: 0; June 2: 0; June 3: 0; June 4: 0; June 5: 0; June 6: 0; June 7: 0; June 8: 0; June 9: 0; June 10: 0; June 11: 0; June 12: 0; June 13: 0; June 14: 0; June 15: 0; June 16: 0; June 17: 0.35; June 18: 0.32; June 19: 0.33; June 20: 0.31; June 21: 0.06; June 22: 0; June 23: 0; June 24: 0; September 1: 0; September 2: 0; September 3: 0; September 4: 0; September 5: 0; September 6: 0; September 7: 0; September 8: 0; September 9: 0; September 10: 0; September 11: 0; September 12: 0; September 13: 0; September 14: 0; September 15: 0; September 16: 0; September 17: 0.16; September 18: 0.16; September 19: 0.15; September 20: 0.14; September 21: 0.06; September 22: 0; September 23: 0; September 24: 0; October 1: 0; October 2: 0; October 3: 0; October 4: 0; October 5: 0; October 6: 0; October 7: 0; October 8: 0; October 9: 0; October 10: 0; October 11: 0; October 12: 0; October 13: 0; October 14: 0; October 15: 0; October 16: 0; October 17: 1.02; October 18: 0.92; October 19: 0.83; October 20: 0.79; October 21: 0.2; October 22: 0; October 23: 0; October 24: 0
PGCC_1_PDRP25 | Leapfrog | PGE | 0.28 | 0.26 |  |  | 0.41 | 0.1 |  | 0.27 |  | 0.15 |  |  | January 1: 0; January 2: 0; January 3: 0; January 4: 0; January 5: 0; January 6: 0; January 7: 0; January 8: 0; January 9: 0; January 10: 0; January 11: 0; January 12: 0; January 13: 0; January 14: 0; January 15: 0; January 16: 0; January 17: 0.27; January 18: 0.28; January 19: 0.28; January 20: 0.28; January 21: 0; January 22: 0; January 23: 0; January 24: 0; February 1: 0; February 2: 0; February 3: 0; February 4: 0; February 5: 0; February 6: 0; February 7: 0; February 8: 0; February 9: 0; February 10: 0; February 11: 0; February 12: 0; February 13: 0; February 14: 0; February 15: 0; February 16: 0; February 17: 0.25; February 18: 0.26; February 19: 0.26; February 20: 0.26; February 21: 0; February 22: 0; February 23: 0; February 24: 0; May 1: 0; May 2: 0; May 3: 0; May 4: 0; May 5: 0; May 6: 0; May 7: 0; May 8: 0; May 9: 0; May 10: 0; May 11: 0; May 12: 0; May 13: 0; May 14: 0; May 15: 0; May 16: 0; May 17: 0; May 18: 0.42; May 19: 0.41; May 20: 0.41; May 21: 0.4; May 22: 0.03; May 23: 0; May 24: 0; June 1: 0; June 2: 0; June 3: 0; June 4: 0; June 5: 0; June 6: 0; June 7: 0; June 8: 0; June 9: 0; June 10: 0; June 11: 0; June 12: 0; June 13: 0; June 14: 0; June 15: 0; June 16: 0; June 17: 0.11; June 18: 0.1; June 19: 0.1; June 20: 0.1; June 21: 0.02; June 22: 0; June 23: 0; June 24: 0; August 1: 0; August 2: 0; August 3: 0; August 4: 0; August 5: 0; August 6: 0; August 7: 0; August 8: 0; August 9: 0; August 10: 0; August 11: 0; August 12: 0; August 13: 0; August 14: 0; August 15: 0; August 16: 0; August 17: 0.32; August 18: 0.27; August 19: 0.25; August 20: 0.22; August 21: 0.06; August 22: 0; August 23: 0; August 24: 0; October 1: 0; October 2: 0; October 3: 0; October 4: 0; October 5: 0; October 6: 0; October 7: 0; October 8: 0; October 9: 0; October 10: 0; October 11: 0; October 12: 0; October 13: 0; October 14: 0; October 15: 0; October 16: 0; October 17: 0.17; October 18: 0.15; October 19: 0.13; October 20: 0.13; October 21: 0.03; October 22: 0; October 23: 0; October 24: 0
PGCC_1_PDRP31 | Leapfrog | PGE | 0.5 | 0.28 | 0.1 |  |  | 0.13 | 0.12 | 0.48 | 0.62 |  |  |  | January 1: 0; January 2: 0; January 3: 0; January 4: 0; January 5: 0; January 6: 0; January 7: 0; January 8: 0; January 9: 0; January 10: 0; January 11: 0; January 12: 0; January 13: 0; January 14: 0; January 15: 0; January 16: 0; January 17: 0.49; January 18: 0.5; January 19: 0.5; January 20: 0.5; January 21: 0; January 22: 0; January 23: 0; January 24: 0; February 1: 0; February 2: 0; February 3: 0; February 4: 0; February 5: 0; February 6: 0; February 7: 0; February 8: 0; February 9: 0; February 10: 0; February 11: 0; February 12: 0; February 13: 0; February 14: 0; February 15: 0; February 16: 0; February 17: 0.27; February 18: 0.28; February 19: 0.28; February 20: 0.28; February 21: 0; February 22: 0; February 23: 0; February 24: 0; March 1: 0; March 2: 0; March 3: 0; March 4: 0; March 5: 0; March 6: 0; March 7: 0; March 8: 0; March 9: 0; March 10: 0; March 11: 0; March 12: 0; March 13: 0; March 14: 0; March 15: 0; March 16: 0; March 17: 0; March 18: 0.1; March 19: 0.1; March 20: 0.1; March 21: 0.1; March 22: 0; March 23: 0; March 24: 0; June 1: 0; June 2: 0; June 3: 0; June 4: 0; June 5: 0; June 6: 0; June 7: 0; June 8: 0; June 9: 0; June 10: 0; June 11: 0; June 12: 0; June 13: 0; June 14: 0; June 15: 0; June 16: 0; June 17: 0.14; June 18: 0.13; June 19: 0.13; June 20: 0.13; June 21: 0.03; June 22: 0; June 23: 0; June 24: 0; July 1: 0; July 2: 0; July 3: 0; July 4: 0; July 5: 0; July 6: 0; July 7: 0; July 8: 0; July 9: 0; July 10: 0; July 11: 0; July 12: 0; July 13: 0; July 14: 0; July 15: 0; July 16: 0; July 17: 0.12; July 18: 0.11; July 19: 0.11; July 20: 0.09; July 21: 0.02; July 22: 0; July 23: 0; July 24: 0; August 1: 0; August 2: 0; August 3: 0; August 4: 0; August 5: 0; August 6: 0; August 7: 0; August 8: 0; August 9: 0; August 10: 0; August 11: 0; August 12: 0; August 13: 0; August 14: 0; August 15: 0; August 16: 0; August 17: 0.57; August 18: 0.48; August 19: 0.45; August 20: 0.4; August 21: 0.11; August 22: 0; August 23: 0; August 24: 0; September 1: 0; September 2: 0; September 3: 0; September 4: 0; September 5: 0; September 6: 0; September 7: 0; September 8: 0; September 9: 0; September 10: 0; September 11: 0; September 12: 0; September 13: 0; September 14: 0; September 15: 0; September 16: 0; September 17: 0.62; September 18: 0.62; September 19: 0.6; September 20: 0.55; September 21: 0.23; September 22: 0; September 23: 0; September 24: 0
PGCC_1_PDRP32 | Leapfrog | PGE | 0.45 |  |  |  |  | 0.14 |  |  | 0.18 | 0.9 |  |  | January 1: 0; January 2: 0; January 3: 0; January 4: 0; January 5: 0; January 6: 0; January 7: 0; January 8: 0; January 9: 0; January 10: 0; January 11: 0; January 12: 0; January 13: 0; January 14: 0; January 15: 0; January 16: 0; January 17: 0.44; January 18: 0.45; January 19: 0.45; January 20: 0.45; January 21: 0; January 22: 0; January 23: 0; January 24: 0; June 1: 0; June 2: 0; June 3: 0; June 4: 0; June 5: 0; June 6: 0; June 7: 0; June 8: 0; June 9: 0; June 10: 0; June 11: 0; June 12: 0; June 13: 0; June 14: 0; June 15: 0; June 16: 0; June 17: 0.15; June 18: 0.14; June 19: 0.14; June 20: 0.14; June 21: 0.03; June 22: 0; June 23: 0; June 24: 0; September 1: 0; September 2: 0; September 3: 0; September 4: 0; September 5: 0; September 6: 0; September 7: 0; September 8: 0; September 9: 0; September 10: 0; September 11: 0; September 12: 0; September 13: 0; September 14: 0; September 15: 0; September 16: 0; September 17: 0.18; September 18: 0.18; September 19: 0.17; September 20: 0.16; September 21: 0.07; September 22: 0; September 23: 0; September 24: 0; October 1: 0; October 2: 0; October 3: 0; October 4: 0; October 5: 0; October 6: 0; October 7: 0; October 8: 0; October 9: 0; October 10: 0; October 11: 0; October 12: 0; October 13: 0; October 14: 0; October 15: 0; October 16: 0; October 17: 1; October 18: 0.9; October 19: 0.81; October 20: 0.77; October 21: 0.2; October 22: 0; October 23: 0; October 24: 0
PGEB_2_PDRP102 | Leapfrog | PGE | 0.17 |  | 0.12 | 0.6 |  |  |  | 0.27 |  |  |  |  | January 1: 0; January 2: 0; January 3: 0; January 4: 0; January 5: 0; January 6: 0; January 7: 0; January 8: 0; January 9: 0; January 10: 0; January 11: 0; January 12: 0; January 13: 0; January 14: 0; January 15: 0; January 16: 0; January 17: 0.17; January 18: 0.17; January 19: 0.17; January 20: 0.17; January 21: 0; January 22: 0; January 23: 0; January 24: 0; March 1: 0; March 2: 0; March 3: 0; March 4: 0; March 5: 0; March 6: 0; March 7: 0; March 8: 0; March 9: 0; March 10: 0; March 11: 0; March 12: 0; March 13: 0; March 14: 0; March 15: 0; March 16: 0; March 17: 0; March 18: 0.12; March 19: 0.12; March 20: 0.12; March 21: 0.12; March 22: 0; March 23: 0; March 24: 0; April 1: 0; April 2: 0; April 3: 0; April 4: 0; April 5: 0; April 6: 0; April 7: 0; April 8: 0; April 9: 0; April 10: 0; April 11: 0; April 12: 0; April 13: 0; April 14: 0; April 15: 0; April 16: 0; April 17: 0; April 18: 0.58; April 19: 0.6; April 20: 0.63; April 21: 0.58; April 22: 0; April 23: 0; April 24: 0; August 1: 0; August 2: 0; August 3: 0; August 4: 0; August 5: 0; August 6: 0; August 7: 0; August 8: 0; August 9: 0; August 10: 0; August 11: 0; August 12: 0; August 13: 0; August 14: 0; August 15: 0; August 16: 0; August 17: 0.32; August 18: 0.27; August 19: 0.25; August 20: 0.22; August 21: 0.06; August 22: 0; August 23: 0; August 24: 0
PGEB_2_PDRP64 | Leapfrog | PGE | 0.1 |  |  |  |  | 0.32 |  |  | 0.17 | 0.14 |  |  | January 1: 0; January 2: 0; January 3: 0; January 4: 0; January 5: 0; January 6: 0; January 7: 0; January 8: 0; January 9: 0; January 10: 0; January 11: 0; January 12: 0; January 13: 0; January 14: 0; January 15: 0; January 16: 0; January 17: 0.1; January 18: 0.1; January 19: 0.1; January 20: 0.1; January 21: 0; January 22: 0; January 23: 0; January 24: 0; June 1: 0; June 2: 0; June 3: 0; June 4: 0; June 5: 0; June 6: 0; June 7: 0; June 8: 0; June 9: 0; June 10: 0; June 11: 0; June 12: 0; June 13: 0; June 14: 0; June 15: 0; June 16: 0; June 17: 0.35; June 18: 0.32; June 19: 0.33; June 20: 0.31; June 21: 0.06; June 22: 0; June 23: 0; June 24: 0; September 1: 0; September 2: 0; September 3: 0; September 4: 0; September 5: 0; September 6: 0; September 7: 0; September 8: 0; September 9: 0; September 10: 0; September 11: 0; September 12: 0; September 13: 0; September 14: 0; September 15: 0; September 16: 0; September 17: 0.17; September 18: 0.17; September 19: 0.16; September 20: 0.15; September 21: 0.06; September 22: 0; September 23: 0; September 24: 0; October 1: 0; October 2: 0; October 3: 0; October 4: 0; October 5: 0; October 6: 0; October 7: 0; October 8: 0; October 9: 0; October 10: 0; October 11: 0; October 12: 0; October 13: 0; October 14: 0; October 15: 0; October 16: 0; October 17: 0.16; October 18: 0.14; October 19: 0.13; October 20: 0.12; October 21: 0.03; October 22: 0; October 23: 0; October 24: 0
PGEB_2_PDRP77 | Leapfrog | PGE | 0.22 | 0.18 |  |  |  |  | 0.2 | 0.99 | 0.24 | 0.18 |  |  | January 1: 0; January 2: 0; January 3: 0; January 4: 0; January 5: 0; January 6: 0; January 7: 0; January 8: 0; January 9: 0; January 10: 0; January 11: 0; January 12: 0; January 13: 0; January 14: 0; January 15: 0; January 16: 0; January 17: 0.21; January 18: 0.22; January 19: 0.22; January 20: 0.22; January 21: 0; January 22: 0; January 23: 0; January 24: 0; February 1: 0; February 2: 0; February 3: 0; February 4: 0; February 5: 0; February 6: 0; February 7: 0; February 8: 0; February 9: 0; February 10: 0; February 11: 0; February 12: 0; February 13: 0; February 14: 0; February 15: 0; February 16: 0; February 17: 0.17; February 18: 0.18; February 19: 0.18; February 20: 0.18; February 21: 0; February 22: 0; February 23: 0; February 24: 0; July 1: 0; July 2: 0; July 3: 0; July 4: 0; July 5: 0; July 6: 0; July 7: 0; July 8: 0; July 9: 0; July 10: 0; July 11: 0; July 12: 0; July 13: 0; July 14: 0; July 15: 0; July 16: 0; July 17: 0.2; July 18: 0.18; July 19: 0.18; July 20: 0.16; July 21: 0.03; July 22: 0; July 23: 0; July 24: 0; August 1: 0; August 2: 0; August 3: 0; August 4: 0; August 5: 0; August 6: 0; August 7: 0; August 8: 0; August 9: 0; August 10: 0; August 11: 0; August 12: 0; August 13: 0; August 14: 0; August 15: 0; August 16: 0; August 17: 1.18; August 18: 0.99; August 19: 0.92; August 20: 0.82; August 21: 0.23; August 22: 0; August 23: 0; August 24: 0; September 1: 0; September 2: 0; September 3: 0; September 4: 0; September 5: 0; September 6: 0; September 7: 0; September 8: 0; September 9: 0; September 10: 0; September 11: 0; September 12: 0; September 13: 0; September 14: 0; September 15: 0; September 16: 0; September 17: 0.24; September 18: 0.24; September 19: 0.23; September 20: 0.21; September 21: 0.09; September 22: 0; September 23: 0; September 24: 0; October 1: 0; October 2: 0; October 3: 0; October 4: 0; October 5: 0; October 6: 0; October 7: 0; October 8: 0; October 9: 0; October 10: 0; October 11: 0; October 12: 0; October 13: 0; October 14: 0; October 15: 0; October 16: 0; October 17: 0.2; October 18: 0.18; October 19: 0.16; October 20: 0.15; October 21: 0.04; October 22: 0; October 23: 0; October 24: 0
PGEB_2_PDRP79 | Leapfrog | PGE | 0.21 |  |  |  | 0.1 |  |  |  | 0.99 | 0.15 |  |  | January 1: 0; January 2: 0; January 3: 0; January 4: 0; January 5: 0; January 6: 0; January 7: 0; January 8: 0; January 9: 0; January 10: 0; January 11: 0; January 12: 0; January 13: 0; January 14: 0; January 15: 0; January 16: 0; January 17: 0.2; January 18: 0.21; January 19: 0.21; January 20: 0.21; January 21: 0; January 22: 0; January 23: 0; January 24: 0; May 1: 0; May 2: 0; May 3: 0; May 4: 0; May 5: 0; May 6: 0; May 7: 0; May 8: 0; May 9: 0; May 10: 0; May 11: 0; May 12: 0; May 13: 0; May 14: 0; May 15: 0; May 16: 0; May 17: 0; May 18: 0.1; May 19: 0.1; May 20: 0.1; May 21: 0.1; May 22: 0.01; May 23: 0; May 24: 0; September 1: 0; September 2: 0; September 3: 0; September 4: 0; September 5: 0; September 6: 0; September 7: 0; September 8: 0; September 9: 0; September 10: 0; September 11: 0; September 12: 0; September 13: 0; September 14: 0; September 15: 0; September 16: 0; September 17: 0.99; September 18: 0.99; September 19: 0.96; September 20: 0.88; September 21: 0.37; September 22: 0; September 23: 0; September 24: 0; October 1: 0; October 2: 0; October 3: 0; October 4: 0; October 5: 0; October 6: 0; October 7: 0; October 8: 0; October 9: 0; October 10: 0; October 11: 0; October 12: 0; October 13: 0; October 14: 0; October 15: 0; October 16: 0; October 17: 0.17; October 18: 0.15; October 19: 0.13; October 20: 0.13; October 21: 0.03; October 22: 0; October 23: 0; October 24: 0
PGEB_2_PDRP81 | Leapfrog | PGE | 0.2 | 0.31 |  |  |  | 0.71 | 0.59 | 0.57 | 0.99 | 0.26 |  |  | January 1: 0; January 2: 0; January 3: 0; January 4: 0; January 5: 0; January 6: 0; January 7: 0; January 8: 0; January 9: 0; January 10: 0; January 11: 0; January 12: 0; January 13: 0; January 14: 0; January 15: 0; January 16: 0; January 17: 0.19; January 18: 0.2; January 19: 0.2; January 20: 0.2; January 21: 0; January 22: 0; January 23: 0; January 24: 0; February 1: 0; February 2: 0; February 3: 0; February 4: 0; February 5: 0; February 6: 0; February 7: 0; February 8: 0; February 9: 0; February 10: 0; February 11: 0; February 12: 0; February 13: 0; February 14: 0; February 15: 0; February 16: 0; February 17: 0.3; February 18: 0.31; February 19: 0.31; February 20: 0.31; February 21: 0; February 22: 0; February 23: 0; February 24: 0; June 1: 0; June 2: 0; June 3: 0; June 4: 0; June 5: 0; June 6: 0; June 7: 0; June 8: 0; June 9: 0; June 10: 0; June 11: 0; June 12: 0; June 13: 0; June 14: 0; June 15: 0; June 16: 0; June 17: 0.77; June 18: 0.71; June 19: 0.73; June 20: 0.69; June 21: 0.14; June 22: 0; June 23: 0; June 24: 0; July 1: 0; July 2: 0; July 3: 0; July 4: 0; July 5: 0; July 6: 0; July 7: 0; July 8: 0; July 9: 0; July 10: 0; July 11: 0; July 12: 0; July 13: 0; July 14: 0; July 15: 0; July 16: 0; July 17: 0.59; July 18: 0.53; July 19: 0.55; July 20: 0.47; July 21: 0.09; July 22: 0; July 23: 0; July 24: 0; August 1: 0; August 2: 0; August 3: 0; August 4: 0; August 5: 0; August 6: 0; August 7: 0; August 8: 0; August 9: 0; August 10: 0; August 11: 0; August 12: 0; August 13: 0; August 14: 0; August 15: 0; August 16: 0; August 17: 0.68; August 18: 0.57; August 19: 0.53; August 20: 0.47; August 21: 0.13; August 22: 0; August 23: 0; August 24: 0; September 1: 0; September 2: 0; September 3: 0; September 4: 0; September 5: 0; September 6: 0; September 7: 0; September 8: 0; September 9: 0; September 10: 0; September 11: 0; September 12: 0; September 13: 0; September 14: 0; September 15: 0; September 16: 0; September 17: 0.99; September 18: 0.99; September 19: 0.96; September 20: 0.88; September 21: 0.37; September 22: 0; September 23: 0; September 24: 0; October 1: 0; October 2: 0; October 3: 0; October 4: 0; October 5: 0; October 6: 0; October 7: 0; October 8: 0; October 9: 0; October 10: 0; October 11: 0; October 12: 0; October 13: 0; October 14: 0; October 15: 0; October 16: 0; October 17: 0.29; October 18: 0.26; October 19: 0.23; October 20: 0.22; October 21: 0.06; October 22: 0; October 23: 0; October 24: 0
PGEB_2_PDRP82 | Leapfrog | PGE | 0.2 |  |  |  | 0.12 |  | 0.6 | 0.64 |  |  |  |  | January 1: 0; January 2: 0; January 3: 0; January 4: 0; January 5: 0; January 6: 0; January 7: 0; January 8: 0; January 9: 0; January 10: 0; January 11: 0; January 12: 0; January 13: 0; January 14: 0; January 15: 0; January 16: 0; January 17: 0.19; January 18: 0.2; January 19: 0.2; January 20: 0.2; January 21: 0; January 22: 0; January 23: 0; January 24: 0; May 1: 0; May 2: 0; May 3: 0; May 4: 0; May 5: 0; May 6: 0; May 7: 0; May 8: 0; May 9: 0; May 10: 0; May 11: 0; May 12: 0; May 13: 0; May 14: 0; May 15: 0; May 16: 0; May 17: 0; May 18: 0.12; May 19: 0.12; May 20: 0.12; May 21: 0.12; May 22: 0.01; May 23: 0; May 24: 0; July 1: 0; July 2: 0; July 3: 0; July 4: 0; July 5: 0; July 6: 0; July 7: 0; July 8: 0; July 9: 0; July 10: 0; July 11: 0; July 12: 0; July 13: 0; July 14: 0; July 15: 0; July 16: 0; July 17: 0.6; July 18: 0.54; July 19: 0.55; July 20: 0.47; July 21: 0.09; July 22: 0; July 23: 0; July 24: 0; August 1: 0; August 2: 0; August 3: 0; August 4: 0; August 5: 0; August 6: 0; August 7: 0; August 8: 0; August 9: 0; August 10: 0; August 11: 0; August 12: 0; August 13: 0; August 14: 0; August 15: 0; August 16: 0; August 17: 0.76; August 18: 0.64; August 19: 0.6; August 20: 0.53; August 21: 0.15; August 22: 0; August 23: 0; August 24: 0
PGF1_2_PDRP109 | Leapfrog | PGE | 0.13 | 0.15 | 0.11 | 0.12 | 0.15 | 0.23 | [6 empty] | January 1: 0; January 2: 0; January 3: 0; January 4: 0; January 5: 0; January 6: 0; January 7: 0; January 8: 0; January 9: 0; January 10: 0; January 11: 0; January 12: 0; January 13: 0; January 14: 0; January 15: 0; January 16: 0; January 17: 0.13; January 18: 0.13; January 19: 0.13; January 20: 0.13; January 21: 0; January 22: 0; January 23: 0; January 24: 0; February 1: 0; February 2: 0; February 3: 0; February 4: 0; February 5: 0; February 6: 0; February 7: 0; February 8: 0; February 9: 0; February 10: 0; February 11: 0; February 12: 0; February 13: 0; February 14: 0; February 15: 0; February 16: 0; February 17: 0.15; February 18: 0.15; February 19: 0.15; February 20: 0.15; February 21: 0; February 22: 0; February 23: 0; February 24: 0; March 1: 0; March 2: 0; March 3: 0; March 4: 0; March 5: 0; March 6: 0; March 7: 0; March 8: 0; March 9: 0; March 10: 0; March 11: 0; March 12: 0; March 13: 0; March 14: 0; March 15: 0; March 16: 0; March 17: 0; March 18: 0.11; March 19: 0.11; March 20: 0.11; March 21: 0.11; March 22: 0; March 23: 0; March 24: 0; April 1: 0; April 2: 0; April 3: 0; April 4: 0; April 5: 0; April 6: 0; April 7: 0; April 8: 0; April 9: 0; April 10: 0; April 11: 0; April 12: 0; April 13: 0; April 14: 0; April 15: 0; April 16: 0; April 17: 0; April 18: 0.12; April 19: 0.12; April 20: 0.13; April 21: 0.12; April 22: 0; April 23: 0; April 24: 0; May 1: 0; May 2: 0; May 3: 0; May 4: 0; May 5: 0; May 6: 0; May 7: 0; May 8: 0; May 9: 0; May 10: 0; May 11: 0; May 12: 0; May 13: 0; May 14: 0; May 15: 0; May 16: 0; May 17: 0; May 18: 0.15; May 19: 0.15; May 20: 0.15; May 21: 0.14; May 22: 0.01; May 23: 0; May 24: 0; June 1: 0; June 2: 0; June 3: 0; June 4: 0; June 5: 0; June 6: 0; June 7: 0; June 8: 0; June 9: 0; June 10: 0; June 11: 0; June 12: 0; June 13: 0; June 14: 0; June 15: 0; June 16: 0; June 17: 0.25; June 18: 0.23; June 19: 0.24; June 20: 0.22; June 21: 0.04; June 22: 0; June 23: 0; June 24: 0
PGF1_2_PDRP62 | Leapfrog | PGE | 0.12 |  |  |  |  | 0.54 |  | 0.85 |  | 0.65 |  |  | January 1: 0; January 2: 0; January 3: 0; January 4: 0; January 5: 0; January 6: 0; January 7: 0; January 8: 0; January 9: 0; January 10: 0; January 11: 0; January 12: 0; January 13: 0; January 14: 0; January 15: 0; January 16: 0; January 17: 0.12; January 18: 0.12; January 19: 0.12; January 20: 0.12; January 21: 0; January 22: 0; January 23: 0; January 24: 0; June 1: 0; June 2: 0; June 3: 0; June 4: 0; June 5: 0; June 6: 0; June 7: 0; June 8: 0; June 9: 0; June 10: 0; June 11: 0; June 12: 0; June 13: 0; June 14: 0; June 15: 0; June 16: 0; June 17: 0.59; June 18: 0.54; June 19: 0.55; June 20: 0.53; June 21: 0.11; June 22: 0; June 23: 0; June 24: 0; August 1: 0; August 2: 0; August 3: 0; August 4: 0; August 5: 0; August 6: 0; August 7: 0; August 8: 0; August 9: 0; August 10: 0; August 11: 0; August 12: 0; August 13: 0; August 14: 0; August 15: 0; August 16: 0; August 17: 1.02; August 18: 0.85; August 19: 0.79; August 20: 0.71; August 21: 0.2; August 22: 0; August 23: 0; August 24: 0; October 1: 0; October 2: 0; October 3: 0; October 4: 0; October 5: 0; October 6: 0; October 7: 0; October 8: 0; October 9: 0; October 10: 0; October 11: 0; October 12: 0; October 13: 0; October 14: 0; October 15: 0; October 16: 0; October 17: 0.72; October 18: 0.65; October 19: 0.58; October 20: 0.56; October 21: 0.14; October 22: 0; October 23: 0; October 24: 0
PGF1_2_PDRP71 | Leapfrog | PGE | 0.1 |  |  | 0.51 |  |  | 0.31 | 0.28 |  | 0.17 |  |  | January 1: 0; January 2: 0; January 3: 0; January 4: 0; January 5: 0; January 6: 0; January 7: 0; January 8: 0; January 9: 0; January 10: 0; January 11: 0; January 12: 0; January 13: 0; January 14: 0; January 15: 0; January 16: 0; January 17: 0.1; January 18: 0.1; January 19: 0.1; January 20: 0.1; January 21: 0; January 22: 0; January 23: 0; January 24: 0; April 1: 0; April 2: 0; April 3: 0; April 4: 0; April 5: 0; April 6: 0; April 7: 0; April 8: 0; April 9: 0; April 10: 0; April 11: 0; April 12: 0; April 13: 0; April 14: 0; April 15: 0; April 16: 0; April 17: 0; April 18: 0.49; April 19: 0.51; April 20: 0.53; April 21: 0.49; April 22: 0; April 23: 0; April 24: 0; July 1: 0; July 2: 0; July 3: 0; July 4: 0; July 5: 0; July 6: 0; July 7: 0; July 8: 0; July 9: 0; July 10: 0; July 11: 0; July 12: 0; July 13: 0; July 14: 0; July 15: 0; July 16: 0; July 17: 0.31; July 18: 0.28; July 19: 0.29; July 20: 0.24; July 21: 0.05; July 22: 0; July 23: 0; July 24: 0; August 1: 0; August 2: 0; August 3: 0; August 4: 0; August 5: 0; August 6: 0; August 7: 0; August 8: 0; August 9: 0; August 10: 0; August 11: 0; August 12: 0; August 13: 0; August 14: 0; August 15: 0; August 16: 0; August 17: 0.33; August 18: 0.28; August 19: 0.26; August 20: 0.23; August 21: 0.07; August 22: 0; August 23: 0; August 24: 0; October 1: 0; October 2: 0; October 3: 0; October 4: 0; October 5: 0; October 6: 0; October 7: 0; October 8: 0; October 9: 0; October 10: 0; October 11: 0; October 12: 0; October 13: 0; October 14: 0; October 15: 0; October 16: 0; October 17: 0.19; October 18: 0.17; October 19: 0.15; October 20: 0.15; October 21: 0.04; October 22: 0; October 23: 0; October 24: 0
PGF1_2_PDRP88 | Leapfrog | PGE | 0.4 |  |  |  | 0.3 | 0.71 | [6 empty] | January 1: 0; January 2: 0; January 3: 0; January 4: 0; January 5: 0; January 6: 0; January 7: 0; January 8: 0; January 9: 0; January 10: 0; January 11: 0; January 12: 0; January 13: 0; January 14: 0; January 15: 0; January 16: 0; January 17: 0.39; January 18: 0.4; January 19: 0.4; January 20: 0.4; January 21: 0; January 22: 0; January 23: 0; January 24: 0; May 1: 0; May 2: 0; May 3: 0; May 4: 0; May 5: 0; May 6: 0; May 7: 0; May 8: 0; May 9: 0; May 10: 0; May 11: 0; May 12: 0; May 13: 0; May 14: 0; May 15: 0; May 16: 0; May 17: 0; May 18: 0.31; May 19: 0.3; May 20: 0.3; May 21: 0.29; May 22: 0.02; May 23: 0; May 24: 0; June 1: 0; June 2: 0; June 3: 0; June 4: 0; June 5: 0; June 6: 0; June 7: 0; June 8: 0; June 9: 0; June 10: 0; June 11: 0; June 12: 0; June 13: 0; June 14: 0; June 15: 0; June 16: 0; June 17: 0.77; June 18: 0.71; June 19: 0.73; June 20: 0.69; June 21: 0.14; June 22: 0; June 23: 0; June 24: 0
PGF1_2_PDRP89 | Leapfrog | PGE | 0.5 |  | 0.11 | 0.11 |  | 0.13 | 0.22 | 0.13 |  | 0.16 |  |  | January 1: 0; January 2: 0; January 3: 0; January 4: 0; January 5: 0; January 6: 0; January 7: 0; January 8: 0; January 9: 0; January 10: 0; January 11: 0; January 12: 0; January 13: 0; January 14: 0; January 15: 0; January 16: 0; January 17: 0.49; January 18: 0.5; January 19: 0.5; January 20: 0.5; January 21: 0; January 22: 0; January 23: 0; January 24: 0; March 1: 0; March 2: 0; March 3: 0; March 4: 0; March 5: 0; March 6: 0; March 7: 0; March 8: 0; March 9: 0; March 10: 0; March 11: 0; March 12: 0; March 13: 0; March 14: 0; March 15: 0; March 16: 0; March 17: 0; March 18: 0.11; March 19: 0.11; March 20: 0.11; March 21: 0.11; March 22: 0; March 23: 0; March 24: 0; April 1: 0; April 2: 0; April 3: 0; April 4: 0; April 5: 0; April 6: 0; April 7: 0; April 8: 0; April 9: 0; April 10: 0; April 11: 0; April 12: 0; April 13: 0; April 14: 0; April 15: 0; April 16: 0; April 17: 0; April 18: 0.11; April 19: 0.11; April 20: 0.11; April 21: 0.11; April 22: 0; April 23: 0; April 24: 0; June 1: 0; June 2: 0; June 3: 0; June 4: 0; June 5: 0; June 6: 0; June 7: 0; June 8: 0; June 9: 0; June 10: 0; June 11: 0; June 12: 0; June 13: 0; June 14: 0; June 15: 0; June 16: 0; June 17: 0.14; June 18: 0.13; June 19: 0.13; June 20: 0.13; June 21: 0.03; June 22: 0; June 23: 0; June 24: 0; July 1: 0; July 2: 0; July 3: 0; July 4: 0; July 5: 0; July 6: 0; July 7: 0; July 8: 0; July 9: 0; July 10: 0; July 11: 0; July 12: 0; July 13: 0; July 14: 0; July 15: 0; July 16: 0; July 17: 0.22; July 18: 0.2; July 19: 0.2; July 20: 0.17; July 21: 0.03; July 22: 0; July 23: 0; July 24: 0; August 1: 0; August 2: 0; August 3: 0; August 4: 0; August 5: 0; August 6: 0; August 7: 0; August 8: 0; August 9: 0; August 10: 0; August 11: 0; August 12: 0; August 13: 0; August 14: 0; August 15: 0; August 16: 0; August 17: 0.16; August 18: 0.13; August 19: 0.12; August 20: 0.11; August 21: 0.03; August 22: 0; August 23: 0; August 24: 0; October 1: 0; October 2: 0; October 3: 0; October 4: 0; October 5: 0; October 6: 0; October 7: 0; October 8: 0; October 9: 0; October 10: 0; October 11: 0; October 12: 0; October 13: 0; October 14: 0; October 15: 0; October 16: 0; October 17: 0.18; October 18: 0.16; October 19: 0.14; October 20: 0.14; October 21: 0.04; October 22: 0; October 23: 0; October 24: 0
PGF1_2_PDRP91 | Leapfrog | PGE | 0.49 |  | 0.44 |  | 0.12 | [7 empty] | January 1: 0; January 2: 0; January 3: 0; January 4: 0; January 5: 0; January 6: 0; January 7: 0; January 8: 0; January 9: 0; January 10: 0; January 11: 0; January 12: 0; January 13: 0; January 14: 0; January 15: 0; January 16: 0; January 17: 0.48; January 18: 0.49; January 19: 0.49; January 20: 0.49; January 21: 0; January 22: 0; January 23: 0; January 24: 0; March 1: 0; March 2: 0; March 3: 0; March 4: 0; March 5: 0; March 6: 0; March 7: 0; March 8: 0; March 9: 0; March 10: 0; March 11: 0; March 12: 0; March 13: 0; March 14: 0; March 15: 0; March 16: 0; March 17: 0; March 18: 0.42; March 19: 0.44; March 20: 0.44; March 21: 0.44; March 22: 0; March 23: 0; March 24: 0; May 1: 0; May 2: 0; May 3: 0; May 4: 0; May 5: 0; May 6: 0; May 7: 0; May 8: 0; May 9: 0; May 10: 0; May 11: 0; May 12: 0; May 13: 0; May 14: 0; May 15: 0; May 16: 0; May 17: 0; May 18: 0.12; May 19: 0.12; May 20: 0.12; May 21: 0.12; May 22: 0.01; May 23: 0; May 24: 0
PGF1_2_PDRP93 | Leapfrog | PGE | 0.27 | [6 empty] | 0.82 |  |  |  |  | January 1: 0; January 2: 0; January 3: 0; January 4: 0; January 5: 0; January 6: 0; January 7: 0; January 8: 0; January 9: 0; January 10: 0; January 11: 0; January 12: 0; January 13: 0; January 14: 0; January 15: 0; January 16: 0; January 17: 0.26; January 18: 0.27; January 19: 0.27; January 20: 0.27; January 21: 0; January 22: 0; January 23: 0; January 24: 0; August 1: 0; August 2: 0; August 3: 0; August 4: 0; August 5: 0; August 6: 0; August 7: 0; August 8: 0; August 9: 0; August 10: 0; August 11: 0; August 12: 0; August 13: 0; August 14: 0; August 15: 0; August 16: 0; August 17: 0.98; August 18: 0.82; August 19: 0.77; August 20: 0.68; August 21: 0.19; August 22: 0; August 23: 0; August 24: 0
PGF1_2_PDRP94 | Leapfrog | PGE | 0.25 | [5 empty] | 0.58 |  | 0.99 |  |  |  | January 1: 0; January 2: 0; January 3: 0; January 4: 0; January 5: 0; January 6: 0; January 7: 0; January 8: 0; January 9: 0; January 10: 0; January 11: 0; January 12: 0; January 13: 0; January 14: 0; January 15: 0; January 16: 0; January 17: 0.24; January 18: 0.25; January 19: 0.25; January 20: 0.25; January 21: 0; January 22: 0; January 23: 0; January 24: 0; July 1: 0; July 2: 0; July 3: 0; July 4: 0; July 5: 0; July 6: 0; July 7: 0; July 8: 0; July 9: 0; July 10: 0; July 11: 0; July 12: 0; July 13: 0; July 14: 0; July 15: 0; July 16: 0; July 17: 0.58; July 18: 0.52; July 19: 0.54; July 20: 0.46; July 21: 0.09; July 22: 0; July 23: 0; July 24: 0; September 1: 0; September 2: 0; September 3: 0; September 4: 0; September 5: 0; September 6: 0; September 7: 0; September 8: 0; September 9: 0; September 10: 0; September 11: 0; September 12: 0; September 13: 0; September 14: 0; September 15: 0; September 16: 0; September 17: 0.99; September 18: 0.99; September 19: 0.96; September 20: 0.88; September 21: 0.37; September 22: 0; September 23: 0; September 24: 0
PGFG_1_PDRP21 | Leapfrog | PGE | 0.15 |  | 0.14 | 0.1 | 0.13 | 0.14 | 0.1 | 0.12 |  |  |  |  | January 1: 0; January 2: 0; January 3: 0; January 4: 0; January 5: 0; January 6: 0; January 7: 0; January 8: 0; January 9: 0; January 10: 0; January 11: 0; January 12: 0; January 13: 0; January 14: 0; January 15: 0; January 16: 0; January 17: 0.15; January 18: 0.15; January 19: 0.15; January 20: 0.15; January 21: 0; January 22: 0; January 23: 0; January 24: 0; March 1: 0; March 2: 0; March 3: 0; March 4: 0; March 5: 0; March 6: 0; March 7: 0; March 8: 0; March 9: 0; March 10: 0; March 11: 0; March 12: 0; March 13: 0; March 14: 0; March 15: 0; March 16: 0; March 17: 0; March 18: 0.14; March 19: 0.14; March 20: 0.14; March 21: 0.14; March 22: 0; March 23: 0; March 24: 0; April 1: 0; April 2: 0; April 3: 0; April 4: 0; April 5: 0; April 6: 0; April 7: 0; April 8: 0; April 9: 0; April 10: 0; April 11: 0; April 12: 0; April 13: 0; April 14: 0; April 15: 0; April 16: 0; April 17: 0; April 18: 0.1; April 19: 0.1; April 20: 0.1; April 21: 0.1; April 22: 0; April 23: 0; April 24: 0; May 1: 0; May 2: 0; May 3: 0; May 4: 0; May 5: 0; May 6: 0; May 7: 0; May 8: 0; May 9: 0; May 10: 0; May 11: 0; May 12: 0; May 13: 0; May 14: 0; May 15: 0; May 16: 0; May 17: 0; May 18: 0.13; May 19: 0.13; May 20: 0.13; May 21: 0.13; May 22: 0.01; May 23: 0; May 24: 0; June 1: 0; June 2: 0; June 3: 0; June 4: 0; June 5: 0; June 6: 0; June 7: 0; June 8: 0; June 9: 0; June 10: 0; June 11: 0; June 12: 0; June 13: 0; June 14: 0; June 15: 0; June 16: 0; June 17: 0.15; June 18: 0.14; June 19: 0.14; June 20: 0.14; June 21: 0.03; June 22: 0; June 23: 0; June 24: 0; July 1: 0; July 2: 0; July 3: 0; July 4: 0; July 5: 0; July 6: 0; July 7: 0; July 8: 0; July 9: 0; July 10: 0; July 11: 0; July 12: 0; July 13: 0; July 14: 0; July 15: 0; July 16: 0; July 17: 0.1; July 18: 0.09; July 19: 0.09; July 20: 0.08; July 21: 0.01; July 22: 0; July 23: 0; July 24: 0; August 1: 0; August 2: 0; August 3: 0; August 4: 0; August 5: 0; August 6: 0; August 7: 0; August 8: 0; August 9: 0; August 10: 0; August 11: 0; August 12: 0; August 13: 0; August 14: 0; August 15: 0; August 16: 0; August 17: 0.14; August 18: 0.12; August 19: 0.11; August 20: 0.1; August 21: 0.03; August 22: 0; August 23: 0; August 24: 0
PGHB_6_PDRP12 | Leapfrog | PGE | 0.28 | 0.1 | [7 empty] | 0.31 |  |  | January 1: 0; January 2: 0; January 3: 0; January 4: 0; January 5: 0; January 6: 0; January 7: 0; January 8: 0; January 9: 0; January 10: 0; January 11: 0; January 12: 0; January 13: 0; January 14: 0; January 15: 0; January 16: 0; January 17: 0.27; January 18: 0.28; January 19: 0.28; January 20: 0.28; January 21: 0; January 22: 0; January 23: 0; January 24: 0; February 1: 0; February 2: 0; February 3: 0; February 4: 0; February 5: 0; February 6: 0; February 7: 0; February 8: 0; February 9: 0; February 10: 0; February 11: 0; February 12: 0; February 13: 0; February 14: 0; February 15: 0; February 16: 0; February 17: 0.1; February 18: 0.1; February 19: 0.1; February 20: 0.1; February 21: 0; February 22: 0; February 23: 0; February 24: 0; October 1: 0; October 2: 0; October 3: 0; October 4: 0; October 5: 0; October 6: 0; October 7: 0; October 8: 0; October 9: 0; October 10: 0; October 11: 0; October 12: 0; October 13: 0; October 14: 0; October 15: 0; October 16: 0; October 17: 0.34; October 18: 0.31; October 19: 0.28; October 20: 0.26; October 21: 0.07; October 22: 0; October 23: 0; October 24: 0
PGKN_2_PDRP34 | Leapfrog | PGE | 0.12 |  |  |  |  | 0.47 | 0.1 |  |  | 0.13 |  |  | January 1: 0; January 2: 0; January 3: 0; January 4: 0; January 5: 0; January 6: 0; January 7: 0; January 8: 0; January 9: 0; January 10: 0; January 11: 0; January 12: 0; January 13: 0; January 14: 0; January 15: 0; January 16: 0; January 17: 0.12; January 18: 0.12; January 19: 0.12; January 20: 0.12; January 21: 0; January 22: 0; January 23: 0; January 24: 0; June 1: 0; June 2: 0; June 3: 0; June 4: 0; June 5: 0; June 6: 0; June 7: 0; June 8: 0; June 9: 0; June 10: 0; June 11: 0; June 12: 0; June 13: 0; June 14: 0; June 15: 0; June 16: 0; June 17: 0.51; June 18: 0.47; June 19: 0.48; June 20: 0.46; June 21: 0.09; June 22: 0; June 23: 0; June 24: 0; July 1: 0; July 2: 0; July 3: 0; July 4: 0; July 5: 0; July 6: 0; July 7: 0; July 8: 0; July 9: 0; July 10: 0; July 11: 0; July 12: 0; July 13: 0; July 14: 0; July 15: 0; July 16: 0; July 17: 0.1; July 18: 0.09; July 19: 0.09; July 20: 0.08; July 21: 0.01; July 22: 0; July 23: 0; July 24: 0; October 1: 0; October 2: 0; October 3: 0; October 4: 0; October 5: 0; October 6: 0; October 7: 0; October 8: 0; October 9: 0; October 10: 0; October 11: 0; October 12: 0; October 13: 0; October 14: 0; October 15: 0; October 16: 0; October 17: 0.14; October 18: 0.13; October 19: 0.12; October 20: 0.11; October 21: 0.03; October 22: 0; October 23: 0; October 24: 0
PGNB_2_PDRP19 | Leapfrog | PGE | 0.14 | [6 empty] | 0.21 |  |  |  |  | January 1: 0; January 2: 0; January 3: 0; January 4: 0; January 5: 0; January 6: 0; January 7: 0; January 8: 0; January 9: 0; January 10: 0; January 11: 0; January 12: 0; January 13: 0; January 14: 0; January 15: 0; January 16: 0; January 17: 0.14; January 18: 0.14; January 19: 0.14; January 20: 0.14; January 21: 0; January 22: 0; January 23: 0; January 24: 0; August 1: 0; August 2: 0; August 3: 0; August 4: 0; August 5: 0; August 6: 0; August 7: 0; August 8: 0; August 9: 0; August 10: 0; August 11: 0; August 12: 0; August 13: 0; August 14: 0; August 15: 0; August 16: 0; August 17: 0.25; August 18: 0.21; August 19: 0.2; August 20: 0.17; August 21: 0.05; August 22: 0; August 23: 0; August 24: 0
PGNP_2_PDRP30 | Leapfrog | PGE | 0.29 | 0.27 | 0.11 |  |  |  |  | 0.99 |  | 0.18 |  |  | January 1: 0; January 2: 0; January 3: 0; January 4: 0; January 5: 0; January 6: 0; January 7: 0; January 8: 0; January 9: 0; January 10: 0; January 11: 0; January 12: 0; January 13: 0; January 14: 0; January 15: 0; January 16: 0; January 17: 0.28; January 18: 0.29; January 19: 0.29; January 20: 0.29; January 21: 0; January 22: 0; January 23: 0; January 24: 0; February 1: 0; February 2: 0; February 3: 0; February 4: 0; February 5: 0; February 6: 0; February 7: 0; February 8: 0; February 9: 0; February 10: 0; February 11: 0; February 12: 0; February 13: 0; February 14: 0; February 15: 0; February 16: 0; February 17: 0.26; February 18: 0.27; February 19: 0.27; February 20: 0.27; February 21: 0; February 22: 0; February 23: 0; February 24: 0; March 1: 0; March 2: 0; March 3: 0; March 4: 0; March 5: 0; March 6: 0; March 7: 0; March 8: 0; March 9: 0; March 10: 0; March 11: 0; March 12: 0; March 13: 0; March 14: 0; March 15: 0; March 16: 0; March 17: 0; March 18: 0.11; March 19: 0.11; March 20: 0.11; March 21: 0.11; March 22: 0; March 23: 0; March 24: 0; August 1: 0; August 2: 0; August 3: 0; August 4: 0; August 5: 0; August 6: 0; August 7: 0; August 8: 0; August 9: 0; August 10: 0; August 11: 0; August 12: 0; August 13: 0; August 14: 0; August 15: 0; August 16: 0; August 17: 1.18; August 18: 0.99; August 19: 0.92; August 20: 0.82; August 21: 0.23; August 22: 0; August 23: 0; August 24: 0; October 1: 0; October 2: 0; October 3: 0; October 4: 0; October 5: 0; October 6: 0; October 7: 0; October 8: 0; October 9: 0; October 10: 0; October 11: 0; October 12: 0; October 13: 0; October 14: 0; October 15: 0; October 16: 0; October 17: 0.2; October 18: 0.18; October 19: 0.16; October 20: 0.15; October 21: 0.04; October 22: 0; October 23: 0; October 24: 0
PGNP_2_PDRP31 | Leapfrog | PGE | 0.12 |  |  | 0.75 | 0.1 | 0.1 | 0.19 | 0.13 | 0.14 |  |  |  | January 1: 0; January 2: 0; January 3: 0; January 4: 0; January 5: 0; January 6: 0; January 7: 0; January 8: 0; January 9: 0; January 10: 0; January 11: 0; January 12: 0; January 13: 0; January 14: 0; January 15: 0; January 16: 0; January 17: 0.12; January 18: 0.12; January 19: 0.12; January 20: 0.12; January 21: 0; January 22: 0; January 23: 0; January 24: 0; April 1: 0; April 2: 0; April 3: 0; April 4: 0; April 5: 0; April 6: 0; April 7: 0; April 8: 0; April 9: 0; April 10: 0; April 11: 0; April 12: 0; April 13: 0; April 14: 0; April 15: 0; April 16: 0; April 17: 0; April 18: 0.72; April 19: 0.75; April 20: 0.78; April 21: 0.73; April 22: 0; April 23: 0; April 24: 0; May 1: 0; May 2: 0; May 3: 0; May 4: 0; May 5: 0; May 6: 0; May 7: 0; May 8: 0; May 9: 0; May 10: 0; May 11: 0; May 12: 0; May 13: 0; May 14: 0; May 15: 0; May 16: 0; May 17: 0; May 18: 0.1; May 19: 0.1; May 20: 0.1; May 21: 0.1; May 22: 0.01; May 23: 0; May 24: 0; June 1: 0; June 2: 0; June 3: 0; June 4: 0; June 5: 0; June 6: 0; June 7: 0; June 8: 0; June 9: 0; June 10: 0; June 11: 0; June 12: 0; June 13: 0; June 14: 0; June 15: 0; June 16: 0; June 17: 0.11; June 18: 0.1; June 19: 0.1; June 20: 0.1; June 21: 0.02; June 22: 0; June 23: 0; June 24: 0; July 1: 0; July 2: 0; July 3: 0; July 4: 0; July 5: 0; July 6: 0; July 7: 0; July 8: 0; July 9: 0; July 10: 0; July 11: 0; July 12: 0; July 13: 0; July 14: 0; July 15: 0; July 16: 0; July 17: 0.19; July 18: 0.17; July 19: 0.18; July 20: 0.15; July 21: 0.03; July 22: 0; July 23: 0; July 24: 0; August 1: 0; August 2: 0; August 3: 0; August 4: 0; August 5: 0; August 6: 0; August 7: 0; August 8: 0; August 9: 0; August 10: 0; August 11: 0; August 12: 0; August 13: 0; August 14: 0; August 15: 0; August 16: 0; August 17: 0.16; August 18: 0.13; August 19: 0.12; August 20: 0.11; August 21: 0.03; August 22: 0; August 23: 0; August 24: 0; September 1: 0; September 2: 0; September 3: 0; September 4: 0; September 5: 0; September 6: 0; September 7: 0; September 8: 0; September 9: 0; September 10: 0; September 11: 0; September 12: 0; September 13: 0; September 14: 0; September 15: 0; September 16: 0; September 17: 0.14; September 18: 0.14; September 19: 0.14; September 20: 0.12; September 21: 0.05; September 22: 0; September 23: 0; September 24: 0
PGNP_2_PDRP41 | Leapfrog | PGE | 0.5 | 0.13 |  | 0.12 | 0.68 | 0.21 | 0.13 | 0.12 | 0.56 | 0.14 |  |  | 0 | 0 | 0 | 0 | 0 | 0 | 0 | 0 | 0 | 0 | 0 | 0 | 0 | 0 | 0 | 0 | 0.49 | 0.5 | 0.5 | 0.5 | 0 | 0 | 0 | 0 | 0 | 0 | 0 | 0 | 0 | 0 | 0 | 0 | 0 | 0 | 0 | 0 | 0 | 0 | 0 | 0 | 0.13 | 0.13 | 0.13 | 0.13 | 0 | 0 | 0 | 0 | [24 empty] | 0 | 0 | 0 | 0 | 0 | 0 | 0 | 0 | 0 | 0 | 0 | 0 | 0 | 0 | 0 | 0 | 0 | 0.12 | 0.12 | 0.13 | 0.12 | 0 | 0 | 0 | 0 | 0 | 0 | 0 | 0 | 0 | 0 | 0 | 0 | 0 | 0 | 0 | 0 | 0 | 0 | 0 | 0 | 0.7 | 0.68 | 0.68 | 0.66 | 0.05 | 0 | 0 | 0 | 0 | 0 | 0 | 0 | 0 | 0 | 0 | 0 | 0 | 0 | 0 | 0 | 0 | 0 | 0 | 0.23 | 0.21 | 0.22 | 0.21 | 0.04 | 0 | 0 | 0 | 0 | 0 | 0 | 0 | 0 | 0 | 0 | 0 | 0 | 0 | 0 | 0 | 0 | 0 | 0 | 0 | 0.13 | 0.12 | 0.12 | 0.1 | 0.02 | 0 | 0 | 0 | 0 | 0 | 0 | 0 | 0 | 0 | 0 | 0 | 0 | 0 | 0 | 0 | 0 | 0 | 0 | 0 | 0.14 | 0.12 | 0.11 | 0.1 | 0.03 | 0 | 0 | 0 | 0 | 0 | 0 | 0 | 0 | 0 | 0 | 0 | 0 | 0 | 0 | 0 | 0 | 0 | 0 | 0 | 0.56 | 0.56 | 0.54 | 0.5 | 0.21 | 0 | 0 | 0 | 0 | 0 | 0 | 0 | 0 | 0 | 0 | 0 | 0 | 0 | 0 | 0 | 0 | 0 | 0 | 0 | 0.16 | 0.14 | 0.13 | 0.12 | 0.03 | 0 | 0 | 0
PGNP_2_PDRP43 | Leapfrog | PGE | 0.13 | 0.15 | 0.12 | 0.13 | 0.23 |  | 0.17 | 0.18 | 0.15 |  |  |  | 0 | 0 | 0 | 0 | 0 | 0 | 0 | 0 | 0 | 0 | 0 | 0 | 0 | 0 | 0 | 0 | 0.13 | 0.13 | 0.13 | 0.13 | 0 | 0 | 0 | 0 | 0 | 0 | 0 | 0 | 0 | 0 | 0 | 0 | 0 | 0 | 0 | 0 | 0 | 0 | 0 | 0 | 0.15 | 0.15 | 0.15 | 0.15 | 0 | 0 | 0 | 0 | 0 | 0 | 0 | 0 | 0 | 0 | 0 | 0 | 0 | 0 | 0 | 0 | 0 | 0 | 0 | 0 | 0 | 0.12 | 0.12 | 0.12 | 0.12 | 0 | 0 | 0 | 0 | 0 | 0 | 0 | 0 | 0 | 0 | 0 | 0 | 0 | 0 | 0 | 0 | 0 | 0 | 0 | 0 | 0.13 | 0.13 | 0.14 | 0.13 | 0 | 0 | 0 | 0 | 0 | 0 | 0 | 0 | 0 | 0 | 0 | 0 | 0 | 0 | 0 | 0 | 0 | 0 | 0 | 0 | 0.24 | 0.23 | 0.23 | 0.22 | 0.02 | 0 | 0 | [24 empty] | 0 | 0 | 0 | 0 | 0 | 0 | 0 | 0 | 0 | 0 | 0 | 0 | 0 | 0 | 0 | 0 | 0.17 | 0.15 | 0.16 | 0.13 | 0.03 | 0 | 0 | 0 | 0 | 0 | 0 | 0 | 0 | 0 | 0 | 0 | 0 | 0 | 0 | 0 | 0 | 0 | 0 | 0 | 0.22 | 0.18 | 0.17 | 0.15 | 0.04 | 0 | 0 | 0 | 0 | 0 | 0 | 0 | 0 | 0 | 0 | 0 | 0 | 0 | 0 | 0 | 0 | 0 | 0 | 0 | 0.15 | 0.15 | 0.14 | 0.13 | 0.06 | 0 | 0 | 0
PGNP_2_PDRP44 | Leapfrog | PGE | 0.1 |  | 0.12 |  | 0.1 | 0.14 |  | 0.83 | 0.16 | 0.36 |  |  | January 1: 0; January 2: 0; January 3: 0; January 4: 0; January 5: 0; January 6: 0; January 7: 0; January 8: 0; January 9: 0; January 10: 0; January 11: 0; January 12: 0; January 13: 0; January 14: 0; January 15: 0; January 16: 0; January 17: 0.1; January 18: 0.1; January 19: 0.1; January 20: 0.1; January 21: 0; January 22: 0; January 23: 0; January 24: 0; March 1: 0; March 2: 0; March 3: 0; March 4: 0; March 5: 0; March 6: 0; March 7: 0; March 8: 0; March 9: 0; March 10: 0; March 11: 0; March 12: 0; March 13: 0; March 14: 0; March 15: 0; March 16: 0; March 17: 0; March 18: 0.12; March 19: 0.12; March 20: 0.12; March 21: 0.12; March 22: 0; March 23: 0; March 24: 0; May 1: 0; May 2: 0; May 3: 0; May 4: 0; May 5: 0; May 6: 0; May 7: 0; May 8: 0; May 9: 0; May 10: 0; May 11: 0; May 12: 0; May 13: 0; May 14: 0; May 15: 0; May 16: 0; May 17: 0; May 18: 0.1; May 19: 0.1; May 20: 0.1; May 21: 0.1; May 22: 0.01; May 23: 0; May 24: 0; June 1: 0; June 2: 0; June 3: 0; June 4: 0; June 5: 0; June 6: 0; June 7: 0; June 8: 0; June 9: 0; June 10: 0; June 11: 0; June 12: 0; June 13: 0; June 14: 0; June 15: 0; June 16: 0; June 17: 0.15; June 18: 0.14; June 19: 0.14; June 20: 0.14; June 21: 0.03; June 22: 0; June 23: 0; June 24: 0; August 1: 0; August 2: 0; August 3: 0; August 4: 0; August 5: 0; August 6: 0; August 7: 0; August 8: 0; August 9: 0; August 10: 0; August 11: 0; August 12: 0; August 13: 0; August 14: 0; August 15: 0; August 16: 0; August 17: 0.99; August 18: 0.83; August 19: 0.77; August 20: 0.69; August 21: 0.19; August 22: 0; August 23: 0; August 24: 0; September 1: 0; September 2: 0; September 3: 0; September 4: 0; September 5: 0; September 6: 0; September 7: 0; September 8: 0; September 9: 0; September 10: 0; September 11: 0; September 12: 0; September 13: 0; September 14: 0; September 15: 0; September 16: 0; September 17: 0.16; September 18: 0.16; September 19: 0.15; September 20: 0.14; September 21: 0.06; September 22: 0; September 23: 0; September 24: 0; October 1: 0; October 2: 0; October 3: 0; October 4: 0; October 5: 0; October 6: 0; October 7: 0; October 8: 0; October 9: 0; October 10: 0; October 11: 0; October 12: 0; October 13: 0; October 14: 0; October 15: 0; October 16: 0; October 17: 0.4; October 18: 0.36; October 19: 0.32; October 20: 0.31; October 21: 0.08; October 22: 0; October 23: 0; October 24: 0
PGP2_2_PDRP42 | Leapfrog | PGE | 0.14 |  |  |  |  | 0.32 |  | 0.2 | 0.99 |  |  |  | January 1: 0; January 2: 0; January 3: 0; January 4: 0; January 5: 0; January 6: 0; January 7: 0; January 8: 0; January 9: 0; January 10: 0; January 11: 0; January 12: 0; January 13: 0; January 14: 0; January 15: 0; January 16: 0; January 17: 0.14; January 18: 0.14; January 19: 0.14; January 20: 0.14; January 21: 0; January 22: 0; January 23: 0; January 24: 0; June 1: 0; June 2: 0; June 3: 0; June 4: 0; June 5: 0; June 6: 0; June 7: 0; June 8: 0; June 9: 0; June 10: 0; June 11: 0; June 12: 0; June 13: 0; June 14: 0; June 15: 0; June 16: 0; June 17: 0.35; June 18: 0.32; June 19: 0.33; June 20: 0.31; June 21: 0.06; June 22: 0; June 23: 0; June 24: 0; August 1: 0; August 2: 0; August 3: 0; August 4: 0; August 5: 0; August 6: 0; August 7: 0; August 8: 0; August 9: 0; August 10: 0; August 11: 0; August 12: 0; August 13: 0; August 14: 0; August 15: 0; August 16: 0; August 17: 0.24; August 18: 0.2; August 19: 0.19; August 20: 0.17; August 21: 0.05; August 22: 0; August 23: 0; August 24: 0; September 1: 0; September 2: 0; September 3: 0; September 4: 0; September 5: 0; September 6: 0; September 7: 0; September 8: 0; September 9: 0; September 10: 0; September 11: 0; September 12: 0; September 13: 0; September 14: 0; September 15: 0; September 16: 0; September 17: 0.99; September 18: 0.99; September 19: 0.96; September 20: 0.88; September 21: 0.37; September 22: 0; September 23: 0; September 24: 0
PGP2_2_PDRP54 | Leapfrog | PGE | 0.16 | 0.12 | [5 empty] | 0.1 |  |  |  |  | January 1: 0; January 2: 0; January 3: 0; January 4: 0; January 5: 0; January 6: 0; January 7: 0; January 8: 0; January 9: 0; January 10: 0; January 11: 0; January 12: 0; January 13: 0; January 14: 0; January 15: 0; January 16: 0; January 17: 0.16; January 18: 0.16; January 19: 0.16; January 20: 0.16; January 21: 0; January 22: 0; January 23: 0; January 24: 0; February 1: 0; February 2: 0; February 3: 0; February 4: 0; February 5: 0; February 6: 0; February 7: 0; February 8: 0; February 9: 0; February 10: 0; February 11: 0; February 12: 0; February 13: 0; February 14: 0; February 15: 0; February 16: 0; February 17: 0.12; February 18: 0.12; February 19: 0.12; February 20: 0.12; February 21: 0; February 22: 0; February 23: 0; February 24: 0; August 1: 0; August 2: 0; August 3: 0; August 4: 0; August 5: 0; August 6: 0; August 7: 0; August 8: 0; August 9: 0; August 10: 0; August 11: 0; August 12: 0; August 13: 0; August 14: 0; August 15: 0; August 16: 0; August 17: 0.12; August 18: 0.1; August 19: 0.09; August 20: 0.08; August 21: 0.02; August 22: 0; August 23: 0; August 24: 0
PGSB_1_PDRP103 | Leapfrog | PGE | 0.15 | [11 empty] | January 1: 0; January 2: 0; January 3: 0; January 4: 0; January 5: 0; January 6: 0; January 7: 0; January 8: 0; January 9: 0; January 10: 0; January 11: 0; January 12: 0; January 13: 0; January 14: 0; January 15: 0; January 16: 0; January 17: 0.15; January 18: 0.15; January 19: 0.15; January 20: 0.15; January 21: 0; January 22: 0; January 23: 0; January 24: 0
PGSB_1_PDRP64 | Leapfrog | PGE | 0.11 | [6 empty] | 0.12 |  | 0.13 |  |  | January 1: 0; January 2: 0; January 3: 0; January 4: 0; January 5: 0; January 6: 0; January 7: 0; January 8: 0; January 9: 0; January 10: 0; January 11: 0; January 12: 0; January 13: 0; January 14: 0; January 15: 0; January 16: 0; January 17: 0.11; January 18: 0.11; January 19: 0.11; January 20: 0.11; January 21: 0; January 22: 0; January 23: 0; January 24: 0; August 1: 0; August 2: 0; August 3: 0; August 4: 0; August 5: 0; August 6: 0; August 7: 0; August 8: 0; August 9: 0; August 10: 0; August 11: 0; August 12: 0; August 13: 0; August 14: 0; August 15: 0; August 16: 0; August 17: 0.14; August 18: 0.12; August 19: 0.11; August 20: 0.1; August 21: 0.03; August 22: 0; August 23: 0; August 24: 0; October 1: 0; October 2: 0; October 3: 0; October 4: 0; October 5: 0; October 6: 0; October 7: 0; October 8: 0; October 9: 0; October 10: 0; October 11: 0; October 12: 0; October 13: 0; October 14: 0; October 15: 0; October 16: 0; October 17: 0.14; October 18: 0.13; October 19: 0.12; October 20: 0.11; October 21: 0.03; October 22: 0; October 23: 0; October 24: 0
PGSB_1_PDRP67 | Leapfrog | PGE | 0.11 |  | 0.17 | 0.47 |  |  | 0.12 | 0.15 | 0.14 |  |  |  | January 1: 0; January 2: 0; January 3: 0; January 4: 0; January 5: 0; January 6: 0; January 7: 0; January 8: 0; January 9: 0; January 10: 0; January 11: 0; January 12: 0; January 13: 0; January 14: 0; January 15: 0; January 16: 0; January 17: 0.11; January 18: 0.11; January 19: 0.11; January 20: 0.11; January 21: 0; January 22: 0; January 23: 0; January 24: 0; March 1: 0; March 2: 0; March 3: 0; March 4: 0; March 5: 0; March 6: 0; March 7: 0; March 8: 0; March 9: 0; March 10: 0; March 11: 0; March 12: 0; March 13: 0; March 14: 0; March 15: 0; March 16: 0; March 17: 0; March 18: 0.16; March 19: 0.17; March 20: 0.17; March 21: 0.17; March 22: 0; March 23: 0; March 24: 0; April 1: 0; April 2: 0; April 3: 0; April 4: 0; April 5: 0; April 6: 0; April 7: 0; April 8: 0; April 9: 0; April 10: 0; April 11: 0; April 12: 0; April 13: 0; April 14: 0; April 15: 0; April 16: 0; April 17: 0; April 18: 0.45; April 19: 0.47; April 20: 0.49; April 21: 0.45; April 22: 0; April 23: 0; April 24: 0; July 1: 0; July 2: 0; July 3: 0; July 4: 0; July 5: 0; July 6: 0; July 7: 0; July 8: 0; July 9: 0; July 10: 0; July 11: 0; July 12: 0; July 13: 0; July 14: 0; July 15: 0; July 16: 0; July 17: 0.12; July 18: 0.11; July 19: 0.11; July 20: 0.09; July 21: 0.02; July 22: 0; July 23: 0; July 24: 0; August 1: 0; August 2: 0; August 3: 0; August 4: 0; August 5: 0; August 6: 0; August 7: 0; August 8: 0; August 9: 0; August 10: 0; August 11: 0; August 12: 0; August 13: 0; August 14: 0; August 15: 0; August 16: 0; August 17: 0.18; August 18: 0.15; August 19: 0.14; August 20: 0.12; August 21: 0.03; August 22: 0; August 23: 0; August 24: 0; September 1: 0; September 2: 0; September 3: 0; September 4: 0; September 5: 0; September 6: 0; September 7: 0; September 8: 0; September 9: 0; September 10: 0; September 11: 0; September 12: 0; September 13: 0; September 14: 0; September 15: 0; September 16: 0; September 17: 0.14; September 18: 0.14; September 19: 0.14; September 20: 0.12; September 21: 0.05; September 22: 0; September 23: 0; September 24: 0
PGSB_1_PDRP92 | Leapfrog | PGE | 0.14 |  |  |  |  | 0.17 | [6 empty] | January 1: 0; January 2: 0; January 3: 0; January 4: 0; January 5: 0; January 6: 0; January 7: 0; January 8: 0; January 9: 0; January 10: 0; January 11: 0; January 12: 0; January 13: 0; January 14: 0; January 15: 0; January 16: 0; January 17: 0.14; January 18: 0.14; January 19: 0.14; January 20: 0.14; January 21: 0; January 22: 0; January 23: 0; January 24: 0; June 1: 0; June 2: 0; June 3: 0; June 4: 0; June 5: 0; June 6: 0; June 7: 0; June 8: 0; June 9: 0; June 10: 0; June 11: 0; June 12: 0; June 13: 0; June 14: 0; June 15: 0; June 16: 0; June 17: 0.19; June 18: 0.17; June 19: 0.17; June 20: 0.17; June 21: 0.03; June 22: 0; June 23: 0; June 24: 0
PGSB_1_PDRP93 | Leapfrog | PGE | 0.18 | [6 empty] | 0.56 | 0.14 | 0.2 |  |  | January 1: 0; January 2: 0; January 3: 0; January 4: 0; January 5: 0; January 6: 0; January 7: 0; January 8: 0; January 9: 0; January 10: 0; January 11: 0; January 12: 0; January 13: 0; January 14: 0; January 15: 0; January 16: 0; January 17: 0.17; January 18: 0.18; January 19: 0.18; January 20: 0.18; January 21: 0; January 22: 0; January 23: 0; January 24: 0; August 1: 0; August 2: 0; August 3: 0; August 4: 0; August 5: 0; August 6: 0; August 7: 0; August 8: 0; August 9: 0; August 10: 0; August 11: 0; August 12: 0; August 13: 0; August 14: 0; August 15: 0; August 16: 0; August 17: 0.67; August 18: 0.56; August 19: 0.52; August 20: 0.46; August 21: 0.13; August 22: 0; August 23: 0; August 24: 0; September 1: 0; September 2: 0; September 3: 0; September 4: 0; September 5: 0; September 6: 0; September 7: 0; September 8: 0; September 9: 0; September 10: 0; September 11: 0; September 12: 0; September 13: 0; September 14: 0; September 15: 0; September 16: 0; September 17: 0.14; September 18: 0.14; September 19: 0.14; September 20: 0.12; September 21: 0.05; September 22: 0; September 23: 0; September 24: 0; October 1: 0; October 2: 0; October 3: 0; October 4: 0; October 5: 0; October 6: 0; October 7: 0; October 8: 0; October 9: 0; October 10: 0; October 11: 0; October 12: 0; October 13: 0; October 14: 0; October 15: 0; October 16: 0; October 17: 0.22; October 18: 0.2; October 19: 0.18; October 20: 0.17; October 21: 0.04; October 22: 0; October 23: 0; October 24: 0
PGSF_2_PDRP33 | Leapfrog | PGE | 0.1 |  |  |  | 0.1 |  |  | 0.11 |  | 0.11 |  |  | January 1: 0; January 2: 0; January 3: 0; January 4: 0; January 5: 0; January 6: 0; January 7: 0; January 8: 0; January 9: 0; January 10: 0; January 11: 0; January 12: 0; January 13: 0; January 14: 0; January 15: 0; January 16: 0; January 17: 0.1; January 18: 0.1; January 19: 0.1; January 20: 0.1; January 21: 0; January 22: 0; January 23: 0; January 24: 0; May 1: 0; May 2: 0; May 3: 0; May 4: 0; May 5: 0; May 6: 0; May 7: 0; May 8: 0; May 9: 0; May 10: 0; May 11: 0; May 12: 0; May 13: 0; May 14: 0; May 15: 0; May 16: 0; May 17: 0; May 18: 0.1; May 19: 0.1; May 20: 0.1; May 21: 0.1; May 22: 0.01; May 23: 0; May 24: 0; August 1: 0; August 2: 0; August 3: 0; August 4: 0; August 5: 0; August 6: 0; August 7: 0; August 8: 0; August 9: 0; August 10: 0; August 11: 0; August 12: 0; August 13: 0; August 14: 0; August 15: 0; August 16: 0; August 17: 0.13; August 18: 0.11; August 19: 0.1; August 20: 0.09; August 21: 0.03; August 22: 0; August 23: 0; August 24: 0; October 1: 0; October 2: 0; October 3: 0; October 4: 0; October 5: 0; October 6: 0; October 7: 0; October 8: 0; October 9: 0; October 10: 0; October 11: 0; October 12: 0; October 13: 0; October 14: 0; October 15: 0; October 16: 0; October 17: 0.12; October 18: 0.11; October 19: 0.1; October 20: 0.09; October 21: 0.02; October 22: 0; October 23: 0; October 24: 0
PGSF_2_PDRP36 | Leapfrog | PGE | 0.27 |  |  | 0.12 |  | 0.1 |  | 0.31 |  |  |  |  | January 1: 0; January 2: 0; January 3: 0; January 4: 0; January 5: 0; January 6: 0; January 7: 0; January 8: 0; January 9: 0; January 10: 0; January 11: 0; January 12: 0; January 13: 0; January 14: 0; January 15: 0; January 16: 0; January 17: 0.26; January 18: 0.27; January 19: 0.27; January 20: 0.27; January 21: 0; January 22: 0; January 23: 0; January 24: 0; April 1: 0; April 2: 0; April 3: 0; April 4: 0; April 5: 0; April 6: 0; April 7: 0; April 8: 0; April 9: 0; April 10: 0; April 11: 0; April 12: 0; April 13: 0; April 14: 0; April 15: 0; April 16: 0; April 17: 0; April 18: 0.12; April 19: 0.12; April 20: 0.13; April 21: 0.12; April 22: 0; April 23: 0; April 24: 0; June 1: 0; June 2: 0; June 3: 0; June 4: 0; June 5: 0; June 6: 0; June 7: 0; June 8: 0; June 9: 0; June 10: 0; June 11: 0; June 12: 0; June 13: 0; June 14: 0; June 15: 0; June 16: 0; June 17: 0.11; June 18: 0.1; June 19: 0.1; June 20: 0.1; June 21: 0.02; June 22: 0; June 23: 0; June 24: 0; August 1: 0; August 2: 0; August 3: 0; August 4: 0; August 5: 0; August 6: 0; August 7: 0; August 8: 0; August 9: 0; August 10: 0; August 11: 0; August 12: 0; August 13: 0; August 14: 0; August 15: 0; August 16: 0; August 17: 0.37; August 18: 0.31; August 19: 0.29; August 20: 0.26; August 21: 0.07; August 22: 0; August 23: 0; August 24: 0
PGSF_2_PDRP51 | Leapfrog | PGE | 0.1 |  | 0.13 |  | 0.14 |  | 0.12 | [5 empty] | January 1: 0; January 2: 0; January 3: 0; January 4: 0; January 5: 0; January 6: 0; January 7: 0; January 8: 0; January 9: 0; January 10: 0; January 11: 0; January 12: 0; January 13: 0; January 14: 0; January 15: 0; January 16: 0; January 17: 0.1; January 18: 0.1; January 19: 0.1; January 20: 0.1; January 21: 0; January 22: 0; January 23: 0; January 24: 0; March 1: 0; March 2: 0; March 3: 0; March 4: 0; March 5: 0; March 6: 0; March 7: 0; March 8: 0; March 9: 0; March 10: 0; March 11: 0; March 12: 0; March 13: 0; March 14: 0; March 15: 0; March 16: 0; March 17: 0; March 18: 0.13; March 19: 0.13; March 20: 0.13; March 21: 0.13; March 22: 0; March 23: 0; March 24: 0; May 1: 0; May 2: 0; May 3: 0; May 4: 0; May 5: 0; May 6: 0; May 7: 0; May 8: 0; May 9: 0; May 10: 0; May 11: 0; May 12: 0; May 13: 0; May 14: 0; May 15: 0; May 16: 0; May 17: 0; May 18: 0.14; May 19: 0.14; May 20: 0.14; May 21: 0.13; May 22: 0.01; May 23: 0; May 24: 0; July 1: 0; July 2: 0; July 3: 0; July 4: 0; July 5: 0; July 6: 0; July 7: 0; July 8: 0; July 9: 0; July 10: 0; July 11: 0; July 12: 0; July 13: 0; July 14: 0; July 15: 0; July 16: 0; July 17: 0.12; July 18: 0.11; July 19: 0.11; July 20: 0.09; July 21: 0.02; July 22: 0; July 23: 0; July 24: 0
PGSI_1_PDRP31 | Leapfrog | PGE | 0.68 | 0.31 |  | 0.12 | 0.36 | 0.6 | 0.54 | 0.48 | 0.99 |  |  |  | 0 | 0 | 0 | 0 | 0 | 0 | 0 | 0 | 0 | 0 | 0 | 0 | 0 | 0 | 0 | 0 | 0.66 | 0.68 | 0.68 | 0.67 | 0 | 0 | 0 | 0 | 0 | 0 | 0 | 0 | 0 | 0 | 0 | 0 | 0 | 0 | 0 | 0 | 0 | 0 | 0 | 0 | 0.3 | 0.31 | 0.31 | 0.31 | 0 | 0 | 0 | 0 | [24 empty] | 0 | 0 | 0 | 0 | 0 | 0 | 0 | 0 | 0 | 0 | 0 | 0 | 0 | 0 | 0 | 0 | 0 | 0.12 | 0.12 | 0.13 | 0.12 | 0 | 0 | 0 | 0 | 0 | 0 | 0 | 0 | 0 | 0 | 0 | 0 | 0 | 0 | 0 | 0 | 0 | 0 | 0 | 0 | 0.37 | 0.36 | 0.36 | 0.35 | 0.03 | 0 | 0 | 0 | 0 | 0 | 0 | 0 | 0 | 0 | 0 | 0 | 0 | 0 | 0 | 0 | 0 | 0 | 0 | 0.65 | 0.6 | 0.62 | 0.59 | 0.12 | 0 | 0 | 0 | 0 | 0 | 0 | 0 | 0 | 0 | 0 | 0 | 0 | 0 | 0 | 0 | 0 | 0 | 0 | 0 | 0.54 | 0.48 | 0.5 | 0.43 | 0.08 | 0 | 0 | 0 | 0 | 0 | 0 | 0 | 0 | 0 | 0 | 0 | 0 | 0 | 0 | 0 | 0 | 0 | 0 | 0 | 0.57 | 0.48 | 0.45 | 0.4 | 0.11 | 0 | 0 | 0 | 0 | 0 | 0 | 0 | 0 | 0 | 0 | 0 | 0 | 0 | 0 | 0 | 0 | 0 | 0 | 0 | 0.99 | 0.99 | 0.96 | 0.88 | 0.37 | 0 | 0 | 0
PGSI_1_PDRP35 | Leapfrog | PGE | 0.26 | 0.23 |  |  | 0.5 | 0.17 | 0.11 | 0.15 | 0.11 | 0.1 |  |  | 0 | 0 | 0 | 0 | 0 | 0 | 0 | 0 | 0 | 0 | 0 | 0 | 0 | 0 | 0 | 0 | 0.25 | 0.26 | 0.26 | 0.26 | 0 | 0 | 0 | 0 | 0 | 0 | 0 | 0 | 0 | 0 | 0 | 0 | 0 | 0 | 0 | 0 | 0 | 0 | 0 | 0 | 0.22 | 0.23 | 0.23 | 0.23 | 0 | 0 | 0 | 0 | [48 empty] | 0 | 0 | 0 | 0 | 0 | 0 | 0 | 0 | 0 | 0 | 0 | 0 | 0 | 0 | 0 | 0 | 0 | 0.52 | 0.5 | 0.5 | 0.48 | 0.04 | 0 | 0 | 0 | 0 | 0 | 0 | 0 | 0 | 0 | 0 | 0 | 0 | 0 | 0 | 0 | 0 | 0 | 0 | 0.19 | 0.17 | 0.17 | 0.17 | 0.03 | 0 | 0 | 0 | 0 | 0 | 0 | 0 | 0 | 0 | 0 | 0 | 0 | 0 | 0 | 0 | 0 | 0 | 0 | 0 | 0.11 | 0.1 | 0.1 | 0.09 | 0.02 | 0 | 0 | 0 | 0 | 0 | 0 | 0 | 0 | 0 | 0 | 0 | 0 | 0 | 0 | 0 | 0 | 0 | 0 | 0 | 0.18 | 0.15 | 0.14 | 0.12 | 0.03 | 0 | 0 | 0 | 0 | 0 | 0 | 0 | 0 | 0 | 0 | 0 | 0 | 0 | 0 | 0 | 0 | 0 | 0 | 0 | 0.11 | 0.11 | 0.11 | 0.1 | 0.04 | 0 | 0 | 0 | 0 | 0 | 0 | 0 | 0 | 0 | 0 | 0 | 0 | 0 | 0 | 0 | 0 | 0 | 0 | 0 | 0.11 | 0.1 | 0.09 | 0.09 | 0.02 | 0 | 0 | 0
PGSI_1_PDRP37 | Leapfrog | PGE | 0.11 |  |  |  | 0.11 | 0.16 | 0.2 | 0.27 | 0.45 | 0.58 |  |  | January 1: 0; January 2: 0; January 3: 0; January 4: 0; January 5: 0; January 6: 0; January 7: 0; January 8: 0; January 9: 0; January 10: 0; January 11: 0; January 12: 0; January 13: 0; January 14: 0; January 15: 0; January 16: 0; January 17: 0.11; January 18: 0.11; January 19: 0.11; January 20: 0.11; January 21: 0; January 22: 0; January 23: 0; January 24: 0; May 1: 0; May 2: 0; May 3: 0; May 4: 0; May 5: 0; May 6: 0; May 7: 0; May 8: 0; May 9: 0; May 10: 0; May 11: 0; May 12: 0; May 13: 0; May 14: 0; May 15: 0; May 16: 0; May 17: 0; May 18: 0.11; May 19: 0.11; May 20: 0.11; May 21: 0.11; May 22: 0.01; May 23: 0; May 24: 0; June 1: 0; June 2: 0; June 3: 0; June 4: 0; June 5: 0; June 6: 0; June 7: 0; June 8: 0; June 9: 0; June 10: 0; June 11: 0; June 12: 0; June 13: 0; June 14: 0; June 15: 0; June 16: 0; June 17: 0.17; June 18: 0.16; June 19: 0.16; June 20: 0.16; June 21: 0.03; June 22: 0; June 23: 0; June 24: 0; July 1: 0; July 2: 0; July 3: 0; July 4: 0; July 5: 0; July 6: 0; July 7: 0; July 8: 0; July 9: 0; July 10: 0; July 11: 0; July 12: 0; July 13: 0; July 14: 0; July 15: 0; July 16: 0; July 17: 0.2; July 18: 0.18; July 19: 0.18; July 20: 0.16; July 21: 0.03; July 22: 0; July 23: 0; July 24: 0; August 1: 0; August 2: 0; August 3: 0; August 4: 0; August 5: 0; August 6: 0; August 7: 0; August 8: 0; August 9: 0; August 10: 0; August 11: 0; August 12: 0; August 13: 0; August 14: 0; August 15: 0; August 16: 0; August 17: 0.32; August 18: 0.27; August 19: 0.25; August 20: 0.22; August 21: 0.06; August 22: 0; August 23: 0; August 24: 0; September 1: 0; September 2: 0; September 3: 0; September 4: 0; September 5: 0; September 6: 0; September 7: 0; September 8: 0; September 9: 0; September 10: 0; September 11: 0; September 12: 0; September 13: 0; September 14: 0; September 15: 0; September 16: 0; September 17: 0.45; September 18: 0.45; September 19: 0.43; September 20: 0.4; September 21: 0.17; September 22: 0; September 23: 0; September 24: 0; October 1: 0; October 2: 0; October 3: 0; October 4: 0; October 5: 0; October 6: 0; October 7: 0; October 8: 0; October 9: 0; October 10: 0; October 11: 0; October 12: 0; October 13: 0; October 14: 0; October 15: 0; October 16: 0; October 17: 0.65; October 18: 0.58; October 19: 0.52; October 20: 0.5; October 21: 0.13; October 22: 0; October 23: 0; October 24: 0
PGSI_1_PDRP45 | Leapfrog | PGE | 0.17 |  | 0.1 | 0.22 | 0.13 | 0.13 | 0.73 | 0.28 |  | 0.41 |  |  | 0 | 0 | 0 | 0 | 0 | 0 | 0 | 0 | 0 | 0 | 0 | 0 | 0 | 0 | 0 | 0 | 0.17 | 0.17 | 0.17 | 0.17 | 0 | 0 | 0 | 0 | [24 empty] | 0 | 0 | 0 | 0 | 0 | 0 | 0 | 0 | 0 | 0 | 0 | 0 | 0 | 0 | 0 | 0 | 0 | 0.1 | 0.1 | 0.1 | 0.1 | 0 | 0 | 0 | 0 | 0 | 0 | 0 | 0 | 0 | 0 | 0 | 0 | 0 | 0 | 0 | 0 | 0 | 0 | 0 | 0 | 0.21 | 0.22 | 0.23 | 0.21 | 0 | 0 | 0 | 0 | 0 | 0 | 0 | 0 | 0 | 0 | 0 | 0 | 0 | 0 | 0 | 0 | 0 | 0 | 0 | 0 | 0.13 | 0.13 | 0.13 | 0.13 | 0.01 | 0 | 0 | 0 | 0 | 0 | 0 | 0 | 0 | 0 | 0 | 0 | 0 | 0 | 0 | 0 | 0 | 0 | 0 | 0.14 | 0.13 | 0.13 | 0.13 | 0.03 | 0 | 0 | 0 | 0 | 0 | 0 | 0 | 0 | 0 | 0 | 0 | 0 | 0 | 0 | 0 | 0 | 0 | 0 | 0 | 0.73 | 0.65 | 0.67 | 0.58 | 0.11 | 0 | 0 | 0 | 0 | 0 | 0 | 0 | 0 | 0 | 0 | 0 | 0 | 0 | 0 | 0 | 0 | 0 | 0 | 0 | 0.33 | 0.28 | 0.26 | 0.23 | 0.07 | 0 | 0 | 0 | [24 empty] | 0 | 0 | 0 | 0 | 0 | 0 | 0 | 0 | 0 | 0 | 0 | 0 | 0 | 0 | 0 | 0 | 0.46 | 0.41 | 0.37 | 0.35 | 0.09 | 0 | 0 | 0
PGST_2_PDRP17 | Leapfrog | PGE | 0.38 |  |  | 0.53 |  |  |  | 0.67 | 0.57 | 0.11 |  |  | January 1: 0; January 2: 0; January 3: 0; January 4: 0; January 5: 0; January 6: 0; January 7: 0; January 8: 0; January 9: 0; January 10: 0; January 11: 0; January 12: 0; January 13: 0; January 14: 0; January 15: 0; January 16: 0; January 17: 0.37; January 18: 0.38; January 19: 0.38; January 20: 0.38; January 21: 0; January 22: 0; January 23: 0; January 24: 0; April 1: 0; April 2: 0; April 3: 0; April 4: 0; April 5: 0; April 6: 0; April 7: 0; April 8: 0; April 9: 0; April 10: 0; April 11: 0; April 12: 0; April 13: 0; April 14: 0; April 15: 0; April 16: 0; April 17: 0; April 18: 0.51; April 19: 0.53; April 20: 0.55; April 21: 0.51; April 22: 0; April 23: 0; April 24: 0; August 1: 0; August 2: 0; August 3: 0; August 4: 0; August 5: 0; August 6: 0; August 7: 0; August 8: 0; August 9: 0; August 10: 0; August 11: 0; August 12: 0; August 13: 0; August 14: 0; August 15: 0; August 16: 0; August 17: 0.8; August 18: 0.67; August 19: 0.63; August 20: 0.56; August 21: 0.16; August 22: 0; August 23: 0; August 24: 0; September 1: 0; September 2: 0; September 3: 0; September 4: 0; September 5: 0; September 6: 0; September 7: 0; September 8: 0; September 9: 0; September 10: 0; September 11: 0; September 12: 0; September 13: 0; September 14: 0; September 15: 0; September 16: 0; September 17: 0.57; September 18: 0.57; September 19: 0.55; September 20: 0.51; September 21: 0.21; September 22: 0; September 23: 0; September 24: 0; October 1: 0; October 2: 0; October 3: 0; October 4: 0; October 5: 0; October 6: 0; October 7: 0; October 8: 0; October 9: 0; October 10: 0; October 11: 0; October 12: 0; October 13: 0; October 14: 0; October 15: 0; October 16: 0; October 17: 0.12; October 18: 0.11; October 19: 0.1; October 20: 0.09; October 21: 0.02; October 22: 0; October 23: 0; October 24: 0
PGST_2_PDRP32 | Leapfrog | PGE | 0.64 |  |  |  | 0.12 | 0.18 |  |  | 0.99 |  |  |  | January 1: 0; January 2: 0; January 3: 0; January 4: 0; January 5: 0; January 6: 0; January 7: 0; January 8: 0; January 9: 0; January 10: 0; January 11: 0; January 12: 0; January 13: 0; January 14: 0; January 15: 0; January 16: 0; January 17: 0.62; January 18: 0.64; January 19: 0.64; January 20: 0.63; January 21: 0; January 22: 0; January 23: 0; January 24: 0; May 1: 0; May 2: 0; May 3: 0; May 4: 0; May 5: 0; May 6: 0; May 7: 0; May 8: 0; May 9: 0; May 10: 0; May 11: 0; May 12: 0; May 13: 0; May 14: 0; May 15: 0; May 16: 0; May 17: 0; May 18: 0.12; May 19: 0.12; May 20: 0.12; May 21: 0.12; May 22: 0.01; May 23: 0; May 24: 0; June 1: 0; June 2: 0; June 3: 0; June 4: 0; June 5: 0; June 6: 0; June 7: 0; June 8: 0; June 9: 0; June 10: 0; June 11: 0; June 12: 0; June 13: 0; June 14: 0; June 15: 0; June 16: 0; June 17: 0.2; June 18: 0.18; June 19: 0.18; June 20: 0.18; June 21: 0.04; June 22: 0; June 23: 0; June 24: 0; September 1: 0; September 2: 0; September 3: 0; September 4: 0; September 5: 0; September 6: 0; September 7: 0; September 8: 0; September 9: 0; September 10: 0; September 11: 0; September 12: 0; September 13: 0; September 14: 0; September 15: 0; September 16: 0; September 17: 0.99; September 18: 0.99; September 19: 0.96; September 20: 0.88; September 21: 0.37; September 22: 0; September 23: 0; September 24: 0
PGST_2_PDRP34 | Leapfrog | PGE | 0.29 |  |  |  |  | 0.16 | 0.22 | 0.1 | 0.11 |  |  |  | January 1: 0; January 2: 0; January 3: 0; January 4: 0; January 5: 0; January 6: 0; January 7: 0; January 8: 0; January 9: 0; January 10: 0; January 11: 0; January 12: 0; January 13: 0; January 14: 0; January 15: 0; January 16: 0; January 17: 0.28; January 18: 0.29; January 19: 0.29; January 20: 0.29; January 21: 0; January 22: 0; January 23: 0; January 24: 0; June 1: 0; June 2: 0; June 3: 0; June 4: 0; June 5: 0; June 6: 0; June 7: 0; June 8: 0; June 9: 0; June 10: 0; June 11: 0; June 12: 0; June 13: 0; June 14: 0; June 15: 0; June 16: 0; June 17: 0.17; June 18: 0.16; June 19: 0.16; June 20: 0.16; June 21: 0.03; June 22: 0; June 23: 0; June 24: 0; July 1: 0; July 2: 0; July 3: 0; July 4: 0; July 5: 0; July 6: 0; July 7: 0; July 8: 0; July 9: 0; July 10: 0; July 11: 0; July 12: 0; July 13: 0; July 14: 0; July 15: 0; July 16: 0; July 17: 0.22; July 18: 0.2; July 19: 0.2; July 20: 0.17; July 21: 0.03; July 22: 0; July 23: 0; July 24: 0; August 1: 0; August 2: 0; August 3: 0; August 4: 0; August 5: 0; August 6: 0; August 7: 0; August 8: 0; August 9: 0; August 10: 0; August 11: 0; August 12: 0; August 13: 0; August 14: 0; August 15: 0; August 16: 0; August 17: 0.12; August 18: 0.1; August 19: 0.09; August 20: 0.08; August 21: 0.02; August 22: 0; August 23: 0; August 24: 0; September 1: 0; September 2: 0; September 3: 0; September 4: 0; September 5: 0; September 6: 0; September 7: 0; September 8: 0; September 9: 0; September 10: 0; September 11: 0; September 12: 0; September 13: 0; September 14: 0; September 15: 0; September 16: 0; September 17: 0.11; September 18: 0.11; September 19: 0.11; September 20: 0.1; September 21: 0.04; September 22: 0; September 23: 0; September 24: 0
PGST_2_PDRP36 | Leapfrog | PGE | 0.11 | 0.3 |  | 0.18 |  | 0.41 | 0.29 |  |  | 0.37 |  |  | January 1: 0; January 2: 0; January 3: 0; January 4: 0; January 5: 0; January 6: 0; January 7: 0; January 8: 0; January 9: 0; January 10: 0; January 11: 0; January 12: 0; January 13: 0; January 14: 0; January 15: 0; January 16: 0; January 17: 0.11; January 18: 0.11; January 19: 0.11; January 20: 0.11; January 21: 0; January 22: 0; January 23: 0; January 24: 0; February 1: 0; February 2: 0; February 3: 0; February 4: 0; February 5: 0; February 6: 0; February 7: 0; February 8: 0; February 9: 0; February 10: 0; February 11: 0; February 12: 0; February 13: 0; February 14: 0; February 15: 0; February 16: 0; February 17: 0.29; February 18: 0.3; February 19: 0.3; February 20: 0.3; February 21: 0; February 22: 0; February 23: 0; February 24: 0; April 1: 0; April 2: 0; April 3: 0; April 4: 0; April 5: 0; April 6: 0; April 7: 0; April 8: 0; April 9: 0; April 10: 0; April 11: 0; April 12: 0; April 13: 0; April 14: 0; April 15: 0; April 16: 0; April 17: 0; April 18: 0.17; April 19: 0.18; April 20: 0.19; April 21: 0.17; April 22: 0; April 23: 0; April 24: 0; June 1: 0; June 2: 0; June 3: 0; June 4: 0; June 5: 0; June 6: 0; June 7: 0; June 8: 0; June 9: 0; June 10: 0; June 11: 0; June 12: 0; June 13: 0; June 14: 0; June 15: 0; June 16: 0; June 17: 0.45; June 18: 0.41; June 19: 0.42; June 20: 0.4; June 21: 0.08; June 22: 0; June 23: 0; June 24: 0; July 1: 0; July 2: 0; July 3: 0; July 4: 0; July 5: 0; July 6: 0; July 7: 0; July 8: 0; July 9: 0; July 10: 0; July 11: 0; July 12: 0; July 13: 0; July 14: 0; July 15: 0; July 16: 0; July 17: 0.29; July 18: 0.26; July 19: 0.27; July 20: 0.23; July 21: 0.04; July 22: 0; July 23: 0; July 24: 0; October 1: 0; October 2: 0; October 3: 0; October 4: 0; October 5: 0; October 6: 0; October 7: 0; October 8: 0; October 9: 0; October 10: 0; October 11: 0; October 12: 0; October 13: 0; October 14: 0; October 15: 0; October 16: 0; October 17: 0.41; October 18: 0.37; October 19: 0.33; October 20: 0.32; October 21: 0.08; October 22: 0; October 23: 0; October 24: 0
PGZP_2_PDRP26 | Leapfrog | PGE | 0.21 |  |  |  | 0.96 |  |  |  |  | 0.11 |  |  | January 1: 0; January 2: 0; January 3: 0; January 4: 0; January 5: 0; January 6: 0; January 7: 0; January 8: 0; January 9: 0; January 10: 0; January 11: 0; January 12: 0; January 13: 0; January 14: 0; January 15: 0; January 16: 0; January 17: 0.2; January 18: 0.21; January 19: 0.21; January 20: 0.21; January 21: 0; January 22: 0; January 23: 0; January 24: 0; May 1: 0; May 2: 0; May 3: 0; May 4: 0; May 5: 0; May 6: 0; May 7: 0; May 8: 0; May 9: 0; May 10: 0; May 11: 0; May 12: 0; May 13: 0; May 14: 0; May 15: 0; May 16: 0; May 17: 0; May 18: 0.99; May 19: 0.96; May 20: 0.96; May 21: 0.93; May 22: 0.08; May 23: 0; May 24: 0; October 1: 0; October 2: 0; October 3: 0; October 4: 0; October 5: 0; October 6: 0; October 7: 0; October 8: 0; October 9: 0; October 10: 0; October 11: 0; October 12: 0; October 13: 0; October 14: 0; October 15: 0; October 16: 0; October 17: 0.12; October 18: 0.11; October 19: 0.1; October 20: 0.09; October 21: 0.02; October 22: 0; October 23: 0; October 24: 0
PGZP_2_PDRP33 | Leapfrog | PGE | 0.54 | [11 empty] | January 1: 0; January 2: 0; January 3: 0; January 4: 0; January 5: 0; January 6: 0; January 7: 0; January 8: 0; January 9: 0; January 10: 0; January 11: 0; January 12: 0; January 13: 0; January 14: 0; January 15: 0; January 16: 0; January 17: 0.52; January 18: 0.54; January 19: 0.54; January 20: 0.53; January 21: 0; January 22: 0; January 23: 0; January 24: 0
PGZP_2_PDRP42 | Leapfrog | PGE | 0.15 |  |  | 0.14 |  | 0.14 |  |  | 0.9 |  |  |  | January 1: 0; January 2: 0; January 3: 0; January 4: 0; January 5: 0; January 6: 0; January 7: 0; January 8: 0; January 9: 0; January 10: 0; January 11: 0; January 12: 0; January 13: 0; January 14: 0; January 15: 0; January 16: 0; January 17: 0.15; January 18: 0.15; January 19: 0.15; January 20: 0.15; January 21: 0; January 22: 0; January 23: 0; January 24: 0; April 1: 0; April 2: 0; April 3: 0; April 4: 0; April 5: 0; April 6: 0; April 7: 0; April 8: 0; April 9: 0; April 10: 0; April 11: 0; April 12: 0; April 13: 0; April 14: 0; April 15: 0; April 16: 0; April 17: 0; April 18: 0.13; April 19: 0.14; April 20: 0.15; April 21: 0.14; April 22: 0; April 23: 0; April 24: 0; June 1: 0; June 2: 0; June 3: 0; June 4: 0; June 5: 0; June 6: 0; June 7: 0; June 8: 0; June 9: 0; June 10: 0; June 11: 0; June 12: 0; June 13: 0; June 14: 0; June 15: 0; June 16: 0; June 17: 0.15; June 18: 0.14; June 19: 0.14; June 20: 0.14; June 21: 0.03; June 22: 0; June 23: 0; June 24: 0; September 1: 0; September 2: 0; September 3: 0; September 4: 0; September 5: 0; September 6: 0; September 7: 0; September 8: 0; September 9: 0; September 10: 0; September 11: 0; September 12: 0; September 13: 0; September 14: 0; September 15: 0; September 16: 0; September 17: 0.9; September 18: 0.9; September 19: 0.87; September 20: 0.8; September 21: 0.34; September 22: 0; September 23: 0; September 24: 0
SCEC_1_PDRP107 | Leapfrog | SCE | 0.2 |  |  |  | 0.63 | 0.31 | 0.1 | 0.57 | 1.16 | 0.55 |  |  | January 1: 0; January 2: 0; January 3: 0; January 4: 0; January 5: 0; January 6: 0; January 7: 0; January 8: 0; January 9: 0; January 10: 0; January 11: 0; January 12: 0; January 13: 0; January 14: 0; January 15: 0; January 16: 0; January 17: 0.19; January 18: 0.2; January 19: 0.2; January 20: 0.2; January 21: 0; January 22: 0; January 23: 0; January 24: 0; May 1: 0; May 2: 0; May 3: 0; May 4: 0; May 5: 0; May 6: 0; May 7: 0; May 8: 0; May 9: 0; May 10: 0; May 11: 0; May 12: 0; May 13: 0; May 14: 0; May 15: 0; May 16: 0; May 17: 0; May 18: 0.64; May 19: 0.63; May 20: 0.63; May 21: 0.61; May 22: 0.05; May 23: 0; May 24: 0; June 1: 0; June 2: 0; June 3: 0; June 4: 0; June 5: 0; June 6: 0; June 7: 0; June 8: 0; June 9: 0; June 10: 0; June 11: 0; June 12: 0; June 13: 0; June 14: 0; June 15: 0; June 16: 0; June 17: 0.34; June 18: 0.31; June 19: 0.32; June 20: 0.3; June 21: 0.06; June 22: 0; June 23: 0; June 24: 0; July 1: 0; July 2: 0; July 3: 0; July 4: 0; July 5: 0; July 6: 0; July 7: 0; July 8: 0; July 9: 0; July 10: 0; July 11: 0; July 12: 0; July 13: 0; July 14: 0; July 15: 0; July 16: 0; July 17: 0.1; July 18: 0.09; July 19: 0.09; July 20: 0.08; July 21: 0.02; July 22: 0; July 23: 0; July 24: 0; August 1: 0; August 2: 0; August 3: 0; August 4: 0; August 5: 0; August 6: 0; August 7: 0; August 8: 0; August 9: 0; August 10: 0; August 11: 0; August 12: 0; August 13: 0; August 14: 0; August 15: 0; August 16: 0; August 17: 0.69; August 18: 0.57; August 19: 0.53; August 20: 0.47; August 21: 0.14; August 22: 0; August 23: 0; August 24: 0; September 1: 0; September 2: 0; September 3: 0; September 4: 0; September 5: 0; September 6: 0; September 7: 0; September 8: 0; September 9: 0; September 10: 0; September 11: 0; September 12: 0; September 13: 0; September 14: 0; September 15: 0; September 16: 0; September 17: 1.16; September 18: 1.15; September 19: 1.1; September 20: 1.02; September 21: 0.38; September 22: 0; September 23: 0; September 24: 0; October 1: 0; October 2: 0; October 3: 0; October 4: 0; October 5: 0; October 6: 0; October 7: 0; October 8: 0; October 9: 0; October 10: 0; October 11: 0; October 12: 0; October 13: 0; October 14: 0; October 15: 0; October 16: 0; October 17: 0.61; October 18: 0.55; October 19: 0.49; October 20: 0.46; October 21: 0.07; October 22: 0; October 23: 0; October 24: 0
SCEC_1_PDRP111 | Leapfrog | SCE | 0.55 | 0.57 | 0.14 | 0.67 | 0.51 | 0.6 | 0.55 |  | 0.22 | 0.51 |  |  | 0 | 0 | 0 | 0 | 0 | 0 | 0 | 0 | 0 | 0 | 0 | 0 | 0 | 0 | 0 | 0 | 0.54 | 0.55 | 0.55 | 0.54 | 0 | 0 | 0 | 0 | 0 | 0 | 0 | 0 | 0 | 0 | 0 | 0 | 0 | 0 | 0 | 0 | 0 | 0 | 0 | 0 | 0.55 | 0.57 | 0.57 | 0.56 | 0 | 0 | 0 | 0 | 0 | 0 | 0 | 0 | 0 | 0 | 0 | 0 | 0 | 0 | 0 | 0 | 0 | 0 | 0 | 0 | 0 | 0.14 | 0.14 | 0.14 | 0.14 | 0 | 0 | 0 | 0 | 0 | 0 | 0 | 0 | 0 | 0 | 0 | 0 | 0 | 0 | 0 | 0 | 0 | 0 | 0 | 0 | 0.65 | 0.67 | 0.7 | 0.65 | 0 | 0 | 0 | 0 | 0 | 0 | 0 | 0 | 0 | 0 | 0 | 0 | 0 | 0 | 0 | 0 | 0 | 0 | 0 | 0 | 0.52 | 0.51 | 0.51 | 0.49 | 0.04 | 0 | 0 | 0 | 0 | 0 | 0 | 0 | 0 | 0 | 0 | 0 | 0 | 0 | 0 | 0 | 0 | 0 | 0 | 0.66 | 0.6 | 0.62 | 0.59 | 0.12 | 0 | 0 | 0 | 0 | 0 | 0 | 0 | 0 | 0 | 0 | 0 | 0 | 0 | 0 | 0 | 0 | 0 | 0 | 0 | 0.55 | 0.49 | 0.52 | 0.44 | 0.09 | 0 | 0 | 0 | [24 empty] | 0 | 0 | 0 | 0 | 0 | 0 | 0 | 0 | 0 | 0 | 0 | 0 | 0 | 0 | 0 | 0 | 0.22 | 0.22 | 0.21 | 0.19 | 0.07 | 0 | 0 | 0 | 0 | 0 | 0 | 0 | 0 | 0 | 0 | 0 | 0 | 0 | 0 | 0 | 0 | 0 | 0 | 0 | 0.56 | 0.51 | 0.45 | 0.43 | 0.07 | 0 | 0 | 0
SCEC_1_PDRP118 | Leapfrog | SCE | 0.55 |  | 0.33 | 0.53 | 0.22 | 0.57 | 0.57 | 0.58 |  |  |  |  | January 1: 0; January 2: 0; January 3: 0; January 4: 0; January 5: 0; January 6: 0; January 7: 0; January 8: 0; January 9: 0; January 10: 0; January 11: 0; January 12: 0; January 13: 0; January 14: 0; January 15: 0; January 16: 0; January 17: 0.54; January 18: 0.55; January 19: 0.55; January 20: 0.54; January 21: 0; January 22: 0; January 23: 0; January 24: 0; March 1: 0; March 2: 0; March 3: 0; March 4: 0; March 5: 0; March 6: 0; March 7: 0; March 8: 0; March 9: 0; March 10: 0; March 11: 0; March 12: 0; March 13: 0; March 14: 0; March 15: 0; March 16: 0; March 17: 0; March 18: 0.32; March 19: 0.33; March 20: 0.33; March 21: 0.33; March 22: 0; March 23: 0; March 24: 0; April 1: 0; April 2: 0; April 3: 0; April 4: 0; April 5: 0; April 6: 0; April 7: 0; April 8: 0; April 9: 0; April 10: 0; April 11: 0; April 12: 0; April 13: 0; April 14: 0; April 15: 0; April 16: 0; April 17: 0; April 18: 0.51; April 19: 0.53; April 20: 0.55; April 21: 0.51; April 22: 0; April 23: 0; April 24: 0; May 1: 0; May 2: 0; May 3: 0; May 4: 0; May 5: 0; May 6: 0; May 7: 0; May 8: 0; May 9: 0; May 10: 0; May 11: 0; May 12: 0; May 13: 0; May 14: 0; May 15: 0; May 16: 0; May 17: 0; May 18: 0.23; May 19: 0.22; May 20: 0.22; May 21: 0.21; May 22: 0.02; May 23: 0; May 24: 0; June 1: 0; June 2: 0; June 3: 0; June 4: 0; June 5: 0; June 6: 0; June 7: 0; June 8: 0; June 9: 0; June 10: 0; June 11: 0; June 12: 0; June 13: 0; June 14: 0; June 15: 0; June 16: 0; June 17: 0.62; June 18: 0.57; June 19: 0.59; June 20: 0.56; June 21: 0.11; June 22: 0; June 23: 0; June 24: 0; July 1: 0; July 2: 0; July 3: 0; July 4: 0; July 5: 0; July 6: 0; July 7: 0; July 8: 0; July 9: 0; July 10: 0; July 11: 0; July 12: 0; July 13: 0; July 14: 0; July 15: 0; July 16: 0; July 17: 0.57; July 18: 0.51; July 19: 0.54; July 20: 0.45; July 21: 0.1; July 22: 0; July 23: 0; July 24: 0; August 1: 0; August 2: 0; August 3: 0; August 4: 0; August 5: 0; August 6: 0; August 7: 0; August 8: 0; August 9: 0; August 10: 0; August 11: 0; August 12: 0; August 13: 0; August 14: 0; August 15: 0; August 16: 0; August 17: 0.7; August 18: 0.58; August 19: 0.54; August 20: 0.48; August 21: 0.15; August 22: 0; August 23: 0; August 24: 0
SCEC_1_PDRP120 | Leapfrog | SCE | 0.27 |  |  |  | 0.35 | 0.21 | 0.87 |  | 0.17 | 0.45 |  |  | January 1: 0; January 2: 0; January 3: 0; January 4: 0; January 5: 0; January 6: 0; January 7: 0; January 8: 0; January 9: 0; January 10: 0; January 11: 0; January 12: 0; January 13: 0; January 14: 0; January 15: 0; January 16: 0; January 17: 0.26; January 18: 0.27; January 19: 0.27; January 20: 0.27; January 21: 0; January 22: 0; January 23: 0; January 24: 0; May 1: 0; May 2: 0; May 3: 0; May 4: 0; May 5: 0; May 6: 0; May 7: 0; May 8: 0; May 9: 0; May 10: 0; May 11: 0; May 12: 0; May 13: 0; May 14: 0; May 15: 0; May 16: 0; May 17: 0; May 18: 0.36; May 19: 0.35; May 20: 0.35; May 21: 0.34; May 22: 0.03; May 23: 0; May 24: 0; June 1: 0; June 2: 0; June 3: 0; June 4: 0; June 5: 0; June 6: 0; June 7: 0; June 8: 0; June 9: 0; June 10: 0; June 11: 0; June 12: 0; June 13: 0; June 14: 0; June 15: 0; June 16: 0; June 17: 0.23; June 18: 0.21; June 19: 0.22; June 20: 0.21; June 21: 0.04; June 22: 0; June 23: 0; June 24: 0; July 1: 0; July 2: 0; July 3: 0; July 4: 0; July 5: 0; July 6: 0; July 7: 0; July 8: 0; July 9: 0; July 10: 0; July 11: 0; July 12: 0; July 13: 0; July 14: 0; July 15: 0; July 16: 0; July 17: 0.87; July 18: 0.78; July 19: 0.82; July 20: 0.69; July 21: 0.15; July 22: 0; July 23: 0; July 24: 0; September 1: 0; September 2: 0; September 3: 0; September 4: 0; September 5: 0; September 6: 0; September 7: 0; September 8: 0; September 9: 0; September 10: 0; September 11: 0; September 12: 0; September 13: 0; September 14: 0; September 15: 0; September 16: 0; September 17: 0.17; September 18: 0.17; September 19: 0.16; September 20: 0.15; September 21: 0.06; September 22: 0; September 23: 0; September 24: 0; October 1: 0; October 2: 0; October 3: 0; October 4: 0; October 5: 0; October 6: 0; October 7: 0; October 8: 0; October 9: 0; October 10: 0; October 11: 0; October 12: 0; October 13: 0; October 14: 0; October 15: 0; October 16: 0; October 17: 0.5; October 18: 0.45; October 19: 0.4; October 20: 0.38; October 21: 0.06; October 22: 0; October 23: 0; October 24: 0
SCEC_1_PDRP126 | Leapfrog | SCE | 0.59 |  | 0.18 | 0.46 |  | 0.11 | 0.55 | 0.52 | 0.57 |  |  |  | January 1: 0; January 2: 0; January 3: 0; January 4: 0; January 5: 0; January 6: 0; January 7: 0; January 8: 0; January 9: 0; January 10: 0; January 11: 0; January 12: 0; January 13: 0; January 14: 0; January 15: 0; January 16: 0; January 17: 0.57; January 18: 0.59; January 19: 0.59; January 20: 0.58; January 21: 0; January 22: 0; January 23: 0; January 24: 0; March 1: 0; March 2: 0; March 3: 0; March 4: 0; March 5: 0; March 6: 0; March 7: 0; March 8: 0; March 9: 0; March 10: 0; March 11: 0; March 12: 0; March 13: 0; March 14: 0; March 15: 0; March 16: 0; March 17: 0; March 18: 0.17; March 19: 0.18; March 20: 0.18; March 21: 0.18; March 22: 0; March 23: 0; March 24: 0; April 1: 0; April 2: 0; April 3: 0; April 4: 0; April 5: 0; April 6: 0; April 7: 0; April 8: 0; April 9: 0; April 10: 0; April 11: 0; April 12: 0; April 13: 0; April 14: 0; April 15: 0; April 16: 0; April 17: 0; April 18: 0.44; April 19: 0.46; April 20: 0.48; April 21: 0.45; April 22: 0; April 23: 0; April 24: 0; June 1: 0; June 2: 0; June 3: 0; June 4: 0; June 5: 0; June 6: 0; June 7: 0; June 8: 0; June 9: 0; June 10: 0; June 11: 0; June 12: 0; June 13: 0; June 14: 0; June 15: 0; June 16: 0; June 17: 0.12; June 18: 0.11; June 19: 0.11; June 20: 0.11; June 21: 0.02; June 22: 0; June 23: 0; June 24: 0; July 1: 0; July 2: 0; July 3: 0; July 4: 0; July 5: 0; July 6: 0; July 7: 0; July 8: 0; July 9: 0; July 10: 0; July 11: 0; July 12: 0; July 13: 0; July 14: 0; July 15: 0; July 16: 0; July 17: 0.55; July 18: 0.49; July 19: 0.52; July 20: 0.44; July 21: 0.09; July 22: 0; July 23: 0; July 24: 0; August 1: 0; August 2: 0; August 3: 0; August 4: 0; August 5: 0; August 6: 0; August 7: 0; August 8: 0; August 9: 0; August 10: 0; August 11: 0; August 12: 0; August 13: 0; August 14: 0; August 15: 0; August 16: 0; August 17: 0.63; August 18: 0.52; August 19: 0.49; August 20: 0.43; August 21: 0.13; August 22: 0; August 23: 0; August 24: 0; September 1: 0; September 2: 0; September 3: 0; September 4: 0; September 5: 0; September 6: 0; September 7: 0; September 8: 0; September 9: 0; September 10: 0; September 11: 0; September 12: 0; September 13: 0; September 14: 0; September 15: 0; September 16: 0; September 17: 0.57; September 18: 0.56; September 19: 0.54; September 20: 0.5; September 21: 0.19; September 22: 0; September 23: 0; September 24: 0
SCEC_1_PDRP129 | Leapfrog | SCE | 0.28 |  | 0.13 |  | 0.51 | 0.11 | 0.17 | [5 empty] | January 1: 0; January 2: 0; January 3: 0; January 4: 0; January 5: 0; January 6: 0; January 7: 0; January 8: 0; January 9: 0; January 10: 0; January 11: 0; January 12: 0; January 13: 0; January 14: 0; January 15: 0; January 16: 0; January 17: 0.27; January 18: 0.28; January 19: 0.28; January 20: 0.28; January 21: 0; January 22: 0; January 23: 0; January 24: 0; March 1: 0; March 2: 0; March 3: 0; March 4: 0; March 5: 0; March 6: 0; March 7: 0; March 8: 0; March 9: 0; March 10: 0; March 11: 0; March 12: 0; March 13: 0; March 14: 0; March 15: 0; March 16: 0; March 17: 0; March 18: 0.13; March 19: 0.13; March 20: 0.13; March 21: 0.13; March 22: 0; March 23: 0; March 24: 0; May 1: 0; May 2: 0; May 3: 0; May 4: 0; May 5: 0; May 6: 0; May 7: 0; May 8: 0; May 9: 0; May 10: 0; May 11: 0; May 12: 0; May 13: 0; May 14: 0; May 15: 0; May 16: 0; May 17: 0; May 18: 0.52; May 19: 0.51; May 20: 0.51; May 21: 0.49; May 22: 0.04; May 23: 0; May 24: 0; June 1: 0; June 2: 0; June 3: 0; June 4: 0; June 5: 0; June 6: 0; June 7: 0; June 8: 0; June 9: 0; June 10: 0; June 11: 0; June 12: 0; June 13: 0; June 14: 0; June 15: 0; June 16: 0; June 17: 0.12; June 18: 0.11; June 19: 0.11; June 20: 0.11; June 21: 0.02; June 22: 0; June 23: 0; June 24: 0; July 1: 0; July 2: 0; July 3: 0; July 4: 0; July 5: 0; July 6: 0; July 7: 0; July 8: 0; July 9: 0; July 10: 0; July 11: 0; July 12: 0; July 13: 0; July 14: 0; July 15: 0; July 16: 0; July 17: 0.17; July 18: 0.15; July 19: 0.16; July 20: 0.13; July 21: 0.03; July 22: 0; July 23: 0; July 24: 0
SCEC_1_PDRP130 | Leapfrog | SCE | 0.15 | 0.35 | 0.11 | 0.15 | 0.11 | 0.1 | 0.57 |  |  | 0.99 |  |  | 0 | 0 | 0 | 0 | 0 | 0 | 0 | 0 | 0 | 0 | 0 | 0 | 0 | 0 | 0 | 0 | 0.15 | 0.15 | 0.15 | 0.15 | 0 | 0 | 0 | 0 | 0 | 0 | 0 | 0 | 0 | 0 | 0 | 0 | 0 | 0 | 0 | 0 | 0 | 0 | 0 | 0 | 0.34 | 0.35 | 0.35 | 0.35 | 0 | 0 | 0 | 0 | 0 | 0 | 0 | 0 | 0 | 0 | 0 | 0 | 0 | 0 | 0 | 0 | 0 | 0 | 0 | 0 | 0 | 0.11 | 0.11 | 0.11 | 0.11 | 0 | 0 | 0 | 0 | 0 | 0 | 0 | 0 | 0 | 0 | 0 | 0 | 0 | 0 | 0 | 0 | 0 | 0 | 0 | 0 | 0.14 | 0.15 | 0.16 | 0.15 | 0 | 0 | 0 | 0 | 0 | 0 | 0 | 0 | 0 | 0 | 0 | 0 | 0 | 0 | 0 | 0 | 0 | 0 | 0 | 0 | 0.11 | 0.11 | 0.11 | 0.11 | 0.01 | 0 | 0 | 0 | 0 | 0 | 0 | 0 | 0 | 0 | 0 | 0 | 0 | 0 | 0 | 0 | 0 | 0 | 0 | 0.11 | 0.1 | 0.1 | 0.1 | 0.02 | 0 | 0 | 0 | 0 | 0 | 0 | 0 | 0 | 0 | 0 | 0 | 0 | 0 | 0 | 0 | 0 | 0 | 0 | 0 | 0.57 | 0.51 | 0.54 | 0.45 | 0.1 | 0 | 0 | 0 | [48 empty] | 0 | 0 | 0 | 0 | 0 | 0 | 0 | 0 | 0 | 0 | 0 | 0 | 0 | 0 | 0 | 0 | 1.09 | 0.99 | 0.88 | 0.83 | 0.13 | 0 | 0 | 0
SCEC_1_PDRP135 | Leapfrog | SCE | 0.32 | 0.29 | 0.14 |  | 0.11 | 0.76 | 0.71 | 0.33 | 0.99 | 0.43 |  |  | 0 | 0 | 0 | 0 | 0 | 0 | 0 | 0 | 0 | 0 | 0 | 0 | 0 | 0 | 0 | 0 | 0.31 | 0.32 | 0.32 | 0.32 | 0 | 0 | 0 | 0 | 0 | 0 | 0 | 0 | 0 | 0 | 0 | 0 | 0 | 0 | 0 | 0 | 0 | 0 | 0 | 0 | 0.28 | 0.29 | 0.29 | 0.29 | 0 | 0 | 0 | 0 | 0 | 0 | 0 | 0 | 0 | 0 | 0 | 0 | 0 | 0 | 0 | 0 | 0 | 0 | 0 | 0 | 0 | 0.14 | 0.14 | 0.14 | 0.14 | 0 | 0 | 0 | [24 empty] | 0 | 0 | 0 | 0 | 0 | 0 | 0 | 0 | 0 | 0 | 0 | 0 | 0 | 0 | 0 | 0 | 0 | 0.11 | 0.11 | 0.11 | 0.11 | 0.01 | 0 | 0 | 0 | 0 | 0 | 0 | 0 | 0 | 0 | 0 | 0 | 0 | 0 | 0 | 0 | 0 | 0 | 0 | 0.83 | 0.76 | 0.78 | 0.74 | 0.15 | 0 | 0 | 0 | 0 | 0 | 0 | 0 | 0 | 0 | 0 | 0 | 0 | 0 | 0 | 0 | 0 | 0 | 0 | 0 | 0.71 | 0.63 | 0.67 | 0.56 | 0.12 | 0 | 0 | 0 | 0 | 0 | 0 | 0 | 0 | 0 | 0 | 0 | 0 | 0 | 0 | 0 | 0 | 0 | 0 | 0 | 0.4 | 0.33 | 0.31 | 0.27 | 0.08 | 0 | 0 | 0 | 0 | 0 | 0 | 0 | 0 | 0 | 0 | 0 | 0 | 0 | 0 | 0 | 0 | 0 | 0 | 0 | 0.99 | 0.98 | 0.94 | 0.87 | 0.33 | 0 | 0 | 0 | 0 | 0 | 0 | 0 | 0 | 0 | 0 | 0 | 0 | 0 | 0 | 0 | 0 | 0 | 0 | 0 | 0.47 | 0.43 | 0.38 | 0.36 | 0.06 | 0 | 0 | 0
SCEC_1_PDRP140 | Leapfrog | SCE | 0.59 |  |  | 0.42 |  | 0.69 |  | 0.78 | 0.56 |  |  |  | January 1: 0; January 2: 0; January 3: 0; January 4: 0; January 5: 0; January 6: 0; January 7: 0; January 8: 0; January 9: 0; January 10: 0; January 11: 0; January 12: 0; January 13: 0; January 14: 0; January 15: 0; January 16: 0; January 17: 0.57; January 18: 0.59; January 19: 0.59; January 20: 0.58; January 21: 0; January 22: 0; January 23: 0; January 24: 0; April 1: 0; April 2: 0; April 3: 0; April 4: 0; April 5: 0; April 6: 0; April 7: 0; April 8: 0; April 9: 0; April 10: 0; April 11: 0; April 12: 0; April 13: 0; April 14: 0; April 15: 0; April 16: 0; April 17: 0; April 18: 0.4; April 19: 0.42; April 20: 0.44; April 21: 0.41; April 22: 0; April 23: 0; April 24: 0; June 1: 0; June 2: 0; June 3: 0; June 4: 0; June 5: 0; June 6: 0; June 7: 0; June 8: 0; June 9: 0; June 10: 0; June 11: 0; June 12: 0; June 13: 0; June 14: 0; June 15: 0; June 16: 0; June 17: 0.75; June 18: 0.69; June 19: 0.71; June 20: 0.68; June 21: 0.14; June 22: 0; June 23: 0; June 24: 0; August 1: 0; August 2: 0; August 3: 0; August 4: 0; August 5: 0; August 6: 0; August 7: 0; August 8: 0; August 9: 0; August 10: 0; August 11: 0; August 12: 0; August 13: 0; August 14: 0; August 15: 0; August 16: 0; August 17: 0.94; August 18: 0.78; August 19: 0.73; August 20: 0.65; August 21: 0.2; August 22: 0; August 23: 0; August 24: 0; September 1: 0; September 2: 0; September 3: 0; September 4: 0; September 5: 0; September 6: 0; September 7: 0; September 8: 0; September 9: 0; September 10: 0; September 11: 0; September 12: 0; September 13: 0; September 14: 0; September 15: 0; September 16: 0; September 17: 0.56; September 18: 0.55; September 19: 0.53; September 20: 0.49; September 21: 0.19; September 22: 0; September 23: 0; September 24: 0
SCEC_1_PDRP145 | Leapfrog | SCE | 0.34 |  | 0.38 |  | 0.41 |  |  |  | 0.43 |  |  |  | January 1: 0; January 2: 0; January 3: 0; January 4: 0; January 5: 0; January 6: 0; January 7: 0; January 8: 0; January 9: 0; January 10: 0; January 11: 0; January 12: 0; January 13: 0; January 14: 0; January 15: 0; January 16: 0; January 17: 0.33; January 18: 0.34; January 19: 0.34; January 20: 0.34; January 21: 0; January 22: 0; January 23: 0; January 24: 0; March 1: 0; March 2: 0; March 3: 0; March 4: 0; March 5: 0; March 6: 0; March 7: 0; March 8: 0; March 9: 0; March 10: 0; March 11: 0; March 12: 0; March 13: 0; March 14: 0; March 15: 0; March 16: 0; March 17: 0; March 18: 0.37; March 19: 0.38; March 20: 0.38; March 21: 0.38; March 22: 0; March 23: 0; March 24: 0; May 1: 0; May 2: 0; May 3: 0; May 4: 0; May 5: 0; May 6: 0; May 7: 0; May 8: 0; May 9: 0; May 10: 0; May 11: 0; May 12: 0; May 13: 0; May 14: 0; May 15: 0; May 16: 0; May 17: 0; May 18: 0.42; May 19: 0.41; May 20: 0.41; May 21: 0.39; May 22: 0.03; May 23: 0; May 24: 0; September 1: 0; September 2: 0; September 3: 0; September 4: 0; September 5: 0; September 6: 0; September 7: 0; September 8: 0; September 9: 0; September 10: 0; September 11: 0; September 12: 0; September 13: 0; September 14: 0; September 15: 0; September 16: 0; September 17: 0.43; September 18: 0.43; September 19: 0.41; September 20: 0.38; September 21: 0.14; September 22: 0; September 23: 0; September 24: 0
SCEC_1_PDRP148 | Leapfrog | SCE | 0.57 |  | 0.94 | 0.26 | 0.44 | 0.4 | 0.6 | 0.4 |  | 0.54 |  |  | 0 | 0 | 0 | 0 | 0 | 0 | 0 | 0 | 0 | 0 | 0 | 0 | 0 | 0 | 0 | 0 | 0.55 | 0.57 | 0.57 | 0.56 | 0 | 0 | 0 | 0 | [24 empty] | 0 | 0 | 0 | 0 | 0 | 0 | 0 | 0 | 0 | 0 | 0 | 0 | 0 | 0 | 0 | 0 | 0 | 0.91 | 0.94 | 0.95 | 0.93 | 0 | 0 | 0 | 0 | 0 | 0 | 0 | 0 | 0 | 0 | 0 | 0 | 0 | 0 | 0 | 0 | 0 | 0 | 0 | 0 | 0.25 | 0.26 | 0.27 | 0.25 | 0 | 0 | 0 | 0 | 0 | 0 | 0 | 0 | 0 | 0 | 0 | 0 | 0 | 0 | 0 | 0 | 0 | 0 | 0 | 0 | 0.45 | 0.44 | 0.44 | 0.42 | 0.03 | 0 | 0 | 0 | 0 | 0 | 0 | 0 | 0 | 0 | 0 | 0 | 0 | 0 | 0 | 0 | 0 | 0 | 0 | 0.44 | 0.4 | 0.41 | 0.39 | 0.08 | 0 | 0 | 0 | 0 | 0 | 0 | 0 | 0 | 0 | 0 | 0 | 0 | 0 | 0 | 0 | 0 | 0 | 0 | 0 | 0.6 | 0.54 | 0.56 | 0.48 | 0.1 | 0 | 0 | 0 | 0 | 0 | 0 | 0 | 0 | 0 | 0 | 0 | 0 | 0 | 0 | 0 | 0 | 0 | 0 | 0 | 0.48 | 0.4 | 0.37 | 0.33 | 0.1 | 0 | 0 | 0 | [24 empty] | 0 | 0 | 0 | 0 | 0 | 0 | 0 | 0 | 0 | 0 | 0 | 0 | 0 | 0 | 0 | 0 | 0.6 | 0.54 | 0.48 | 0.45 | 0.07 | 0 | 0 | 0
SCEC_1_PDRP150 | Leapfrog | SCE | 0.55 | 0.29 |  |  | 0.51 | 0.23 | 0.4 |  | 0.41 |  |  |  | January 1: 0; January 2: 0; January 3: 0; January 4: 0; January 5: 0; January 6: 0; January 7: 0; January 8: 0; January 9: 0; January 10: 0; January 11: 0; January 12: 0; January 13: 0; January 14: 0; January 15: 0; January 16: 0; January 17: 0.54; January 18: 0.55; January 19: 0.55; January 20: 0.54; January 21: 0; January 22: 0; January 23: 0; January 24: 0; February 1: 0; February 2: 0; February 3: 0; February 4: 0; February 5: 0; February 6: 0; February 7: 0; February 8: 0; February 9: 0; February 10: 0; February 11: 0; February 12: 0; February 13: 0; February 14: 0; February 15: 0; February 16: 0; February 17: 0.28; February 18: 0.29; February 19: 0.29; February 20: 0.29; February 21: 0; February 22: 0; February 23: 0; February 24: 0; May 1: 0; May 2: 0; May 3: 0; May 4: 0; May 5: 0; May 6: 0; May 7: 0; May 8: 0; May 9: 0; May 10: 0; May 11: 0; May 12: 0; May 13: 0; May 14: 0; May 15: 0; May 16: 0; May 17: 0; May 18: 0.52; May 19: 0.51; May 20: 0.51; May 21: 0.49; May 22: 0.04; May 23: 0; May 24: 0; June 1: 0; June 2: 0; June 3: 0; June 4: 0; June 5: 0; June 6: 0; June 7: 0; June 8: 0; June 9: 0; June 10: 0; June 11: 0; June 12: 0; June 13: 0; June 14: 0; June 15: 0; June 16: 0; June 17: 0.25; June 18: 0.23; June 19: 0.24; June 20: 0.23; June 21: 0.05; June 22: 0; June 23: 0; June 24: 0; July 1: 0; July 2: 0; July 3: 0; July 4: 0; July 5: 0; July 6: 0; July 7: 0; July 8: 0; July 9: 0; July 10: 0; July 11: 0; July 12: 0; July 13: 0; July 14: 0; July 15: 0; July 16: 0; July 17: 0.4; July 18: 0.36; July 19: 0.38; July 20: 0.32; July 21: 0.07; July 22: 0; July 23: 0; July 24: 0; September 1: 0; September 2: 0; September 3: 0; September 4: 0; September 5: 0; September 6: 0; September 7: 0; September 8: 0; September 9: 0; September 10: 0; September 11: 0; September 12: 0; September 13: 0; September 14: 0; September 15: 0; September 16: 0; September 17: 0.41; September 18: 0.41; September 19: 0.39; September 20: 0.36; September 21: 0.14; September 22: 0; September 23: 0; September 24: 0
SCEC_1_PDRP159 | Leapfrog | SCE | 0.22 |  |  | 0.37 |  | 0.15 | 0.1 | 0.63 | 0.17 |  |  |  | January 1: 0; January 2: 0; January 3: 0; January 4: 0; January 5: 0; January 6: 0; January 7: 0; January 8: 0; January 9: 0; January 10: 0; January 11: 0; January 12: 0; January 13: 0; January 14: 0; January 15: 0; January 16: 0; January 17: 0.21; January 18: 0.22; January 19: 0.22; January 20: 0.22; January 21: 0; January 22: 0; January 23: 0; January 24: 0; April 1: 0; April 2: 0; April 3: 0; April 4: 0; April 5: 0; April 6: 0; April 7: 0; April 8: 0; April 9: 0; April 10: 0; April 11: 0; April 12: 0; April 13: 0; April 14: 0; April 15: 0; April 16: 0; April 17: 0; April 18: 0.36; April 19: 0.37; April 20: 0.39; April 21: 0.36; April 22: 0; April 23: 0; April 24: 0; June 1: 0; June 2: 0; June 3: 0; June 4: 0; June 5: 0; June 6: 0; June 7: 0; June 8: 0; June 9: 0; June 10: 0; June 11: 0; June 12: 0; June 13: 0; June 14: 0; June 15: 0; June 16: 0; June 17: 0.16; June 18: 0.15; June 19: 0.15; June 20: 0.15; June 21: 0.03; June 22: 0; June 23: 0; June 24: 0; July 1: 0; July 2: 0; July 3: 0; July 4: 0; July 5: 0; July 6: 0; July 7: 0; July 8: 0; July 9: 0; July 10: 0; July 11: 0; July 12: 0; July 13: 0; July 14: 0; July 15: 0; July 16: 0; July 17: 0.1; July 18: 0.09; July 19: 0.09; July 20: 0.08; July 21: 0.02; July 22: 0; July 23: 0; July 24: 0; August 1: 0; August 2: 0; August 3: 0; August 4: 0; August 5: 0; August 6: 0; August 7: 0; August 8: 0; August 9: 0; August 10: 0; August 11: 0; August 12: 0; August 13: 0; August 14: 0; August 15: 0; August 16: 0; August 17: 0.76; August 18: 0.63; August 19: 0.59; August 20: 0.52; August 21: 0.16; August 22: 0; August 23: 0; August 24: 0; September 1: 0; September 2: 0; September 3: 0; September 4: 0; September 5: 0; September 6: 0; September 7: 0; September 8: 0; September 9: 0; September 10: 0; September 11: 0; September 12: 0; September 13: 0; September 14: 0; September 15: 0; September 16: 0; September 17: 0.17; September 18: 0.17; September 19: 0.16; September 20: 0.15; September 21: 0.06; September 22: 0; September 23: 0; September 24: 0
SCEN_6_PDRP80 | Leapfrog | SCE | 0.56 |  |  |  |  | 0.24 |  | 0.57 |  |  |  |  | January 1: 0; January 2: 0; January 3: 0; January 4: 0; January 5: 0; January 6: 0; January 7: 0; January 8: 0; January 9: 0; January 10: 0; January 11: 0; January 12: 0; January 13: 0; January 14: 0; January 15: 0; January 16: 0; January 17: 0.54; January 18: 0.56; January 19: 0.56; January 20: 0.55; January 21: 0; January 22: 0; January 23: 0; January 24: 0; June 1: 0; June 2: 0; June 3: 0; June 4: 0; June 5: 0; June 6: 0; June 7: 0; June 8: 0; June 9: 0; June 10: 0; June 11: 0; June 12: 0; June 13: 0; June 14: 0; June 15: 0; June 16: 0; June 17: 0.26; June 18: 0.24; June 19: 0.25; June 20: 0.23; June 21: 0.05; June 22: 0; June 23: 0; June 24: 0; August 1: 0; August 2: 0; August 3: 0; August 4: 0; August 5: 0; August 6: 0; August 7: 0; August 8: 0; August 9: 0; August 10: 0; August 11: 0; August 12: 0; August 13: 0; August 14: 0; August 15: 0; August 16: 0; August 17: 0.69; August 18: 0.57; August 19: 0.53; August 20: 0.47; August 21: 0.14; August 22: 0; August 23: 0; August 24: 0
SCEN_6_PDRP81 | Leapfrog | SCE | 0.56 |  |  | 0.15 |  |  | 0.44 | 0.22 | 0.5 |  |  |  | January 1: 0; January 2: 0; January 3: 0; January 4: 0; January 5: 0; January 6: 0; January 7: 0; January 8: 0; January 9: 0; January 10: 0; January 11: 0; January 12: 0; January 13: 0; January 14: 0; January 15: 0; January 16: 0; January 17: 0.54; January 18: 0.56; January 19: 0.56; January 20: 0.55; January 21: 0; January 22: 0; January 23: 0; January 24: 0; April 1: 0; April 2: 0; April 3: 0; April 4: 0; April 5: 0; April 6: 0; April 7: 0; April 8: 0; April 9: 0; April 10: 0; April 11: 0; April 12: 0; April 13: 0; April 14: 0; April 15: 0; April 16: 0; April 17: 0; April 18: 0.14; April 19: 0.15; April 20: 0.16; April 21: 0.15; April 22: 0; April 23: 0; April 24: 0; July 1: 0; July 2: 0; July 3: 0; July 4: 0; July 5: 0; July 6: 0; July 7: 0; July 8: 0; July 9: 0; July 10: 0; July 11: 0; July 12: 0; July 13: 0; July 14: 0; July 15: 0; July 16: 0; July 17: 0.44; July 18: 0.39; July 19: 0.41; July 20: 0.35; July 21: 0.07; July 22: 0; July 23: 0; July 24: 0; August 1: 0; August 2: 0; August 3: 0; August 4: 0; August 5: 0; August 6: 0; August 7: 0; August 8: 0; August 9: 0; August 10: 0; August 11: 0; August 12: 0; August 13: 0; August 14: 0; August 15: 0; August 16: 0; August 17: 0.26; August 18: 0.22; August 19: 0.21; August 20: 0.18; August 21: 0.06; August 22: 0; August 23: 0; August 24: 0; September 1: 0; September 2: 0; September 3: 0; September 4: 0; September 5: 0; September 6: 0; September 7: 0; September 8: 0; September 9: 0; September 10: 0; September 11: 0; September 12: 0; September 13: 0; September 14: 0; September 15: 0; September 16: 0; September 17: 0.5; September 18: 0.49; September 19: 0.47; September 20: 0.44; September 21: 0.17; September 22: 0; September 23: 0; September 24: 0
SCEN_6_PDRP87 | Leapfrog | SCE | 0.28 | 0.29 |  |  | 0.14 |  | 0.55 | 0.11 | 0.59 |  |  |  | January 1: 0; January 2: 0; January 3: 0; January 4: 0; January 5: 0; January 6: 0; January 7: 0; January 8: 0; January 9: 0; January 10: 0; January 11: 0; January 12: 0; January 13: 0; January 14: 0; January 15: 0; January 16: 0; January 17: 0.27; January 18: 0.28; January 19: 0.28; January 20: 0.28; January 21: 0; January 22: 0; January 23: 0; January 24: 0; February 1: 0; February 2: 0; February 3: 0; February 4: 0; February 5: 0; February 6: 0; February 7: 0; February 8: 0; February 9: 0; February 10: 0; February 11: 0; February 12: 0; February 13: 0; February 14: 0; February 15: 0; February 16: 0; February 17: 0.28; February 18: 0.29; February 19: 0.29; February 20: 0.29; February 21: 0; February 22: 0; February 23: 0; February 24: 0; May 1: 0; May 2: 0; May 3: 0; May 4: 0; May 5: 0; May 6: 0; May 7: 0; May 8: 0; May 9: 0; May 10: 0; May 11: 0; May 12: 0; May 13: 0; May 14: 0; May 15: 0; May 16: 0; May 17: 0; May 18: 0.14; May 19: 0.14; May 20: 0.14; May 21: 0.13; May 22: 0.01; May 23: 0; May 24: 0; July 1: 0; July 2: 0; July 3: 0; July 4: 0; July 5: 0; July 6: 0; July 7: 0; July 8: 0; July 9: 0; July 10: 0; July 11: 0; July 12: 0; July 13: 0; July 14: 0; July 15: 0; July 16: 0; July 17: 0.55; July 18: 0.49; July 19: 0.52; July 20: 0.44; July 21: 0.09; July 22: 0; July 23: 0; July 24: 0; August 1: 0; August 2: 0; August 3: 0; August 4: 0; August 5: 0; August 6: 0; August 7: 0; August 8: 0; August 9: 0; August 10: 0; August 11: 0; August 12: 0; August 13: 0; August 14: 0; August 15: 0; August 16: 0; August 17: 0.13; August 18: 0.11; August 19: 0.1; August 20: 0.09; August 21: 0.03; August 22: 0; August 23: 0; August 24: 0; September 1: 0; September 2: 0; September 3: 0; September 4: 0; September 5: 0; September 6: 0; September 7: 0; September 8: 0; September 9: 0; September 10: 0; September 11: 0; September 12: 0; September 13: 0; September 14: 0; September 15: 0; September 16: 0; September 17: 0.59; September 18: 0.58; September 19: 0.56; September 20: 0.52; September 21: 0.19; September 22: 0; September 23: 0; September 24: 0
SCEN_6_PDRP88 | Leapfrog | SCE | 0.14 |  |  |  | 0.12 | 0.28 | 0.32 |  |  | 0.52 |  |  | January 1: 0; January 2: 0; January 3: 0; January 4: 0; January 5: 0; January 6: 0; January 7: 0; January 8: 0; January 9: 0; January 10: 0; January 11: 0; January 12: 0; January 13: 0; January 14: 0; January 15: 0; January 16: 0; January 17: 0.14; January 18: 0.14; January 19: 0.14; January 20: 0.14; January 21: 0; January 22: 0; January 23: 0; January 24: 0; May 1: 0; May 2: 0; May 3: 0; May 4: 0; May 5: 0; May 6: 0; May 7: 0; May 8: 0; May 9: 0; May 10: 0; May 11: 0; May 12: 0; May 13: 0; May 14: 0; May 15: 0; May 16: 0; May 17: 0; May 18: 0.12; May 19: 0.12; May 20: 0.12; May 21: 0.12; May 22: 0.01; May 23: 0; May 24: 0; June 1: 0; June 2: 0; June 3: 0; June 4: 0; June 5: 0; June 6: 0; June 7: 0; June 8: 0; June 9: 0; June 10: 0; June 11: 0; June 12: 0; June 13: 0; June 14: 0; June 15: 0; June 16: 0; June 17: 0.31; June 18: 0.28; June 19: 0.29; June 20: 0.27; June 21: 0.06; June 22: 0; June 23: 0; June 24: 0; July 1: 0; July 2: 0; July 3: 0; July 4: 0; July 5: 0; July 6: 0; July 7: 0; July 8: 0; July 9: 0; July 10: 0; July 11: 0; July 12: 0; July 13: 0; July 14: 0; July 15: 0; July 16: 0; July 17: 0.32; July 18: 0.29; July 19: 0.3; July 20: 0.25; July 21: 0.05; July 22: 0; July 23: 0; July 24: 0; October 1: 0; October 2: 0; October 3: 0; October 4: 0; October 5: 0; October 6: 0; October 7: 0; October 8: 0; October 9: 0; October 10: 0; October 11: 0; October 12: 0; October 13: 0; October 14: 0; October 15: 0; October 16: 0; October 17: 0.57; October 18: 0.52; October 19: 0.46; October 20: 0.44; October 21: 0.07; October 22: 0; October 23: 0; October 24: 0
SCEN_6_PDRP94 | Leapfrog | SCE | 0.6 |  |  | 0.15 |  | 0.77 |  | 0.5 | 0.62 | 0.17 |  |  | January 1: 0; January 2: 0; January 3: 0; January 4: 0; January 5: 0; January 6: 0; January 7: 0; January 8: 0; January 9: 0; January 10: 0; January 11: 0; January 12: 0; January 13: 0; January 14: 0; January 15: 0; January 16: 0; January 17: 0.58; January 18: 0.6; January 19: 0.6; January 20: 0.59; January 21: 0; January 22: 0; January 23: 0; January 24: 0; April 1: 0; April 2: 0; April 3: 0; April 4: 0; April 5: 0; April 6: 0; April 7: 0; April 8: 0; April 9: 0; April 10: 0; April 11: 0; April 12: 0; April 13: 0; April 14: 0; April 15: 0; April 16: 0; April 17: 0; April 18: 0.14; April 19: 0.15; April 20: 0.16; April 21: 0.15; April 22: 0; April 23: 0; April 24: 0; June 1: 0; June 2: 0; June 3: 0; June 4: 0; June 5: 0; June 6: 0; June 7: 0; June 8: 0; June 9: 0; June 10: 0; June 11: 0; June 12: 0; June 13: 0; June 14: 0; June 15: 0; June 16: 0; June 17: 0.84; June 18: 0.77; June 19: 0.79; June 20: 0.75; June 21: 0.15; June 22: 0; June 23: 0; June 24: 0; August 1: 0; August 2: 0; August 3: 0; August 4: 0; August 5: 0; August 6: 0; August 7: 0; August 8: 0; August 9: 0; August 10: 0; August 11: 0; August 12: 0; August 13: 0; August 14: 0; August 15: 0; August 16: 0; August 17: 0.6; August 18: 0.5; August 19: 0.47; August 20: 0.41; August 21: 0.13; August 22: 0; August 23: 0; August 24: 0; September 1: 0; September 2: 0; September 3: 0; September 4: 0; September 5: 0; September 6: 0; September 7: 0; September 8: 0; September 9: 0; September 10: 0; September 11: 0; September 12: 0; September 13: 0; September 14: 0; September 15: 0; September 16: 0; September 17: 0.62; September 18: 0.61; September 19: 0.59; September 20: 0.54; September 21: 0.2; September 22: 0; September 23: 0; September 24: 0; October 1: 0; October 2: 0; October 3: 0; October 4: 0; October 5: 0; October 6: 0; October 7: 0; October 8: 0; October 9: 0; October 10: 0; October 11: 0; October 12: 0; October 13: 0; October 14: 0; October 15: 0; October 16: 0; October 17: 0.19; October 18: 0.17; October 19: 0.15; October 20: 0.14; October 21: 0.02; October 22: 0; October 23: 0; October 24: 0
SCEN_6_PDRP98 | Leapfrog | SCE | 0.1 |  |  | 0.48 |  |  |  | 0.74 | 0.18 | 0.58 |  |  | January 1: 0; January 2: 0; January 3: 0; January 4: 0; January 5: 0; January 6: 0; January 7: 0; January 8: 0; January 9: 0; January 10: 0; January 11: 0; January 12: 0; January 13: 0; January 14: 0; January 15: 0; January 16: 0; January 17: 0.1; January 18: 0.1; January 19: 0.1; January 20: 0.1; January 21: 0; January 22: 0; January 23: 0; January 24: 0; April 1: 0; April 2: 0; April 3: 0; April 4: 0; April 5: 0; April 6: 0; April 7: 0; April 8: 0; April 9: 0; April 10: 0; April 11: 0; April 12: 0; April 13: 0; April 14: 0; April 15: 0; April 16: 0; April 17: 0; April 18: 0.46; April 19: 0.48; April 20: 0.5; April 21: 0.46; April 22: 0; April 23: 0; April 24: 0; August 1: 0; August 2: 0; August 3: 0; August 4: 0; August 5: 0; August 6: 0; August 7: 0; August 8: 0; August 9: 0; August 10: 0; August 11: 0; August 12: 0; August 13: 0; August 14: 0; August 15: 0; August 16: 0; August 17: 0.89; August 18: 0.74; August 19: 0.69; August 20: 0.61; August 21: 0.19; August 22: 0; August 23: 0; August 24: 0; September 1: 0; September 2: 0; September 3: 0; September 4: 0; September 5: 0; September 6: 0; September 7: 0; September 8: 0; September 9: 0; September 10: 0; September 11: 0; September 12: 0; September 13: 0; September 14: 0; September 15: 0; September 16: 0; September 17: 0.18; September 18: 0.18; September 19: 0.17; September 20: 0.16; September 21: 0.06; September 22: 0; September 23: 0; September 24: 0; October 1: 0; October 2: 0; October 3: 0; October 4: 0; October 5: 0; October 6: 0; October 7: 0; October 8: 0; October 9: 0; October 10: 0; October 11: 0; October 12: 0; October 13: 0; October 14: 0; October 15: 0; October 16: 0; October 17: 0.64; October 18: 0.58; October 19: 0.52; October 20: 0.49; October 21: 0.08; October 22: 0; October 23: 0; October 24: 0
SCEW_2_PDRP107 | Leapfrog | SCE | 0.1 |  | 0.16 | 0.16 | 0.29 | 0.1 | 0.56 | 0.65 |  |  |  |  | January 1: 0; January 2: 0; January 3: 0; January 4: 0; January 5: 0; January 6: 0; January 7: 0; January 8: 0; January 9: 0; January 10: 0; January 11: 0; January 12: 0; January 13: 0; January 14: 0; January 15: 0; January 16: 0; January 17: 0.1; January 18: 0.1; January 19: 0.1; January 20: 0.1; January 21: 0; January 22: 0; January 23: 0; January 24: 0; March 1: 0; March 2: 0; March 3: 0; March 4: 0; March 5: 0; March 6: 0; March 7: 0; March 8: 0; March 9: 0; March 10: 0; March 11: 0; March 12: 0; March 13: 0; March 14: 0; March 15: 0; March 16: 0; March 17: 0; March 18: 0.15; March 19: 0.16; March 20: 0.16; March 21: 0.16; March 22: 0; March 23: 0; March 24: 0; April 1: 0; April 2: 0; April 3: 0; April 4: 0; April 5: 0; April 6: 0; April 7: 0; April 8: 0; April 9: 0; April 10: 0; April 11: 0; April 12: 0; April 13: 0; April 14: 0; April 15: 0; April 16: 0; April 17: 0; April 18: 0.15; April 19: 0.16; April 20: 0.17; April 21: 0.15; April 22: 0; April 23: 0; April 24: 0; May 1: 0; May 2: 0; May 3: 0; May 4: 0; May 5: 0; May 6: 0; May 7: 0; May 8: 0; May 9: 0; May 10: 0; May 11: 0; May 12: 0; May 13: 0; May 14: 0; May 15: 0; May 16: 0; May 17: 0; May 18: 0.3; May 19: 0.29; May 20: 0.29; May 21: 0.28; May 22: 0.02; May 23: 0; May 24: 0; June 1: 0; June 2: 0; June 3: 0; June 4: 0; June 5: 0; June 6: 0; June 7: 0; June 8: 0; June 9: 0; June 10: 0; June 11: 0; June 12: 0; June 13: 0; June 14: 0; June 15: 0; June 16: 0; June 17: 0.11; June 18: 0.1; June 19: 0.1; June 20: 0.1; June 21: 0.02; June 22: 0; June 23: 0; June 24: 0; July 1: 0; July 2: 0; July 3: 0; July 4: 0; July 5: 0; July 6: 0; July 7: 0; July 8: 0; July 9: 0; July 10: 0; July 11: 0; July 12: 0; July 13: 0; July 14: 0; July 15: 0; July 16: 0; July 17: 0.56; July 18: 0.5; July 19: 0.53; July 20: 0.44; July 21: 0.09; July 22: 0; July 23: 0; July 24: 0; August 1: 0; August 2: 0; August 3: 0; August 4: 0; August 5: 0; August 6: 0; August 7: 0; August 8: 0; August 9: 0; August 10: 0; August 11: 0; August 12: 0; August 13: 0; August 14: 0; August 15: 0; August 16: 0; August 17: 0.78; August 18: 0.65; August 19: 0.61; August 20: 0.54; August 21: 0.16; August 22: 0; August 23: 0; August 24: 0
SCEW_2_PDRP108 | Leapfrog | SCE | 0.56 |  | 0.24 | 0.12 | 0.53 | 0.13 | 0.56 |  | 0.17 |  |  |  | January 1: 0; January 2: 0; January 3: 0; January 4: 0; January 5: 0; January 6: 0; January 7: 0; January 8: 0; January 9: 0; January 10: 0; January 11: 0; January 12: 0; January 13: 0; January 14: 0; January 15: 0; January 16: 0; January 17: 0.54; January 18: 0.56; January 19: 0.56; January 20: 0.55; January 21: 0; January 22: 0; January 23: 0; January 24: 0; March 1: 0; March 2: 0; March 3: 0; March 4: 0; March 5: 0; March 6: 0; March 7: 0; March 8: 0; March 9: 0; March 10: 0; March 11: 0; March 12: 0; March 13: 0; March 14: 0; March 15: 0; March 16: 0; March 17: 0; March 18: 0.23; March 19: 0.24; March 20: 0.24; March 21: 0.24; March 22: 0; March 23: 0; March 24: 0; April 1: 0; April 2: 0; April 3: 0; April 4: 0; April 5: 0; April 6: 0; April 7: 0; April 8: 0; April 9: 0; April 10: 0; April 11: 0; April 12: 0; April 13: 0; April 14: 0; April 15: 0; April 16: 0; April 17: 0; April 18: 0.12; April 19: 0.12; April 20: 0.13; April 21: 0.12; April 22: 0; April 23: 0; April 24: 0; May 1: 0; May 2: 0; May 3: 0; May 4: 0; May 5: 0; May 6: 0; May 7: 0; May 8: 0; May 9: 0; May 10: 0; May 11: 0; May 12: 0; May 13: 0; May 14: 0; May 15: 0; May 16: 0; May 17: 0; May 18: 0.54; May 19: 0.53; May 20: 0.53; May 21: 0.51; May 22: 0.04; May 23: 0; May 24: 0; June 1: 0; June 2: 0; June 3: 0; June 4: 0; June 5: 0; June 6: 0; June 7: 0; June 8: 0; June 9: 0; June 10: 0; June 11: 0; June 12: 0; June 13: 0; June 14: 0; June 15: 0; June 16: 0; June 17: 0.14; June 18: 0.13; June 19: 0.13; June 20: 0.13; June 21: 0.03; June 22: 0; June 23: 0; June 24: 0; July 1: 0; July 2: 0; July 3: 0; July 4: 0; July 5: 0; July 6: 0; July 7: 0; July 8: 0; July 9: 0; July 10: 0; July 11: 0; July 12: 0; July 13: 0; July 14: 0; July 15: 0; July 16: 0; July 17: 0.56; July 18: 0.5; July 19: 0.53; July 20: 0.44; July 21: 0.09; July 22: 0; July 23: 0; July 24: 0; September 1: 0; September 2: 0; September 3: 0; September 4: 0; September 5: 0; September 6: 0; September 7: 0; September 8: 0; September 9: 0; September 10: 0; September 11: 0; September 12: 0; September 13: 0; September 14: 0; September 15: 0; September 16: 0; September 17: 0.17; September 18: 0.17; September 19: 0.16; September 20: 0.15; September 21: 0.06; September 22: 0; September 23: 0; September 24: 0
SCEW_2_PDRP109 | Leapfrog | SCE | 0.56 | 0.29 | 0.11 | 0.3 | 0.22 |  | 0.53 | 0.82 |  | 0.63 |  |  | 0 | 0 | 0 | 0 | 0 | 0 | 0 | 0 | 0 | 0 | 0 | 0 | 0 | 0 | 0 | 0 | 0.54 | 0.56 | 0.56 | 0.55 | 0 | 0 | 0 | 0 | 0 | 0 | 0 | 0 | 0 | 0 | 0 | 0 | 0 | 0 | 0 | 0 | 0 | 0 | 0 | 0 | 0.28 | 0.29 | 0.29 | 0.29 | 0 | 0 | 0 | 0 | 0 | 0 | 0 | 0 | 0 | 0 | 0 | 0 | 0 | 0 | 0 | 0 | 0 | 0 | 0 | 0 | 0 | 0.11 | 0.11 | 0.11 | 0.11 | 0 | 0 | 0 | 0 | 0 | 0 | 0 | 0 | 0 | 0 | 0 | 0 | 0 | 0 | 0 | 0 | 0 | 0 | 0 | 0 | 0.29 | 0.3 | 0.31 | 0.29 | 0 | 0 | 0 | 0 | 0 | 0 | 0 | 0 | 0 | 0 | 0 | 0 | 0 | 0 | 0 | 0 | 0 | 0 | 0 | 0 | 0.23 | 0.22 | 0.22 | 0.21 | 0.02 | 0 | 0 | [24 empty] | 0 | 0 | 0 | 0 | 0 | 0 | 0 | 0 | 0 | 0 | 0 | 0 | 0 | 0 | 0 | 0 | 0.53 | 0.47 | 0.5 | 0.42 | 0.09 | 0 | 0 | 0 | 0 | 0 | 0 | 0 | 0 | 0 | 0 | 0 | 0 | 0 | 0 | 0 | 0 | 0 | 0 | 0 | 0.99 | 0.82 | 0.77 | 0.68 | 0.21 | 0 | 0 | 0 | [24 empty] | 0 | 0 | 0 | 0 | 0 | 0 | 0 | 0 | 0 | 0 | 0 | 0 | 0 | 0 | 0 | 0 | 0.69 | 0.63 | 0.56 | 0.53 | 0.09 | 0 | 0 | 0
SCEW_2_PDRP110 | Leapfrog | SCE | 0.36 | 0.51 |  | 0.22 | 0.16 | 0.23 | 0.12 | 0.99 | 0.2 |  |  |  | 0 | 0 | 0 | 0 | 0 | 0 | 0 | 0 | 0 | 0 | 0 | 0 | 0 | 0 | 0 | 0 | 0.35 | 0.36 | 0.36 | 0.36 | 0 | 0 | 0 | 0 | 0 | 0 | 0 | 0 | 0 | 0 | 0 | 0 | 0 | 0 | 0 | 0 | 0 | 0 | 0 | 0 | 0.49 | 0.51 | 0.51 | 0.5 | 0 | 0 | 0 | 0 | [24 empty] | 0 | 0 | 0 | 0 | 0 | 0 | 0 | 0 | 0 | 0 | 0 | 0 | 0 | 0 | 0 | 0 | 0 | 0.21 | 0.22 | 0.23 | 0.21 | 0 | 0 | 0 | 0 | 0 | 0 | 0 | 0 | 0 | 0 | 0 | 0 | 0 | 0 | 0 | 0 | 0 | 0 | 0 | 0 | 0.16 | 0.16 | 0.16 | 0.15 | 0.01 | 0 | 0 | 0 | 0 | 0 | 0 | 0 | 0 | 0 | 0 | 0 | 0 | 0 | 0 | 0 | 0 | 0 | 0 | 0.25 | 0.23 | 0.24 | 0.23 | 0.05 | 0 | 0 | 0 | 0 | 0 | 0 | 0 | 0 | 0 | 0 | 0 | 0 | 0 | 0 | 0 | 0 | 0 | 0 | 0 | 0.12 | 0.11 | 0.11 | 0.1 | 0.02 | 0 | 0 | 0 | 0 | 0 | 0 | 0 | 0 | 0 | 0 | 0 | 0 | 0 | 0 | 0 | 0 | 0 | 0 | 0 | 1.19 | 0.99 | 0.93 | 0.82 | 0.25 | 0 | 0 | 0 | 0 | 0 | 0 | 0 | 0 | 0 | 0 | 0 | 0 | 0 | 0 | 0 | 0 | 0 | 0 | 0 | 0.2 | 0.2 | 0.19 | 0.18 | 0.07 | 0 | 0 | 0
SCEW_2_PDRP111 | Leapfrog | SCE | 0.28 | 0.15 | 0.55 | 0.3 | 0.11 | 0.61 |  | 0.55 | 0.58 |  |  |  | 0 | 0 | 0 | 0 | 0 | 0 | 0 | 0 | 0 | 0 | 0 | 0 | 0 | 0 | 0 | 0 | 0.27 | 0.28 | 0.28 | 0.28 | 0 | 0 | 0 | 0 | 0 | 0 | 0 | 0 | 0 | 0 | 0 | 0 | 0 | 0 | 0 | 0 | 0 | 0 | 0 | 0 | 0.15 | 0.15 | 0.15 | 0.15 | 0 | 0 | 0 | 0 | 0 | 0 | 0 | 0 | 0 | 0 | 0 | 0 | 0 | 0 | 0 | 0 | 0 | 0 | 0 | 0 | 0 | 0.53 | 0.55 | 0.55 | 0.55 | 0 | 0 | 0 | 0 | 0 | 0 | 0 | 0 | 0 | 0 | 0 | 0 | 0 | 0 | 0 | 0 | 0 | 0 | 0 | 0 | 0.29 | 0.3 | 0.31 | 0.29 | 0 | 0 | 0 | 0 | 0 | 0 | 0 | 0 | 0 | 0 | 0 | 0 | 0 | 0 | 0 | 0 | 0 | 0 | 0 | 0 | 0.11 | 0.11 | 0.11 | 0.11 | 0.01 | 0 | 0 | 0 | 0 | 0 | 0 | 0 | 0 | 0 | 0 | 0 | 0 | 0 | 0 | 0 | 0 | 0 | 0 | 0.67 | 0.61 | 0.63 | 0.6 | 0.12 | 0 | 0 | 0 | [24 empty] | 0 | 0 | 0 | 0 | 0 | 0 | 0 | 0 | 0 | 0 | 0 | 0 | 0 | 0 | 0 | 0 | 0.66 | 0.55 | 0.51 | 0.46 | 0.14 | 0 | 0 | 0 | 0 | 0 | 0 | 0 | 0 | 0 | 0 | 0 | 0 | 0 | 0 | 0 | 0 | 0 | 0 | 0 | 0.58 | 0.57 | 0.55 | 0.51 | 0.19 | 0 | 0 | 0
SCEW_2_PDRP112 | Leapfrog | SCE | 0.1 |  | 0.11 |  | 0.34 | 0.36 | 0.25 |  | 0.99 | 0.79 |  |  | January 1: 0; January 2: 0; January 3: 0; January 4: 0; January 5: 0; January 6: 0; January 7: 0; January 8: 0; January 9: 0; January 10: 0; January 11: 0; January 12: 0; January 13: 0; January 14: 0; January 15: 0; January 16: 0; January 17: 0.1; January 18: 0.1; January 19: 0.1; January 20: 0.1; January 21: 0; January 22: 0; January 23: 0; January 24: 0; March 1: 0; March 2: 0; March 3: 0; March 4: 0; March 5: 0; March 6: 0; March 7: 0; March 8: 0; March 9: 0; March 10: 0; March 11: 0; March 12: 0; March 13: 0; March 14: 0; March 15: 0; March 16: 0; March 17: 0; March 18: 0.11; March 19: 0.11; March 20: 0.11; March 21: 0.11; March 22: 0; March 23: 0; March 24: 0; May 1: 0; May 2: 0; May 3: 0; May 4: 0; May 5: 0; May 6: 0; May 7: 0; May 8: 0; May 9: 0; May 10: 0; May 11: 0; May 12: 0; May 13: 0; May 14: 0; May 15: 0; May 16: 0; May 17: 0; May 18: 0.35; May 19: 0.34; May 20: 0.34; May 21: 0.33; May 22: 0.02; May 23: 0; May 24: 0; June 1: 0; June 2: 0; June 3: 0; June 4: 0; June 5: 0; June 6: 0; June 7: 0; June 8: 0; June 9: 0; June 10: 0; June 11: 0; June 12: 0; June 13: 0; June 14: 0; June 15: 0; June 16: 0; June 17: 0.39; June 18: 0.36; June 19: 0.37; June 20: 0.35; June 21: 0.07; June 22: 0; June 23: 0; June 24: 0; July 1: 0; July 2: 0; July 3: 0; July 4: 0; July 5: 0; July 6: 0; July 7: 0; July 8: 0; July 9: 0; July 10: 0; July 11: 0; July 12: 0; July 13: 0; July 14: 0; July 15: 0; July 16: 0; July 17: 0.25; July 18: 0.22; July 19: 0.23; July 20: 0.2; July 21: 0.04; July 22: 0; July 23: 0; July 24: 0; September 1: 0; September 2: 0; September 3: 0; September 4: 0; September 5: 0; September 6: 0; September 7: 0; September 8: 0; September 9: 0; September 10: 0; September 11: 0; September 12: 0; September 13: 0; September 14: 0; September 15: 0; September 16: 0; September 17: 0.99; September 18: 0.98; September 19: 0.94; September 20: 0.87; September 21: 0.33; September 22: 0; September 23: 0; September 24: 0; October 1: 0; October 2: 0; October 3: 0; October 4: 0; October 5: 0; October 6: 0; October 7: 0; October 8: 0; October 9: 0; October 10: 0; October 11: 0; October 12: 0; October 13: 0; October 14: 0; October 15: 0; October 16: 0; October 17: 0.87; October 18: 0.79; October 19: 0.7; October 20: 0.66; October 21: 0.11; October 22: 0; October 23: 0; October 24: 0
SCEW_2_PDRP121 | Leapfrog | SCE | 0.52 |  |  | 0.43 | 0.36 | 0.44 |  | 0.26 | 0.19 |  |  |  | January 1: 0; January 2: 0; January 3: 0; January 4: 0; January 5: 0; January 6: 0; January 7: 0; January 8: 0; January 9: 0; January 10: 0; January 11: 0; January 12: 0; January 13: 0; January 14: 0; January 15: 0; January 16: 0; January 17: 0.51; January 18: 0.52; January 19: 0.52; January 20: 0.52; January 21: 0; January 22: 0; January 23: 0; January 24: 0; April 1: 0; April 2: 0; April 3: 0; April 4: 0; April 5: 0; April 6: 0; April 7: 0; April 8: 0; April 9: 0; April 10: 0; April 11: 0; April 12: 0; April 13: 0; April 14: 0; April 15: 0; April 16: 0; April 17: 0; April 18: 0.41; April 19: 0.43; April 20: 0.45; April 21: 0.42; April 22: 0; April 23: 0; April 24: 0; May 1: 0; May 2: 0; May 3: 0; May 4: 0; May 5: 0; May 6: 0; May 7: 0; May 8: 0; May 9: 0; May 10: 0; May 11: 0; May 12: 0; May 13: 0; May 14: 0; May 15: 0; May 16: 0; May 17: 0; May 18: 0.37; May 19: 0.36; May 20: 0.36; May 21: 0.35; May 22: 0.03; May 23: 0; May 24: 0; June 1: 0; June 2: 0; June 3: 0; June 4: 0; June 5: 0; June 6: 0; June 7: 0; June 8: 0; June 9: 0; June 10: 0; June 11: 0; June 12: 0; June 13: 0; June 14: 0; June 15: 0; June 16: 0; June 17: 0.48; June 18: 0.44; June 19: 0.45; June 20: 0.43; June 21: 0.09; June 22: 0; June 23: 0; June 24: 0; August 1: 0; August 2: 0; August 3: 0; August 4: 0; August 5: 0; August 6: 0; August 7: 0; August 8: 0; August 9: 0; August 10: 0; August 11: 0; August 12: 0; August 13: 0; August 14: 0; August 15: 0; August 16: 0; August 17: 0.31; August 18: 0.26; August 19: 0.24; August 20: 0.22; August 21: 0.07; August 22: 0; August 23: 0; August 24: 0; September 1: 0; September 2: 0; September 3: 0; September 4: 0; September 5: 0; September 6: 0; September 7: 0; September 8: 0; September 9: 0; September 10: 0; September 11: 0; September 12: 0; September 13: 0; September 14: 0; September 15: 0; September 16: 0; September 17: 0.19; September 18: 0.19; September 19: 0.18; September 20: 0.17; September 21: 0.06; September 22: 0; September 23: 0; September 24: 0
SCEW_2_PDRP122 | Leapfrog | SCE | 0.22 |  |  |  | 0.51 | 0.15 | 1.06 | 0.12 | 0.59 | 0.15 |  |  | January 1: 0; January 2: 0; January 3: 0; January 4: 0; January 5: 0; January 6: 0; January 7: 0; January 8: 0; January 9: 0; January 10: 0; January 11: 0; January 12: 0; January 13: 0; January 14: 0; January 15: 0; January 16: 0; January 17: 0.21; January 18: 0.22; January 19: 0.22; January 20: 0.22; January 21: 0; January 22: 0; January 23: 0; January 24: 0; May 1: 0; May 2: 0; May 3: 0; May 4: 0; May 5: 0; May 6: 0; May 7: 0; May 8: 0; May 9: 0; May 10: 0; May 11: 0; May 12: 0; May 13: 0; May 14: 0; May 15: 0; May 16: 0; May 17: 0; May 18: 0.52; May 19: 0.51; May 20: 0.51; May 21: 0.49; May 22: 0.04; May 23: 0; May 24: 0; June 1: 0; June 2: 0; June 3: 0; June 4: 0; June 5: 0; June 6: 0; June 7: 0; June 8: 0; June 9: 0; June 10: 0; June 11: 0; June 12: 0; June 13: 0; June 14: 0; June 15: 0; June 16: 0; June 17: 0.16; June 18: 0.15; June 19: 0.15; June 20: 0.15; June 21: 0.03; June 22: 0; June 23: 0; June 24: 0; July 1: 0; July 2: 0; July 3: 0; July 4: 0; July 5: 0; July 6: 0; July 7: 0; July 8: 0; July 9: 0; July 10: 0; July 11: 0; July 12: 0; July 13: 0; July 14: 0; July 15: 0; July 16: 0; July 17: 1.06; July 18: 0.95; July 19: 1; July 20: 0.84; July 21: 0.18; July 22: 0; July 23: 0; July 24: 0; August 1: 0; August 2: 0; August 3: 0; August 4: 0; August 5: 0; August 6: 0; August 7: 0; August 8: 0; August 9: 0; August 10: 0; August 11: 0; August 12: 0; August 13: 0; August 14: 0; August 15: 0; August 16: 0; August 17: 0.14; August 18: 0.12; August 19: 0.11; August 20: 0.1; August 21: 0.03; August 22: 0; August 23: 0; August 24: 0; September 1: 0; September 2: 0; September 3: 0; September 4: 0; September 5: 0; September 6: 0; September 7: 0; September 8: 0; September 9: 0; September 10: 0; September 11: 0; September 12: 0; September 13: 0; September 14: 0; September 15: 0; September 16: 0; September 17: 0.59; September 18: 0.58; September 19: 0.56; September 20: 0.52; September 21: 0.19; September 22: 0; September 23: 0; September 24: 0; October 1: 0; October 2: 0; October 3: 0; October 4: 0; October 5: 0; October 6: 0; October 7: 0; October 8: 0; October 9: 0; October 10: 0; October 11: 0; October 12: 0; October 13: 0; October 14: 0; October 15: 0; October 16: 0; October 17: 0.17; October 18: 0.15; October 19: 0.13; October 20: 0.13; October 21: 0.02; October 22: 0; October 23: 0; October 24: 0
SCEW_2_PDRP173 | Leapfrog | SCE | 0.48 | 0.25 | 0.14 |  | 0.28 | 0.21 |  | 0.56 | 0.26 | 0.15 |  |  | 0 | 0 | 0 | 0 | 0 | 0 | 0 | 0 | 0 | 0 | 0 | 0 | 0 | 0 | 0 | 0 | 0.47 | 0.48 | 0.48 | 0.48 | 0 | 0 | 0 | 0 | 0 | 0 | 0 | 0 | 0 | 0 | 0 | 0 | 0 | 0 | 0 | 0 | 0 | 0 | 0 | 0 | 0.24 | 0.25 | 0.25 | 0.25 | 0 | 0 | 0 | 0 | 0 | 0 | 0 | 0 | 0 | 0 | 0 | 0 | 0 | 0 | 0 | 0 | 0 | 0 | 0 | 0 | 0 | 0.14 | 0.14 | 0.14 | 0.14 | 0 | 0 | 0 | [24 empty] | 0 | 0 | 0 | 0 | 0 | 0 | 0 | 0 | 0 | 0 | 0 | 0 | 0 | 0 | 0 | 0 | 0 | 0.29 | 0.28 | 0.28 | 0.27 | 0.02 | 0 | 0 | 0 | 0 | 0 | 0 | 0 | 0 | 0 | 0 | 0 | 0 | 0 | 0 | 0 | 0 | 0 | 0 | 0.23 | 0.21 | 0.22 | 0.21 | 0.04 | 0 | 0 | 0 | [24 empty] | 0 | 0 | 0 | 0 | 0 | 0 | 0 | 0 | 0 | 0 | 0 | 0 | 0 | 0 | 0 | 0 | 0.67 | 0.56 | 0.52 | 0.46 | 0.14 | 0 | 0 | 0 | 0 | 0 | 0 | 0 | 0 | 0 | 0 | 0 | 0 | 0 | 0 | 0 | 0 | 0 | 0 | 0 | 0.26 | 0.26 | 0.25 | 0.23 | 0.09 | 0 | 0 | 0 | 0 | 0 | 0 | 0 | 0 | 0 | 0 | 0 | 0 | 0 | 0 | 0 | 0 | 0 | 0 | 0 | 0.17 | 0.15 | 0.13 | 0.13 | 0.02 | 0 | 0 | 0
SCHD_1_PDRP44 | Leapfrog | SCE | 0.1 |  | 0.57 | 0.16 |  |  |  | 0.43 | 0.11 | 0.11 |  |  | January 1: 0; January 2: 0; January 3: 0; January 4: 0; January 5: 0; January 6: 0; January 7: 0; January 8: 0; January 9: 0; January 10: 0; January 11: 0; January 12: 0; January 13: 0; January 14: 0; January 15: 0; January 16: 0; January 17: 0.1; January 18: 0.1; January 19: 0.1; January 20: 0.1; January 21: 0; January 22: 0; January 23: 0; January 24: 0; March 1: 0; March 2: 0; March 3: 0; March 4: 0; March 5: 0; March 6: 0; March 7: 0; March 8: 0; March 9: 0; March 10: 0; March 11: 0; March 12: 0; March 13: 0; March 14: 0; March 15: 0; March 16: 0; March 17: 0; March 18: 0.55; March 19: 0.57; March 20: 0.57; March 21: 0.57; March 22: 0; March 23: 0; March 24: 0; April 1: 0; April 2: 0; April 3: 0; April 4: 0; April 5: 0; April 6: 0; April 7: 0; April 8: 0; April 9: 0; April 10: 0; April 11: 0; April 12: 0; April 13: 0; April 14: 0; April 15: 0; April 16: 0; April 17: 0; April 18: 0.15; April 19: 0.16; April 20: 0.17; April 21: 0.15; April 22: 0; April 23: 0; April 24: 0; August 1: 0; August 2: 0; August 3: 0; August 4: 0; August 5: 0; August 6: 0; August 7: 0; August 8: 0; August 9: 0; August 10: 0; August 11: 0; August 12: 0; August 13: 0; August 14: 0; August 15: 0; August 16: 0; August 17: 0.52; August 18: 0.43; August 19: 0.4; August 20: 0.36; August 21: 0.11; August 22: 0; August 23: 0; August 24: 0; September 1: 0; September 2: 0; September 3: 0; September 4: 0; September 5: 0; September 6: 0; September 7: 0; September 8: 0; September 9: 0; September 10: 0; September 11: 0; September 12: 0; September 13: 0; September 14: 0; September 15: 0; September 16: 0; September 17: 0.11; September 18: 0.11; September 19: 0.1; September 20: 0.1; September 21: 0.04; September 22: 0; September 23: 0; September 24: 0; October 1: 0; October 2: 0; October 3: 0; October 4: 0; October 5: 0; October 6: 0; October 7: 0; October 8: 0; October 9: 0; October 10: 0; October 11: 0; October 12: 0; October 13: 0; October 14: 0; October 15: 0; October 16: 0; October 17: 0.12; October 18: 0.11; October 19: 0.1; October 20: 0.09; October 21: 0.01; October 22: 0; October 23: 0; October 24: 0
SCHD_1_PDRP62 | Leapfrog | SCE | 0.26 | 0.13 |  |  | 0.33 | 0.1 | 0.12 | 0.21 | 0.12 | 0.1 |  |  | 0 | 0 | 0 | 0 | 0 | 0 | 0 | 0 | 0 | 0 | 0 | 0 | 0 | 0 | 0 | 0 | 0.25 | 0.26 | 0.26 | 0.26 | 0 | 0 | 0 | 0 | 0 | 0 | 0 | 0 | 0 | 0 | 0 | 0 | 0 | 0 | 0 | 0 | 0 | 0 | 0 | 0 | 0.13 | 0.13 | 0.13 | 0.13 | 0 | 0 | 0 | 0 | [48 empty] | 0 | 0 | 0 | 0 | 0 | 0 | 0 | 0 | 0 | 0 | 0 | 0 | 0 | 0 | 0 | 0 | 0 | 0.34 | 0.33 | 0.33 | 0.32 | 0.02 | 0 | 0 | 0 | 0 | 0 | 0 | 0 | 0 | 0 | 0 | 0 | 0 | 0 | 0 | 0 | 0 | 0 | 0 | 0.11 | 0.1 | 0.1 | 0.1 | 0.02 | 0 | 0 | 0 | 0 | 0 | 0 | 0 | 0 | 0 | 0 | 0 | 0 | 0 | 0 | 0 | 0 | 0 | 0 | 0 | 0.12 | 0.11 | 0.11 | 0.1 | 0.02 | 0 | 0 | 0 | 0 | 0 | 0 | 0 | 0 | 0 | 0 | 0 | 0 | 0 | 0 | 0 | 0 | 0 | 0 | 0 | 0.25 | 0.21 | 0.2 | 0.17 | 0.05 | 0 | 0 | 0 | 0 | 0 | 0 | 0 | 0 | 0 | 0 | 0 | 0 | 0 | 0 | 0 | 0 | 0 | 0 | 0 | 0.12 | 0.12 | 0.11 | 0.11 | 0.04 | 0 | 0 | 0 | 0 | 0 | 0 | 0 | 0 | 0 | 0 | 0 | 0 | 0 | 0 | 0 | 0 | 0 | 0 | 0 | 0.11 | 0.1 | 0.09 | 0.08 | 0.01 | 0 | 0 | 0
SCNW_6_PDRP42 | Leapfrog | SCE | 0.15 |  | 0.11 | 0.11 | 0.16 | 0.26 |  | 0.19 |  | 0.12 |  |  | January 1: 0; January 2: 0; January 3: 0; January 4: 0; January 5: 0; January 6: 0; January 7: 0; January 8: 0; January 9: 0; January 10: 0; January 11: 0; January 12: 0; January 13: 0; January 14: 0; January 15: 0; January 16: 0; January 17: 0.15; January 18: 0.15; January 19: 0.15; January 20: 0.15; January 21: 0; January 22: 0; January 23: 0; January 24: 0; March 1: 0; March 2: 0; March 3: 0; March 4: 0; March 5: 0; March 6: 0; March 7: 0; March 8: 0; March 9: 0; March 10: 0; March 11: 0; March 12: 0; March 13: 0; March 14: 0; March 15: 0; March 16: 0; March 17: 0; March 18: 0.11; March 19: 0.11; March 20: 0.11; March 21: 0.11; March 22: 0; March 23: 0; March 24: 0; April 1: 0; April 2: 0; April 3: 0; April 4: 0; April 5: 0; April 6: 0; April 7: 0; April 8: 0; April 9: 0; April 10: 0; April 11: 0; April 12: 0; April 13: 0; April 14: 0; April 15: 0; April 16: 0; April 17: 0; April 18: 0.11; April 19: 0.11; April 20: 0.11; April 21: 0.11; April 22: 0; April 23: 0; April 24: 0; May 1: 0; May 2: 0; May 3: 0; May 4: 0; May 5: 0; May 6: 0; May 7: 0; May 8: 0; May 9: 0; May 10: 0; May 11: 0; May 12: 0; May 13: 0; May 14: 0; May 15: 0; May 16: 0; May 17: 0; May 18: 0.16; May 19: 0.16; May 20: 0.16; May 21: 0.15; May 22: 0.01; May 23: 0; May 24: 0; June 1: 0; June 2: 0; June 3: 0; June 4: 0; June 5: 0; June 6: 0; June 7: 0; June 8: 0; June 9: 0; June 10: 0; June 11: 0; June 12: 0; June 13: 0; June 14: 0; June 15: 0; June 16: 0; June 17: 0.28; June 18: 0.26; June 19: 0.27; June 20: 0.25; June 21: 0.05; June 22: 0; June 23: 0; June 24: 0; August 1: 0; August 2: 0; August 3: 0; August 4: 0; August 5: 0; August 6: 0; August 7: 0; August 8: 0; August 9: 0; August 10: 0; August 11: 0; August 12: 0; August 13: 0; August 14: 0; August 15: 0; August 16: 0; August 17: 0.23; August 18: 0.19; August 19: 0.18; August 20: 0.16; August 21: 0.05; August 22: 0; August 23: 0; August 24: 0; October 1: 0; October 2: 0; October 3: 0; October 4: 0; October 5: 0; October 6: 0; October 7: 0; October 8: 0; October 9: 0; October 10: 0; October 11: 0; October 12: 0; October 13: 0; October 14: 0; October 15: 0; October 16: 0; October 17: 0.13; October 18: 0.12; October 19: 0.11; October 20: 0.1; October 21: 0.02; October 22: 0; October 23: 0; October 24: 0
SCNW_6_PDRP44 | Leapfrog | SCE | 0.17 |  | 0.11 |  | 0.14 |  | 0.51 |  | 0.32 | 0.28 |  |  | January 1: 0; January 2: 0; January 3: 0; January 4: 0; January 5: 0; January 6: 0; January 7: 0; January 8: 0; January 9: 0; January 10: 0; January 11: 0; January 12: 0; January 13: 0; January 14: 0; January 15: 0; January 16: 0; January 17: 0.17; January 18: 0.17; January 19: 0.17; January 20: 0.17; January 21: 0; January 22: 0; January 23: 0; January 24: 0; March 1: 0; March 2: 0; March 3: 0; March 4: 0; March 5: 0; March 6: 0; March 7: 0; March 8: 0; March 9: 0; March 10: 0; March 11: 0; March 12: 0; March 13: 0; March 14: 0; March 15: 0; March 16: 0; March 17: 0; March 18: 0.11; March 19: 0.11; March 20: 0.11; March 21: 0.11; March 22: 0; March 23: 0; March 24: 0; May 1: 0; May 2: 0; May 3: 0; May 4: 0; May 5: 0; May 6: 0; May 7: 0; May 8: 0; May 9: 0; May 10: 0; May 11: 0; May 12: 0; May 13: 0; May 14: 0; May 15: 0; May 16: 0; May 17: 0; May 18: 0.14; May 19: 0.14; May 20: 0.14; May 21: 0.13; May 22: 0.01; May 23: 0; May 24: 0; July 1: 0; July 2: 0; July 3: 0; July 4: 0; July 5: 0; July 6: 0; July 7: 0; July 8: 0; July 9: 0; July 10: 0; July 11: 0; July 12: 0; July 13: 0; July 14: 0; July 15: 0; July 16: 0; July 17: 0.51; July 18: 0.46; July 19: 0.48; July 20: 0.4; July 21: 0.09; July 22: 0; July 23: 0; July 24: 0; September 1: 0; September 2: 0; September 3: 0; September 4: 0; September 5: 0; September 6: 0; September 7: 0; September 8: 0; September 9: 0; September 10: 0; September 11: 0; September 12: 0; September 13: 0; September 14: 0; September 15: 0; September 16: 0; September 17: 0.32; September 18: 0.32; September 19: 0.3; September 20: 0.28; September 21: 0.11; September 22: 0; September 23: 0; September 24: 0; October 1: 0; October 2: 0; October 3: 0; October 4: 0; October 5: 0; October 6: 0; October 7: 0; October 8: 0; October 9: 0; October 10: 0; October 11: 0; October 12: 0; October 13: 0; October 14: 0; October 15: 0; October 16: 0; October 17: 0.31; October 18: 0.28; October 19: 0.25; October 20: 0.24; October 21: 0.04; October 22: 0; October 23: 0; October 24: 0
SCNW_6_PDRP47 | Leapfrog | SCE | 0.11 |  |  |  | 0.45 | 0.16 |  |  |  | 0.14 |  |  | January 1: 0; January 2: 0; January 3: 0; January 4: 0; January 5: 0; January 6: 0; January 7: 0; January 8: 0; January 9: 0; January 10: 0; January 11: 0; January 12: 0; January 13: 0; January 14: 0; January 15: 0; January 16: 0; January 17: 0.11; January 18: 0.11; January 19: 0.11; January 20: 0.11; January 21: 0; January 22: 0; January 23: 0; January 24: 0; May 1: 0; May 2: 0; May 3: 0; May 4: 0; May 5: 0; May 6: 0; May 7: 0; May 8: 0; May 9: 0; May 10: 0; May 11: 0; May 12: 0; May 13: 0; May 14: 0; May 15: 0; May 16: 0; May 17: 0; May 18: 0.46; May 19: 0.45; May 20: 0.45; May 21: 0.43; May 22: 0.03; May 23: 0; May 24: 0; June 1: 0; June 2: 0; June 3: 0; June 4: 0; June 5: 0; June 6: 0; June 7: 0; June 8: 0; June 9: 0; June 10: 0; June 11: 0; June 12: 0; June 13: 0; June 14: 0; June 15: 0; June 16: 0; June 17: 0.17; June 18: 0.16; June 19: 0.16; June 20: 0.16; June 21: 0.03; June 22: 0; June 23: 0; June 24: 0; October 1: 0; October 2: 0; October 3: 0; October 4: 0; October 5: 0; October 6: 0; October 7: 0; October 8: 0; October 9: 0; October 10: 0; October 11: 0; October 12: 0; October 13: 0; October 14: 0; October 15: 0; October 16: 0; October 17: 0.15; October 18: 0.14; October 19: 0.12; October 20: 0.12; October 21: 0.02; October 22: 0; October 23: 0; October 24: 0
SCNW_6_PDRP49 | Leapfrog | SCE | 0.12 | 0.12 | 0.11 | 0.13 | 0.5 | 0.23 |  |  | 0.56 |  |  |  | January 1: 0; January 2: 0; January 3: 0; January 4: 0; January 5: 0; January 6: 0; January 7: 0; January 8: 0; January 9: 0; January 10: 0; January 11: 0; January 12: 0; January 13: 0; January 14: 0; January 15: 0; January 16: 0; January 17: 0.12; January 18: 0.12; January 19: 0.12; January 20: 0.12; January 21: 0; January 22: 0; January 23: 0; January 24: 0; February 1: 0; February 2: 0; February 3: 0; February 4: 0; February 5: 0; February 6: 0; February 7: 0; February 8: 0; February 9: 0; February 10: 0; February 11: 0; February 12: 0; February 13: 0; February 14: 0; February 15: 0; February 16: 0; February 17: 0.12; February 18: 0.12; February 19: 0.12; February 20: 0.12; February 21: 0; February 22: 0; February 23: 0; February 24: 0; March 1: 0; March 2: 0; March 3: 0; March 4: 0; March 5: 0; March 6: 0; March 7: 0; March 8: 0; March 9: 0; March 10: 0; March 11: 0; March 12: 0; March 13: 0; March 14: 0; March 15: 0; March 16: 0; March 17: 0; March 18: 0.11; March 19: 0.11; March 20: 0.11; March 21: 0.11; March 22: 0; March 23: 0; March 24: 0; April 1: 0; April 2: 0; April 3: 0; April 4: 0; April 5: 0; April 6: 0; April 7: 0; April 8: 0; April 9: 0; April 10: 0; April 11: 0; April 12: 0; April 13: 0; April 14: 0; April 15: 0; April 16: 0; April 17: 0; April 18: 0.13; April 19: 0.13; April 20: 0.14; April 21: 0.13; April 22: 0; April 23: 0; April 24: 0; May 1: 0; May 2: 0; May 3: 0; May 4: 0; May 5: 0; May 6: 0; May 7: 0; May 8: 0; May 9: 0; May 10: 0; May 11: 0; May 12: 0; May 13: 0; May 14: 0; May 15: 0; May 16: 0; May 17: 0; May 18: 0.51; May 19: 0.5; May 20: 0.5; May 21: 0.48; May 22: 0.04; May 23: 0; May 24: 0; June 1: 0; June 2: 0; June 3: 0; June 4: 0; June 5: 0; June 6: 0; June 7: 0; June 8: 0; June 9: 0; June 10: 0; June 11: 0; June 12: 0; June 13: 0; June 14: 0; June 15: 0; June 16: 0; June 17: 0.25; June 18: 0.23; June 19: 0.24; June 20: 0.23; June 21: 0.05; June 22: 0; June 23: 0; June 24: 0; September 1: 0; September 2: 0; September 3: 0; September 4: 0; September 5: 0; September 6: 0; September 7: 0; September 8: 0; September 9: 0; September 10: 0; September 11: 0; September 12: 0; September 13: 0; September 14: 0; September 15: 0; September 16: 0; September 17: 0.56; September 18: 0.55; September 19: 0.53; September 20: 0.49; September 21: 0.19; September 22: 0; September 23: 0; September 24: 0
SDG1_1_PDRP100 | Leapfrog | SDGE | 0.11 |  | 0.24 | 0.19 | 0.52 | 0.61 |  | 0.26 | 0.14 | 0.14 |  |  | 0 | 0 | 0 | 0 | 0 | 0 | 0 | 0 | 0 | 0 | 0 | 0 | 0 | 0 | 0 | 0 | 0.11 | 0.11 | 0.11 | 0.11 | 0 | 0 | 0 | 0 | [24 empty] | 0 | 0 | 0 | 0 | 0 | 0 | 0 | 0 | 0 | 0 | 0 | 0 | 0 | 0 | 0 | 0 | 0 | 0.23 | 0.24 | 0.24 | 0.24 | 0 | 0 | 0 | 0 | 0 | 0 | 0 | 0 | 0 | 0 | 0 | 0 | 0 | 0 | 0 | 0 | 0 | 0 | 0 | 0 | 0.18 | 0.19 | 0.2 | 0.18 | 0 | 0 | 0 | 0 | 0 | 0 | 0 | 0 | 0 | 0 | 0 | 0 | 0 | 0 | 0 | 0 | 0 | 0 | 0 | 0 | 0.49 | 0.52 | 0.5 | 0.5 | 0 | 0 | 0 | 0 | 0 | 0 | 0 | 0 | 0 | 0 | 0 | 0 | 0 | 0 | 0 | 0 | 0 | 0 | 0 | 0.58 | 0.61 | 0.62 | 0.59 | 0 | 0 | 0 | 0 | [24 empty] | 0 | 0 | 0 | 0 | 0 | 0 | 0 | 0 | 0 | 0 | 0 | 0 | 0 | 0 | 0 | 0 | 0.31 | 0.26 | 0.24 | 0.22 | 0.05 | 0 | 0 | 0 | 0 | 0 | 0 | 0 | 0 | 0 | 0 | 0 | 0 | 0 | 0 | 0 | 0 | 0 | 0 | 0 | 0.14 | 0.13 | 0.12 | 0.11 | 0.02 | 0 | 0 | 0 | 0 | 0 | 0 | 0 | 0 | 0 | 0 | 0 | 0 | 0 | 0 | 0 | 0 | 0 | 0 | 0 | 0.15 | 0.14 | 0.12 | 0.12 | 0.01 | 0 | 0 | 0
SDG1_1_PDRP102 | Leapfrog | SDGE | 0.12 | 0.15 | 0.1 | 0.13 | 0.11 | 0.13 |  |  | 0.99 | 0.32 |  |  | 0 | 0 | 0 | 0 | 0 | 0 | 0 | 0 | 0 | 0 | 0 | 0 | 0 | 0 | 0 | 0 | 0.12 | 0.12 | 0.12 | 0.12 | 0 | 0 | 0 | 0 | 0 | 0 | 0 | 0 | 0 | 0 | 0 | 0 | 0 | 0 | 0 | 0 | 0 | 0 | 0 | 0 | 0.15 | 0.15 | 0.15 | 0.15 | 0 | 0 | 0 | 0 | 0 | 0 | 0 | 0 | 0 | 0 | 0 | 0 | 0 | 0 | 0 | 0 | 0 | 0 | 0 | 0 | 0 | 0.1 | 0.1 | 0.1 | 0.1 | 0 | 0 | 0 | 0 | 0 | 0 | 0 | 0 | 0 | 0 | 0 | 0 | 0 | 0 | 0 | 0 | 0 | 0 | 0 | 0 | 0.13 | 0.13 | 0.14 | 0.13 | 0 | 0 | 0 | 0 | 0 | 0 | 0 | 0 | 0 | 0 | 0 | 0 | 0 | 0 | 0 | 0 | 0 | 0 | 0 | 0 | 0.1 | 0.11 | 0.11 | 0.1 | 0 | 0 | 0 | 0 | 0 | 0 | 0 | 0 | 0 | 0 | 0 | 0 | 0 | 0 | 0 | 0 | 0 | 0 | 0 | 0.12 | 0.13 | 0.13 | 0.13 | 0 | 0 | 0 | 0 | [48 empty] | 0 | 0 | 0 | 0 | 0 | 0 | 0 | 0 | 0 | 0 | 0 | 0 | 0 | 0 | 0 | 0 | 0.99 | 0.94 | 0.87 | 0.81 | 0.14 | 0 | 0 | 0 | 0 | 0 | 0 | 0 | 0 | 0 | 0 | 0 | 0 | 0 | 0 | 0 | 0 | 0 | 0 | 0 | 0.35 | 0.32 | 0.28 | 0.27 | 0.02 | 0 | 0 | 0
SDG1_1_PDRP113 | Leapfrog | SDGE | 0.17 | 0.12 | 0.13 | 0.17 | 0.13 | 0.48 |  | 0.54 | 0.69 | 0.2 |  |  | 0 | 0 | 0 | 0 | 0 | 0 | 0 | 0 | 0 | 0 | 0 | 0 | 0 | 0 | 0 | 0 | 0.17 | 0.17 | 0.17 | 0.17 | 0 | 0 | 0 | 0 | 0 | 0 | 0 | 0 | 0 | 0 | 0 | 0 | 0 | 0 | 0 | 0 | 0 | 0 | 0 | 0 | 0.12 | 0.12 | 0.12 | 0.12 | 0 | 0 | 0 | 0 | 0 | 0 | 0 | 0 | 0 | 0 | 0 | 0 | 0 | 0 | 0 | 0 | 0 | 0 | 0 | 0 | 0 | 0.13 | 0.13 | 0.13 | 0.13 | 0 | 0 | 0 | 0 | 0 | 0 | 0 | 0 | 0 | 0 | 0 | 0 | 0 | 0 | 0 | 0 | 0 | 0 | 0 | 0 | 0.16 | 0.17 | 0.18 | 0.16 | 0 | 0 | 0 | 0 | 0 | 0 | 0 | 0 | 0 | 0 | 0 | 0 | 0 | 0 | 0 | 0 | 0 | 0 | 0 | 0 | 0.12 | 0.13 | 0.13 | 0.12 | 0 | 0 | 0 | 0 | 0 | 0 | 0 | 0 | 0 | 0 | 0 | 0 | 0 | 0 | 0 | 0 | 0 | 0 | 0 | 0.45 | 0.48 | 0.49 | 0.47 | 0 | 0 | 0 | 0 | [24 empty] | 0 | 0 | 0 | 0 | 0 | 0 | 0 | 0 | 0 | 0 | 0 | 0 | 0 | 0 | 0 | 0 | 0.63 | 0.54 | 0.5 | 0.45 | 0.1 | 0 | 0 | 0 | 0 | 0 | 0 | 0 | 0 | 0 | 0 | 0 | 0 | 0 | 0 | 0 | 0 | 0 | 0 | 0 | 0.69 | 0.65 | 0.6 | 0.56 | 0.1 | 0 | 0 | 0 | 0 | 0 | 0 | 0 | 0 | 0 | 0 | 0 | 0 | 0 | 0 | 0 | 0 | 0 | 0 | 0 | 0.22 | 0.2 | 0.18 | 0.17 | 0.01 | 0 | 0 | 0
SDG1_1_PDRP84 | Leapfrog | SDGE | 0.15 |  | 0.14 | 0.12 | 0.16 | 0.21 | 0.55 | 0.24 | 0.6 | 0.5 |  |  | 0 | 0 | 0 | 0 | 0 | 0 | 0 | 0 | 0 | 0 | 0 | 0 | 0 | 0 | 0 | 0 | 0.15 | 0.15 | 0.15 | 0.15 | 0 | 0 | 0 | 0 | [24 empty] | 0 | 0 | 0 | 0 | 0 | 0 | 0 | 0 | 0 | 0 | 0 | 0 | 0 | 0 | 0 | 0 | 0 | 0.14 | 0.14 | 0.14 | 0.14 | 0 | 0 | 0 | 0 | 0 | 0 | 0 | 0 | 0 | 0 | 0 | 0 | 0 | 0 | 0 | 0 | 0 | 0 | 0 | 0 | 0.12 | 0.12 | 0.13 | 0.12 | 0 | 0 | 0 | 0 | 0 | 0 | 0 | 0 | 0 | 0 | 0 | 0 | 0 | 0 | 0 | 0 | 0 | 0 | 0 | 0 | 0.15 | 0.16 | 0.15 | 0.15 | 0 | 0 | 0 | 0 | 0 | 0 | 0 | 0 | 0 | 0 | 0 | 0 | 0 | 0 | 0 | 0 | 0 | 0 | 0 | 0.2 | 0.21 | 0.21 | 0.2 | 0 | 0 | 0 | 0 | 0 | 0 | 0 | 0 | 0 | 0 | 0 | 0 | 0 | 0 | 0 | 0 | 0 | 0 | 0 | 0 | 0.55 | 0.49 | 0.5 | 0.43 | 0.08 | 0 | 0 | 0 | 0 | 0 | 0 | 0 | 0 | 0 | 0 | 0 | 0 | 0 | 0 | 0 | 0 | 0 | 0 | 0 | 0.28 | 0.24 | 0.22 | 0.2 | 0.04 | 0 | 0 | 0 | 0 | 0 | 0 | 0 | 0 | 0 | 0 | 0 | 0 | 0 | 0 | 0 | 0 | 0 | 0 | 0 | 0.6 | 0.57 | 0.52 | 0.49 | 0.09 | 0 | 0 | 0 | 0 | 0 | 0 | 0 | 0 | 0 | 0 | 0 | 0 | 0 | 0 | 0 | 0 | 0 | 0 | 0 | 0.55 | 0.5 | 0.44 | 0.41 | 0.04 | 0 | 0 | 0
SDG1_1_PDRP99 | Leapfrog | SDGE | 0.56 | 0.15 | 0.96 |  | 0.17 | 0.56 |  |  |  | 0.16 |  |  | January 1: 0; January 2: 0; January 3: 0; January 4: 0; January 5: 0; January 6: 0; January 7: 0; January 8: 0; January 9: 0; January 10: 0; January 11: 0; January 12: 0; January 13: 0; January 14: 0; January 15: 0; January 16: 0; January 17: 0.54; January 18: 0.56; January 19: 0.56; January 20: 0.55; January 21: 0; January 22: 0; January 23: 0; January 24: 0; February 1: 0; February 2: 0; February 3: 0; February 4: 0; February 5: 0; February 6: 0; February 7: 0; February 8: 0; February 9: 0; February 10: 0; February 11: 0; February 12: 0; February 13: 0; February 14: 0; February 15: 0; February 16: 0; February 17: 0.15; February 18: 0.15; February 19: 0.15; February 20: 0.15; February 21: 0; February 22: 0; February 23: 0; February 24: 0; March 1: 0; March 2: 0; March 3: 0; March 4: 0; March 5: 0; March 6: 0; March 7: 0; March 8: 0; March 9: 0; March 10: 0; March 11: 0; March 12: 0; March 13: 0; March 14: 0; March 15: 0; March 16: 0; March 17: 0; March 18: 0.93; March 19: 0.96; March 20: 0.97; March 21: 0.95; March 22: 0; March 23: 0; March 24: 0; May 1: 0; May 2: 0; May 3: 0; May 4: 0; May 5: 0; May 6: 0; May 7: 0; May 8: 0; May 9: 0; May 10: 0; May 11: 0; May 12: 0; May 13: 0; May 14: 0; May 15: 0; May 16: 0; May 17: 0; May 18: 0.16; May 19: 0.17; May 20: 0.16; May 21: 0.16; May 22: 0; May 23: 0; May 24: 0; June 1: 0; June 2: 0; June 3: 0; June 4: 0; June 5: 0; June 6: 0; June 7: 0; June 8: 0; June 9: 0; June 10: 0; June 11: 0; June 12: 0; June 13: 0; June 14: 0; June 15: 0; June 16: 0; June 17: 0.53; June 18: 0.56; June 19: 0.57; June 20: 0.55; June 21: 0; June 22: 0; June 23: 0; June 24: 0; October 1: 0; October 2: 0; October 3: 0; October 4: 0; October 5: 0; October 6: 0; October 7: 0; October 8: 0; October 9: 0; October 10: 0; October 11: 0; October 12: 0; October 13: 0; October 14: 0; October 15: 0; October 16: 0; October 17: 0.18; October 18: 0.16; October 19: 0.14; October 20: 0.13; October 21: 0.01; October 22: 0; October 23: 0; October 24: 0
PGCC_1_PDRP17 | Leapfrog | PGE |  | 0.52 |  | 0.69 | 0.5 |  |  |  | 0.14 | 0.24 |  |  | February 1: 0; February 2: 0; February 3: 0; February 4: 0; February 5: 0; February 6: 0; February 7: 0; February 8: 0; February 9: 0; February 10: 0; February 11: 0; February 12: 0; February 13: 0; February 14: 0; February 15: 0; February 16: 0; February 17: 0.5; February 18: 0.52; February 19: 0.52; February 20: 0.51; February 21: 0; February 22: 0; February 23: 0; February 24: 0; April 1: 0; April 2: 0; April 3: 0; April 4: 0; April 5: 0; April 6: 0; April 7: 0; April 8: 0; April 9: 0; April 10: 0; April 11: 0; April 12: 0; April 13: 0; April 14: 0; April 15: 0; April 16: 0; April 17: 0; April 18: 0.67; April 19: 0.69; April 20: 0.72; April 21: 0.67; April 22: 0; April 23: 0; April 24: 0; May 1: 0; May 2: 0; May 3: 0; May 4: 0; May 5: 0; May 6: 0; May 7: 0; May 8: 0; May 9: 0; May 10: 0; May 11: 0; May 12: 0; May 13: 0; May 14: 0; May 15: 0; May 16: 0; May 17: 0; May 18: 0.52; May 19: 0.5; May 20: 0.5; May 21: 0.48; May 22: 0.04; May 23: 0; May 24: 0; September 1: 0; September 2: 0; September 3: 0; September 4: 0; September 5: 0; September 6: 0; September 7: 0; September 8: 0; September 9: 0; September 10: 0; September 11: 0; September 12: 0; September 13: 0; September 14: 0; September 15: 0; September 16: 0; September 17: 0.14; September 18: 0.14; September 19: 0.14; September 20: 0.12; September 21: 0.05; September 22: 0; September 23: 0; September 24: 0; October 1: 0; October 2: 0; October 3: 0; October 4: 0; October 5: 0; October 6: 0; October 7: 0; October 8: 0; October 9: 0; October 10: 0; October 11: 0; October 12: 0; October 13: 0; October 14: 0; October 15: 0; October 16: 0; October 17: 0.27; October 18: 0.24; October 19: 0.22; October 20: 0.21; October 21: 0.05; October 22: 0; October 23: 0; October 24: 0
PGCC_1_PDRP22 | Leapfrog | PGE |  | 0.12 |  |  | 0.11 | 0.12 | 0.1 | 0.17 |  |  |  |  | February 1: 0; February 2: 0; February 3: 0; February 4: 0; February 5: 0; February 6: 0; February 7: 0; February 8: 0; February 9: 0; February 10: 0; February 11: 0; February 12: 0; February 13: 0; February 14: 0; February 15: 0; February 16: 0; February 17: 0.12; February 18: 0.12; February 19: 0.12; February 20: 0.12; February 21: 0; February 22: 0; February 23: 0; February 24: 0; May 1: 0; May 2: 0; May 3: 0; May 4: 0; May 5: 0; May 6: 0; May 7: 0; May 8: 0; May 9: 0; May 10: 0; May 11: 0; May 12: 0; May 13: 0; May 14: 0; May 15: 0; May 16: 0; May 17: 0; May 18: 0.11; May 19: 0.11; May 20: 0.11; May 21: 0.11; May 22: 0.01; May 23: 0; May 24: 0; June 1: 0; June 2: 0; June 3: 0; June 4: 0; June 5: 0; June 6: 0; June 7: 0; June 8: 0; June 9: 0; June 10: 0; June 11: 0; June 12: 0; June 13: 0; June 14: 0; June 15: 0; June 16: 0; June 17: 0.13; June 18: 0.12; June 19: 0.12; June 20: 0.12; June 21: 0.02; June 22: 0; June 23: 0; June 24: 0; July 1: 0; July 2: 0; July 3: 0; July 4: 0; July 5: 0; July 6: 0; July 7: 0; July 8: 0; July 9: 0; July 10: 0; July 11: 0; July 12: 0; July 13: 0; July 14: 0; July 15: 0; July 16: 0; July 17: 0.1; July 18: 0.09; July 19: 0.09; July 20: 0.08; July 21: 0.01; July 22: 0; July 23: 0; July 24: 0; August 1: 0; August 2: 0; August 3: 0; August 4: 0; August 5: 0; August 6: 0; August 7: 0; August 8: 0; August 9: 0; August 10: 0; August 11: 0; August 12: 0; August 13: 0; August 14: 0; August 15: 0; August 16: 0; August 17: 0.2; August 18: 0.17; August 19: 0.16; August 20: 0.14; August 21: 0.04; August 22: 0; August 23: 0; August 24: 0
PGCC_1_PDRP33 | Leapfrog | PGE |  | 0.55 |  |  | 0.11 | 0.1 | 0.14 | 0.11 |  | 0.12 |  |  | February 1: 0; February 2: 0; February 3: 0; February 4: 0; February 5: 0; February 6: 0; February 7: 0; February 8: 0; February 9: 0; February 10: 0; February 11: 0; February 12: 0; February 13: 0; February 14: 0; February 15: 0; February 16: 0; February 17: 0.53; February 18: 0.55; February 19: 0.55; February 20: 0.54; February 21: 0; February 22: 0; February 23: 0; February 24: 0; May 1: 0; May 2: 0; May 3: 0; May 4: 0; May 5: 0; May 6: 0; May 7: 0; May 8: 0; May 9: 0; May 10: 0; May 11: 0; May 12: 0; May 13: 0; May 14: 0; May 15: 0; May 16: 0; May 17: 0; May 18: 0.11; May 19: 0.11; May 20: 0.11; May 21: 0.11; May 22: 0.01; May 23: 0; May 24: 0; June 1: 0; June 2: 0; June 3: 0; June 4: 0; June 5: 0; June 6: 0; June 7: 0; June 8: 0; June 9: 0; June 10: 0; June 11: 0; June 12: 0; June 13: 0; June 14: 0; June 15: 0; June 16: 0; June 17: 0.11; June 18: 0.1; June 19: 0.1; June 20: 0.1; June 21: 0.02; June 22: 0; June 23: 0; June 24: 0; July 1: 0; July 2: 0; July 3: 0; July 4: 0; July 5: 0; July 6: 0; July 7: 0; July 8: 0; July 9: 0; July 10: 0; July 11: 0; July 12: 0; July 13: 0; July 14: 0; July 15: 0; July 16: 0; July 17: 0.14; July 18: 0.13; July 19: 0.13; July 20: 0.11; July 21: 0.02; July 22: 0; July 23: 0; July 24: 0; August 1: 0; August 2: 0; August 3: 0; August 4: 0; August 5: 0; August 6: 0; August 7: 0; August 8: 0; August 9: 0; August 10: 0; August 11: 0; August 12: 0; August 13: 0; August 14: 0; August 15: 0; August 16: 0; August 17: 0.13; August 18: 0.11; August 19: 0.1; August 20: 0.09; August 21: 0.03; August 22: 0; August 23: 0; August 24: 0; October 1: 0; October 2: 0; October 3: 0; October 4: 0; October 5: 0; October 6: 0; October 7: 0; October 8: 0; October 9: 0; October 10: 0; October 11: 0; October 12: 0; October 13: 0; October 14: 0; October 15: 0; October 16: 0; October 17: 0.13; October 18: 0.12; October 19: 0.11; October 20: 0.1; October 21: 0.03; October 22: 0; October 23: 0; October 24: 0
PGEB_2_PDRP69 | Leapfrog | PGE |  | 0.21 | [10 empty] | February 1: 0; February 2: 0; February 3: 0; February 4: 0; February 5: 0; February 6: 0; February 7: 0; February 8: 0; February 9: 0; February 10: 0; February 11: 0; February 12: 0; February 13: 0; February 14: 0; February 15: 0; February 16: 0; February 17: 0.2; February 18: 0.21; February 19: 0.21; February 20: 0.21; February 21: 0; February 22: 0; February 23: 0; February 24: 0
PGEB_2_PDRP71 | Leapfrog | PGE |  | 0.16 | 0.15 | 0.15 |  |  | 0.11 | 0.74 | 0.14 |  |  |  | February 1: 0; February 2: 0; February 3: 0; February 4: 0; February 5: 0; February 6: 0; February 7: 0; February 8: 0; February 9: 0; February 10: 0; February 11: 0; February 12: 0; February 13: 0; February 14: 0; February 15: 0; February 16: 0; February 17: 0.15; February 18: 0.16; February 19: 0.16; February 20: 0.16; February 21: 0; February 22: 0; February 23: 0; February 24: 0; March 1: 0; March 2: 0; March 3: 0; March 4: 0; March 5: 0; March 6: 0; March 7: 0; March 8: 0; March 9: 0; March 10: 0; March 11: 0; March 12: 0; March 13: 0; March 14: 0; March 15: 0; March 16: 0; March 17: 0; March 18: 0.14; March 19: 0.15; March 20: 0.15; March 21: 0.15; March 22: 0; March 23: 0; March 24: 0; April 1: 0; April 2: 0; April 3: 0; April 4: 0; April 5: 0; April 6: 0; April 7: 0; April 8: 0; April 9: 0; April 10: 0; April 11: 0; April 12: 0; April 13: 0; April 14: 0; April 15: 0; April 16: 0; April 17: 0; April 18: 0.14; April 19: 0.15; April 20: 0.16; April 21: 0.15; April 22: 0; April 23: 0; April 24: 0; July 1: 0; July 2: 0; July 3: 0; July 4: 0; July 5: 0; July 6: 0; July 7: 0; July 8: 0; July 9: 0; July 10: 0; July 11: 0; July 12: 0; July 13: 0; July 14: 0; July 15: 0; July 16: 0; July 17: 0.11; July 18: 0.1; July 19: 0.1; July 20: 0.09; July 21: 0.02; July 22: 0; July 23: 0; July 24: 0; August 1: 0; August 2: 0; August 3: 0; August 4: 0; August 5: 0; August 6: 0; August 7: 0; August 8: 0; August 9: 0; August 10: 0; August 11: 0; August 12: 0; August 13: 0; August 14: 0; August 15: 0; August 16: 0; August 17: 0.88; August 18: 0.74; August 19: 0.69; August 20: 0.61; August 21: 0.17; August 22: 0; August 23: 0; August 24: 0; September 1: 0; September 2: 0; September 3: 0; September 4: 0; September 5: 0; September 6: 0; September 7: 0; September 8: 0; September 9: 0; September 10: 0; September 11: 0; September 12: 0; September 13: 0; September 14: 0; September 15: 0; September 16: 0; September 17: 0.14; September 18: 0.14; September 19: 0.14; September 20: 0.12; September 21: 0.05; September 22: 0; September 23: 0; September 24: 0
PGEB_2_PDRP73 | Leapfrog | PGE |  | 0.11 | [10 empty] | February 1: 0; February 2: 0; February 3: 0; February 4: 0; February 5: 0; February 6: 0; February 7: 0; February 8: 0; February 9: 0; February 10: 0; February 11: 0; February 12: 0; February 13: 0; February 14: 0; February 15: 0; February 16: 0; February 17: 0.11; February 18: 0.11; February 19: 0.11; February 20: 0.11; February 21: 0; February 22: 0; February 23: 0; February 24: 0
PGEB_2_PDRP80 | Leapfrog | PGE |  | 0.16 |  | 0.22 | 0.52 | 0.12 | 0.56 |  | 0.18 | 0.54 |  |  | February 1: 0; February 2: 0; February 3: 0; February 4: 0; February 5: 0; February 6: 0; February 7: 0; February 8: 0; February 9: 0; February 10: 0; February 11: 0; February 12: 0; February 13: 0; February 14: 0; February 15: 0; February 16: 0; February 17: 0.15; February 18: 0.16; February 19: 0.16; February 20: 0.16; February 21: 0; February 22: 0; February 23: 0; February 24: 0; April 1: 0; April 2: 0; April 3: 0; April 4: 0; April 5: 0; April 6: 0; April 7: 0; April 8: 0; April 9: 0; April 10: 0; April 11: 0; April 12: 0; April 13: 0; April 14: 0; April 15: 0; April 16: 0; April 17: 0; April 18: 0.21; April 19: 0.22; April 20: 0.23; April 21: 0.21; April 22: 0; April 23: 0; April 24: 0; May 1: 0; May 2: 0; May 3: 0; May 4: 0; May 5: 0; May 6: 0; May 7: 0; May 8: 0; May 9: 0; May 10: 0; May 11: 0; May 12: 0; May 13: 0; May 14: 0; May 15: 0; May 16: 0; May 17: 0; May 18: 0.54; May 19: 0.52; May 20: 0.52; May 21: 0.5; May 22: 0.04; May 23: 0; May 24: 0; June 1: 0; June 2: 0; June 3: 0; June 4: 0; June 5: 0; June 6: 0; June 7: 0; June 8: 0; June 9: 0; June 10: 0; June 11: 0; June 12: 0; June 13: 0; June 14: 0; June 15: 0; June 16: 0; June 17: 0.13; June 18: 0.12; June 19: 0.12; June 20: 0.12; June 21: 0.02; June 22: 0; June 23: 0; June 24: 0; July 1: 0; July 2: 0; July 3: 0; July 4: 0; July 5: 0; July 6: 0; July 7: 0; July 8: 0; July 9: 0; July 10: 0; July 11: 0; July 12: 0; July 13: 0; July 14: 0; July 15: 0; July 16: 0; July 17: 0.56; July 18: 0.5; July 19: 0.52; July 20: 0.44; July 21: 0.08; July 22: 0; July 23: 0; July 24: 0; September 1: 0; September 2: 0; September 3: 0; September 4: 0; September 5: 0; September 6: 0; September 7: 0; September 8: 0; September 9: 0; September 10: 0; September 11: 0; September 12: 0; September 13: 0; September 14: 0; September 15: 0; September 16: 0; September 17: 0.18; September 18: 0.18; September 19: 0.17; September 20: 0.16; September 21: 0.07; September 22: 0; September 23: 0; September 24: 0; October 1: 0; October 2: 0; October 3: 0; October 4: 0; October 5: 0; October 6: 0; October 7: 0; October 8: 0; October 9: 0; October 10: 0; October 11: 0; October 12: 0; October 13: 0; October 14: 0; October 15: 0; October 16: 0; October 17: 0.6; October 18: 0.54; October 19: 0.49; October 20: 0.46; October 21: 0.12; October 22: 0; October 23: 0; October 24: 0
PGEB_2_PDRP98 | Leapfrog | PGE |  | 0.16 | 0.12 | 0.14 | 0.19 |  |  | 0.12 |  |  |  |  | February 1: 0; February 2: 0; February 3: 0; February 4: 0; February 5: 0; February 6: 0; February 7: 0; February 8: 0; February 9: 0; February 10: 0; February 11: 0; February 12: 0; February 13: 0; February 14: 0; February 15: 0; February 16: 0; February 17: 0.15; February 18: 0.16; February 19: 0.16; February 20: 0.16; February 21: 0; February 22: 0; February 23: 0; February 24: 0; March 1: 0; March 2: 0; March 3: 0; March 4: 0; March 5: 0; March 6: 0; March 7: 0; March 8: 0; March 9: 0; March 10: 0; March 11: 0; March 12: 0; March 13: 0; March 14: 0; March 15: 0; March 16: 0; March 17: 0; March 18: 0.12; March 19: 0.12; March 20: 0.12; March 21: 0.12; March 22: 0; March 23: 0; March 24: 0; April 1: 0; April 2: 0; April 3: 0; April 4: 0; April 5: 0; April 6: 0; April 7: 0; April 8: 0; April 9: 0; April 10: 0; April 11: 0; April 12: 0; April 13: 0; April 14: 0; April 15: 0; April 16: 0; April 17: 0; April 18: 0.13; April 19: 0.14; April 20: 0.15; April 21: 0.14; April 22: 0; April 23: 0; April 24: 0; May 1: 0; May 2: 0; May 3: 0; May 4: 0; May 5: 0; May 6: 0; May 7: 0; May 8: 0; May 9: 0; May 10: 0; May 11: 0; May 12: 0; May 13: 0; May 14: 0; May 15: 0; May 16: 0; May 17: 0; May 18: 0.2; May 19: 0.19; May 20: 0.19; May 21: 0.18; May 22: 0.01; May 23: 0; May 24: 0; August 1: 0; August 2: 0; August 3: 0; August 4: 0; August 5: 0; August 6: 0; August 7: 0; August 8: 0; August 9: 0; August 10: 0; August 11: 0; August 12: 0; August 13: 0; August 14: 0; August 15: 0; August 16: 0; August 17: 0.14; August 18: 0.12; August 19: 0.11; August 20: 0.1; August 21: 0.03; August 22: 0; August 23: 0; August 24: 0
PGF1_2_PDRP110 | Leapfrog | PGE |  | 0.31 | 0.14 | 0.12 | 0.27 |  |  | 0.1 | 0.13 |  |  |  | February 1: 0; February 2: 0; February 3: 0; February 4: 0; February 5: 0; February 6: 0; February 7: 0; February 8: 0; February 9: 0; February 10: 0; February 11: 0; February 12: 0; February 13: 0; February 14: 0; February 15: 0; February 16: 0; February 17: 0.3; February 18: 0.31; February 19: 0.31; February 20: 0.31; February 21: 0; February 22: 0; February 23: 0; February 24: 0; March 1: 0; March 2: 0; March 3: 0; March 4: 0; March 5: 0; March 6: 0; March 7: 0; March 8: 0; March 9: 0; March 10: 0; March 11: 0; March 12: 0; March 13: 0; March 14: 0; March 15: 0; March 16: 0; March 17: 0; March 18: 0.14; March 19: 0.14; March 20: 0.14; March 21: 0.14; March 22: 0; March 23: 0; March 24: 0; April 1: 0; April 2: 0; April 3: 0; April 4: 0; April 5: 0; April 6: 0; April 7: 0; April 8: 0; April 9: 0; April 10: 0; April 11: 0; April 12: 0; April 13: 0; April 14: 0; April 15: 0; April 16: 0; April 17: 0; April 18: 0.12; April 19: 0.12; April 20: 0.13; April 21: 0.12; April 22: 0; April 23: 0; April 24: 0; May 1: 0; May 2: 0; May 3: 0; May 4: 0; May 5: 0; May 6: 0; May 7: 0; May 8: 0; May 9: 0; May 10: 0; May 11: 0; May 12: 0; May 13: 0; May 14: 0; May 15: 0; May 16: 0; May 17: 0; May 18: 0.28; May 19: 0.27; May 20: 0.27; May 21: 0.26; May 22: 0.02; May 23: 0; May 24: 0; August 1: 0; August 2: 0; August 3: 0; August 4: 0; August 5: 0; August 6: 0; August 7: 0; August 8: 0; August 9: 0; August 10: 0; August 11: 0; August 12: 0; August 13: 0; August 14: 0; August 15: 0; August 16: 0; August 17: 0.12; August 18: 0.1; August 19: 0.09; August 20: 0.08; August 21: 0.02; August 22: 0; August 23: 0; August 24: 0; September 1: 0; September 2: 0; September 3: 0; September 4: 0; September 5: 0; September 6: 0; September 7: 0; September 8: 0; September 9: 0; September 10: 0; September 11: 0; September 12: 0; September 13: 0; September 14: 0; September 15: 0; September 16: 0; September 17: 0.13; September 18: 0.13; September 19: 0.13; September 20: 0.12; September 21: 0.05; September 22: 0; September 23: 0; September 24: 0
PGF1_2_PDRP68 | Leapfrog | PGE |  | 0.52 |  |  |  | 0.44 |  | 0.11 | 0.11 | 0.17 |  |  | February 1: 0; February 2: 0; February 3: 0; February 4: 0; February 5: 0; February 6: 0; February 7: 0; February 8: 0; February 9: 0; February 10: 0; February 11: 0; February 12: 0; February 13: 0; February 14: 0; February 15: 0; February 16: 0; February 17: 0.5; February 18: 0.52; February 19: 0.52; February 20: 0.51; February 21: 0; February 22: 0; February 23: 0; February 24: 0; June 1: 0; June 2: 0; June 3: 0; June 4: 0; June 5: 0; June 6: 0; June 7: 0; June 8: 0; June 9: 0; June 10: 0; June 11: 0; June 12: 0; June 13: 0; June 14: 0; June 15: 0; June 16: 0; June 17: 0.48; June 18: 0.44; June 19: 0.45; June 20: 0.43; June 21: 0.09; June 22: 0; June 23: 0; June 24: 0; August 1: 0; August 2: 0; August 3: 0; August 4: 0; August 5: 0; August 6: 0; August 7: 0; August 8: 0; August 9: 0; August 10: 0; August 11: 0; August 12: 0; August 13: 0; August 14: 0; August 15: 0; August 16: 0; August 17: 0.13; August 18: 0.11; August 19: 0.1; August 20: 0.09; August 21: 0.03; August 22: 0; August 23: 0; August 24: 0; September 1: 0; September 2: 0; September 3: 0; September 4: 0; September 5: 0; September 6: 0; September 7: 0; September 8: 0; September 9: 0; September 10: 0; September 11: 0; September 12: 0; September 13: 0; September 14: 0; September 15: 0; September 16: 0; September 17: 0.11; September 18: 0.11; September 19: 0.11; September 20: 0.1; September 21: 0.04; September 22: 0; September 23: 0; September 24: 0; October 1: 0; October 2: 0; October 3: 0; October 4: 0; October 5: 0; October 6: 0; October 7: 0; October 8: 0; October 9: 0; October 10: 0; October 11: 0; October 12: 0; October 13: 0; October 14: 0; October 15: 0; October 16: 0; October 17: 0.19; October 18: 0.17; October 19: 0.15; October 20: 0.15; October 21: 0.04; October 22: 0; October 23: 0; October 24: 0
PGF1_2_PDRP75 | Leapfrog | PGE |  | 0.11 |  |  |  |  | 0.53 | 0.56 | 0.15 |  |  |  | February 1: 0; February 2: 0; February 3: 0; February 4: 0; February 5: 0; February 6: 0; February 7: 0; February 8: 0; February 9: 0; February 10: 0; February 11: 0; February 12: 0; February 13: 0; February 14: 0; February 15: 0; February 16: 0; February 17: 0.11; February 18: 0.11; February 19: 0.11; February 20: 0.11; February 21: 0; February 22: 0; February 23: 0; February 24: 0; July 1: 0; July 2: 0; July 3: 0; July 4: 0; July 5: 0; July 6: 0; July 7: 0; July 8: 0; July 9: 0; July 10: 0; July 11: 0; July 12: 0; July 13: 0; July 14: 0; July 15: 0; July 16: 0; July 17: 0.53; July 18: 0.47; July 19: 0.49; July 20: 0.42; July 21: 0.08; July 22: 0; July 23: 0; July 24: 0; August 1: 0; August 2: 0; August 3: 0; August 4: 0; August 5: 0; August 6: 0; August 7: 0; August 8: 0; August 9: 0; August 10: 0; August 11: 0; August 12: 0; August 13: 0; August 14: 0; August 15: 0; August 16: 0; August 17: 0.67; August 18: 0.56; August 19: 0.52; August 20: 0.46; August 21: 0.13; August 22: 0; August 23: 0; August 24: 0; September 1: 0; September 2: 0; September 3: 0; September 4: 0; September 5: 0; September 6: 0; September 7: 0; September 8: 0; September 9: 0; September 10: 0; September 11: 0; September 12: 0; September 13: 0; September 14: 0; September 15: 0; September 16: 0; September 17: 0.15; September 18: 0.15; September 19: 0.14; September 20: 0.13; September 21: 0.06; September 22: 0; September 23: 0; September 24: 0
PGF1_2_PDRP78 | Leapfrog | PGE |  | 0.29 |  | 0.16 |  |  |  |  | 0.49 |  |  |  | February 1: 0; February 2: 0; February 3: 0; February 4: 0; February 5: 0; February 6: 0; February 7: 0; February 8: 0; February 9: 0; February 10: 0; February 11: 0; February 12: 0; February 13: 0; February 14: 0; February 15: 0; February 16: 0; February 17: 0.28; February 18: 0.29; February 19: 0.29; February 20: 0.29; February 21: 0; February 22: 0; February 23: 0; February 24: 0; April 1: 0; April 2: 0; April 3: 0; April 4: 0; April 5: 0; April 6: 0; April 7: 0; April 8: 0; April 9: 0; April 10: 0; April 11: 0; April 12: 0; April 13: 0; April 14: 0; April 15: 0; April 16: 0; April 17: 0; April 18: 0.15; April 19: 0.16; April 20: 0.17; April 21: 0.15; April 22: 0; April 23: 0; April 24: 0; September 1: 0; September 2: 0; September 3: 0; September 4: 0; September 5: 0; September 6: 0; September 7: 0; September 8: 0; September 9: 0; September 10: 0; September 11: 0; September 12: 0; September 13: 0; September 14: 0; September 15: 0; September 16: 0; September 17: 0.49; September 18: 0.49; September 19: 0.47; September 20: 0.44; September 21: 0.18; September 22: 0; September 23: 0; September 24: 0
PGF1_2_PDRP81 | Leapfrog | PGE |  | 0.2 |  |  |  |  | 0.56 | 0.41 |  | 0.17 |  |  | February 1: 0; February 2: 0; February 3: 0; February 4: 0; February 5: 0; February 6: 0; February 7: 0; February 8: 0; February 9: 0; February 10: 0; February 11: 0; February 12: 0; February 13: 0; February 14: 0; February 15: 0; February 16: 0; February 17: 0.19; February 18: 0.2; February 19: 0.2; February 20: 0.2; February 21: 0; February 22: 0; February 23: 0; February 24: 0; July 1: 0; July 2: 0; July 3: 0; July 4: 0; July 5: 0; July 6: 0; July 7: 0; July 8: 0; July 9: 0; July 10: 0; July 11: 0; July 12: 0; July 13: 0; July 14: 0; July 15: 0; July 16: 0; July 17: 0.56; July 18: 0.5; July 19: 0.52; July 20: 0.44; July 21: 0.08; July 22: 0; July 23: 0; July 24: 0; August 1: 0; August 2: 0; August 3: 0; August 4: 0; August 5: 0; August 6: 0; August 7: 0; August 8: 0; August 9: 0; August 10: 0; August 11: 0; August 12: 0; August 13: 0; August 14: 0; August 15: 0; August 16: 0; August 17: 0.49; August 18: 0.41; August 19: 0.38; August 20: 0.34; August 21: 0.1; August 22: 0; August 23: 0; August 24: 0; October 1: 0; October 2: 0; October 3: 0; October 4: 0; October 5: 0; October 6: 0; October 7: 0; October 8: 0; October 9: 0; October 10: 0; October 11: 0; October 12: 0; October 13: 0; October 14: 0; October 15: 0; October 16: 0; October 17: 0.19; October 18: 0.17; October 19: 0.15; October 20: 0.15; October 21: 0.04; October 22: 0; October 23: 0; October 24: 0
PGF1_2_PDRP83 | Leapfrog | PGE |  | 0.5 |  |  | 0.54 |  |  |  |  | 0.67 |  |  | February 1: 0; February 2: 0; February 3: 0; February 4: 0; February 5: 0; February 6: 0; February 7: 0; February 8: 0; February 9: 0; February 10: 0; February 11: 0; February 12: 0; February 13: 0; February 14: 0; February 15: 0; February 16: 0; February 17: 0.48; February 18: 0.5; February 19: 0.5; February 20: 0.49; February 21: 0; February 22: 0; February 23: 0; February 24: 0; May 1: 0; May 2: 0; May 3: 0; May 4: 0; May 5: 0; May 6: 0; May 7: 0; May 8: 0; May 9: 0; May 10: 0; May 11: 0; May 12: 0; May 13: 0; May 14: 0; May 15: 0; May 16: 0; May 17: 0; May 18: 0.56; May 19: 0.54; May 20: 0.54; May 21: 0.52; May 22: 0.04; May 23: 0; May 24: 0; October 1: 0; October 2: 0; October 3: 0; October 4: 0; October 5: 0; October 6: 0; October 7: 0; October 8: 0; October 9: 0; October 10: 0; October 11: 0; October 12: 0; October 13: 0; October 14: 0; October 15: 0; October 16: 0; October 17: 0.75; October 18: 0.67; October 19: 0.6; October 20: 0.57; October 21: 0.15; October 22: 0; October 23: 0; October 24: 0
PGF1_2_PDRP95 | Leapfrog | PGE |  | 0.1 |  |  | 0.13 | 0.17 | 0.42 |  | 0.44 | 0.1 |  |  | February 1: 0; February 2: 0; February 3: 0; February 4: 0; February 5: 0; February 6: 0; February 7: 0; February 8: 0; February 9: 0; February 10: 0; February 11: 0; February 12: 0; February 13: 0; February 14: 0; February 15: 0; February 16: 0; February 17: 0.1; February 18: 0.1; February 19: 0.1; February 20: 0.1; February 21: 0; February 22: 0; February 23: 0; February 24: 0; May 1: 0; May 2: 0; May 3: 0; May 4: 0; May 5: 0; May 6: 0; May 7: 0; May 8: 0; May 9: 0; May 10: 0; May 11: 0; May 12: 0; May 13: 0; May 14: 0; May 15: 0; May 16: 0; May 17: 0; May 18: 0.13; May 19: 0.13; May 20: 0.13; May 21: 0.13; May 22: 0.01; May 23: 0; May 24: 0; June 1: 0; June 2: 0; June 3: 0; June 4: 0; June 5: 0; June 6: 0; June 7: 0; June 8: 0; June 9: 0; June 10: 0; June 11: 0; June 12: 0; June 13: 0; June 14: 0; June 15: 0; June 16: 0; June 17: 0.19; June 18: 0.17; June 19: 0.17; June 20: 0.17; June 21: 0.03; June 22: 0; June 23: 0; June 24: 0; July 1: 0; July 2: 0; July 3: 0; July 4: 0; July 5: 0; July 6: 0; July 7: 0; July 8: 0; July 9: 0; July 10: 0; July 11: 0; July 12: 0; July 13: 0; July 14: 0; July 15: 0; July 16: 0; July 17: 0.42; July 18: 0.38; July 19: 0.39; July 20: 0.33; July 21: 0.06; July 22: 0; July 23: 0; July 24: 0; September 1: 0; September 2: 0; September 3: 0; September 4: 0; September 5: 0; September 6: 0; September 7: 0; September 8: 0; September 9: 0; September 10: 0; September 11: 0; September 12: 0; September 13: 0; September 14: 0; September 15: 0; September 16: 0; September 17: 0.44; September 18: 0.44; September 19: 0.42; September 20: 0.39; September 21: 0.16; September 22: 0; September 23: 0; September 24: 0; October 1: 0; October 2: 0; October 3: 0; October 4: 0; October 5: 0; October 6: 0; October 7: 0; October 8: 0; October 9: 0; October 10: 0; October 11: 0; October 12: 0; October 13: 0; October 14: 0; October 15: 0; October 16: 0; October 17: 0.11; October 18: 0.1; October 19: 0.09; October 20: 0.09; October 21: 0.02; October 22: 0; October 23: 0; October 24: 0
PGFG_1_PDRP19 | Leapfrog | PGE |  | 0.12 |  |  | 0.44 | 0.3 | [6 empty] | February 1: 0; February 2: 0; February 3: 0; February 4: 0; February 5: 0; February 6: 0; February 7: 0; February 8: 0; February 9: 0; February 10: 0; February 11: 0; February 12: 0; February 13: 0; February 14: 0; February 15: 0; February 16: 0; February 17: 0.12; February 18: 0.12; February 19: 0.12; February 20: 0.12; February 21: 0; February 22: 0; February 23: 0; February 24: 0; May 1: 0; May 2: 0; May 3: 0; May 4: 0; May 5: 0; May 6: 0; May 7: 0; May 8: 0; May 9: 0; May 10: 0; May 11: 0; May 12: 0; May 13: 0; May 14: 0; May 15: 0; May 16: 0; May 17: 0; May 18: 0.45; May 19: 0.44; May 20: 0.44; May 21: 0.42; May 22: 0.03; May 23: 0; May 24: 0; June 1: 0; June 2: 0; June 3: 0; June 4: 0; June 5: 0; June 6: 0; June 7: 0; June 8: 0; June 9: 0; June 10: 0; June 11: 0; June 12: 0; June 13: 0; June 14: 0; June 15: 0; June 16: 0; June 17: 0.33; June 18: 0.3; June 19: 0.31; June 20: 0.29; June 21: 0.06; June 22: 0; June 23: 0; June 24: 0
PGHB_6_PDRP10 | Leapfrog | PGE |  | 0.17 | [7 empty] | 0.1 |  |  | February 1: 0; February 2: 0; February 3: 0; February 4: 0; February 5: 0; February 6: 0; February 7: 0; February 8: 0; February 9: 0; February 10: 0; February 11: 0; February 12: 0; February 13: 0; February 14: 0; February 15: 0; February 16: 0; February 17: 0.16; February 18: 0.17; February 19: 0.17; February 20: 0.17; February 21: 0; February 22: 0; February 23: 0; February 24: 0; October 1: 0; October 2: 0; October 3: 0; October 4: 0; October 5: 0; October 6: 0; October 7: 0; October 8: 0; October 9: 0; October 10: 0; October 11: 0; October 12: 0; October 13: 0; October 14: 0; October 15: 0; October 16: 0; October 17: 0.11; October 18: 0.1; October 19: 0.09; October 20: 0.09; October 21: 0.02; October 22: 0; October 23: 0; October 24: 0
PGKN_2_PDRP44 | Leapfrog | PGE |  | 0.14 |  |  |  | 0.15 |  | 0.67 |  | 0.11 |  |  | February 1: 0; February 2: 0; February 3: 0; February 4: 0; February 5: 0; February 6: 0; February 7: 0; February 8: 0; February 9: 0; February 10: 0; February 11: 0; February 12: 0; February 13: 0; February 14: 0; February 15: 0; February 16: 0; February 17: 0.14; February 18: 0.14; February 19: 0.14; February 20: 0.14; February 21: 0; February 22: 0; February 23: 0; February 24: 0; June 1: 0; June 2: 0; June 3: 0; June 4: 0; June 5: 0; June 6: 0; June 7: 0; June 8: 0; June 9: 0; June 10: 0; June 11: 0; June 12: 0; June 13: 0; June 14: 0; June 15: 0; June 16: 0; June 17: 0.16; June 18: 0.15; June 19: 0.15; June 20: 0.15; June 21: 0.03; June 22: 0; June 23: 0; June 24: 0; August 1: 0; August 2: 0; August 3: 0; August 4: 0; August 5: 0; August 6: 0; August 7: 0; August 8: 0; August 9: 0; August 10: 0; August 11: 0; August 12: 0; August 13: 0; August 14: 0; August 15: 0; August 16: 0; August 17: 0.8; August 18: 0.67; August 19: 0.63; August 20: 0.56; August 21: 0.16; August 22: 0; August 23: 0; August 24: 0; October 1: 0; October 2: 0; October 3: 0; October 4: 0; October 5: 0; October 6: 0; October 7: 0; October 8: 0; October 9: 0; October 10: 0; October 11: 0; October 12: 0; October 13: 0; October 14: 0; October 15: 0; October 16: 0; October 17: 0.12; October 18: 0.11; October 19: 0.1; October 20: 0.09; October 21: 0.02; October 22: 0; October 23: 0; October 24: 0
PGNB_2_PDRP25 | Leapfrog | PGE |  | 0.11 |  | 0.1 | 0.12 | 0.1 | [6 empty] | February 1: 0; February 2: 0; February 3: 0; February 4: 0; February 5: 0; February 6: 0; February 7: 0; February 8: 0; February 9: 0; February 10: 0; February 11: 0; February 12: 0; February 13: 0; February 14: 0; February 15: 0; February 16: 0; February 17: 0.11; February 18: 0.11; February 19: 0.11; February 20: 0.11; February 21: 0; February 22: 0; February 23: 0; February 24: 0; April 1: 0; April 2: 0; April 3: 0; April 4: 0; April 5: 0; April 6: 0; April 7: 0; April 8: 0; April 9: 0; April 10: 0; April 11: 0; April 12: 0; April 13: 0; April 14: 0; April 15: 0; April 16: 0; April 17: 0; April 18: 0.1; April 19: 0.1; April 20: 0.1; April 21: 0.1; April 22: 0; April 23: 0; April 24: 0; May 1: 0; May 2: 0; May 3: 0; May 4: 0; May 5: 0; May 6: 0; May 7: 0; May 8: 0; May 9: 0; May 10: 0; May 11: 0; May 12: 0; May 13: 0; May 14: 0; May 15: 0; May 16: 0; May 17: 0; May 18: 0.12; May 19: 0.12; May 20: 0.12; May 21: 0.12; May 22: 0.01; May 23: 0; May 24: 0; June 1: 0; June 2: 0; June 3: 0; June 4: 0; June 5: 0; June 6: 0; June 7: 0; June 8: 0; June 9: 0; June 10: 0; June 11: 0; June 12: 0; June 13: 0; June 14: 0; June 15: 0; June 16: 0; June 17: 0.11; June 18: 0.1; June 19: 0.1; June 20: 0.1; June 21: 0.02; June 22: 0; June 23: 0; June 24: 0
PGNP_2_PDRP34 | Leapfrog | PGE |  | 0.2 |  | 0.12 | 0.96 | 0.42 | 0.59 | 0.91 | 0.28 |  |  |  | February 1: 0; February 2: 0; February 3: 0; February 4: 0; February 5: 0; February 6: 0; February 7: 0; February 8: 0; February 9: 0; February 10: 0; February 11: 0; February 12: 0; February 13: 0; February 14: 0; February 15: 0; February 16: 0; February 17: 0.19; February 18: 0.2; February 19: 0.2; February 20: 0.2; February 21: 0; February 22: 0; February 23: 0; February 24: 0; April 1: 0; April 2: 0; April 3: 0; April 4: 0; April 5: 0; April 6: 0; April 7: 0; April 8: 0; April 9: 0; April 10: 0; April 11: 0; April 12: 0; April 13: 0; April 14: 0; April 15: 0; April 16: 0; April 17: 0; April 18: 0.12; April 19: 0.12; April 20: 0.13; April 21: 0.12; April 22: 0; April 23: 0; April 24: 0; May 1: 0; May 2: 0; May 3: 0; May 4: 0; May 5: 0; May 6: 0; May 7: 0; May 8: 0; May 9: 0; May 10: 0; May 11: 0; May 12: 0; May 13: 0; May 14: 0; May 15: 0; May 16: 0; May 17: 0; May 18: 0.99; May 19: 0.96; May 20: 0.96; May 21: 0.93; May 22: 0.08; May 23: 0; May 24: 0; June 1: 0; June 2: 0; June 3: 0; June 4: 0; June 5: 0; June 6: 0; June 7: 0; June 8: 0; June 9: 0; June 10: 0; June 11: 0; June 12: 0; June 13: 0; June 14: 0; June 15: 0; June 16: 0; June 17: 0.46; June 18: 0.42; June 19: 0.43; June 20: 0.41; June 21: 0.08; June 22: 0; June 23: 0; June 24: 0; July 1: 0; July 2: 0; July 3: 0; July 4: 0; July 5: 0; July 6: 0; July 7: 0; July 8: 0; July 9: 0; July 10: 0; July 11: 0; July 12: 0; July 13: 0; July 14: 0; July 15: 0; July 16: 0; July 17: 0.59; July 18: 0.53; July 19: 0.55; July 20: 0.47; July 21: 0.09; July 22: 0; July 23: 0; July 24: 0; August 1: 0; August 2: 0; August 3: 0; August 4: 0; August 5: 0; August 6: 0; August 7: 0; August 8: 0; August 9: 0; August 10: 0; August 11: 0; August 12: 0; August 13: 0; August 14: 0; August 15: 0; August 16: 0; August 17: 1.09; August 18: 0.91; August 19: 0.85; August 20: 0.76; August 21: 0.21; August 22: 0; August 23: 0; August 24: 0; September 1: 0; September 2: 0; September 3: 0; September 4: 0; September 5: 0; September 6: 0; September 7: 0; September 8: 0; September 9: 0; September 10: 0; September 11: 0; September 12: 0; September 13: 0; September 14: 0; September 15: 0; September 16: 0; September 17: 0.28; September 18: 0.28; September 19: 0.27; September 20: 0.25; September 21: 0.1; September 22: 0; September 23: 0; September 24: 0
PGNP_2_PDRP47 | Leapfrog | PGE |  | 0.33 |  | 0.22 |  | 0.54 | 0.51 |  | 0.99 | 0.46 |  |  | February 1: 0; February 2: 0; February 3: 0; February 4: 0; February 5: 0; February 6: 0; February 7: 0; February 8: 0; February 9: 0; February 10: 0; February 11: 0; February 12: 0; February 13: 0; February 14: 0; February 15: 0; February 16: 0; February 17: 0.32; February 18: 0.33; February 19: 0.33; February 20: 0.33; February 21: 0; February 22: 0; February 23: 0; February 24: 0; April 1: 0; April 2: 0; April 3: 0; April 4: 0; April 5: 0; April 6: 0; April 7: 0; April 8: 0; April 9: 0; April 10: 0; April 11: 0; April 12: 0; April 13: 0; April 14: 0; April 15: 0; April 16: 0; April 17: 0; April 18: 0.21; April 19: 0.22; April 20: 0.23; April 21: 0.21; April 22: 0; April 23: 0; April 24: 0; June 1: 0; June 2: 0; June 3: 0; June 4: 0; June 5: 0; June 6: 0; June 7: 0; June 8: 0; June 9: 0; June 10: 0; June 11: 0; June 12: 0; June 13: 0; June 14: 0; June 15: 0; June 16: 0; June 17: 0.59; June 18: 0.54; June 19: 0.55; June 20: 0.53; June 21: 0.11; June 22: 0; June 23: 0; June 24: 0; July 1: 0; July 2: 0; July 3: 0; July 4: 0; July 5: 0; July 6: 0; July 7: 0; July 8: 0; July 9: 0; July 10: 0; July 11: 0; July 12: 0; July 13: 0; July 14: 0; July 15: 0; July 16: 0; July 17: 0.51; July 18: 0.46; July 19: 0.47; July 20: 0.4; July 21: 0.08; July 22: 0; July 23: 0; July 24: 0; September 1: 0; September 2: 0; September 3: 0; September 4: 0; September 5: 0; September 6: 0; September 7: 0; September 8: 0; September 9: 0; September 10: 0; September 11: 0; September 12: 0; September 13: 0; September 14: 0; September 15: 0; September 16: 0; September 17: 0.99; September 18: 0.99; September 19: 0.96; September 20: 0.88; September 21: 0.37; September 22: 0; September 23: 0; September 24: 0; October 1: 0; October 2: 0; October 3: 0; October 4: 0; October 5: 0; October 6: 0; October 7: 0; October 8: 0; October 9: 0; October 10: 0; October 11: 0; October 12: 0; October 13: 0; October 14: 0; October 15: 0; October 16: 0; October 17: 0.51; October 18: 0.46; October 19: 0.41; October 20: 0.39; October 21: 0.1; October 22: 0; October 23: 0; October 24: 0
PGP2_2_PDRP47 | Leapfrog | PGE |  | 0.13 |  | 0.1 | 0.12 |  |  |  |  | 0.52 |  |  | February 1: 0; February 2: 0; February 3: 0; February 4: 0; February 5: 0; February 6: 0; February 7: 0; February 8: 0; February 9: 0; February 10: 0; February 11: 0; February 12: 0; February 13: 0; February 14: 0; February 15: 0; February 16: 0; February 17: 0.13; February 18: 0.13; February 19: 0.13; February 20: 0.13; February 21: 0; February 22: 0; February 23: 0; February 24: 0; April 1: 0; April 2: 0; April 3: 0; April 4: 0; April 5: 0; April 6: 0; April 7: 0; April 8: 0; April 9: 0; April 10: 0; April 11: 0; April 12: 0; April 13: 0; April 14: 0; April 15: 0; April 16: 0; April 17: 0; April 18: 0.1; April 19: 0.1; April 20: 0.1; April 21: 0.1; April 22: 0; April 23: 0; April 24: 0; May 1: 0; May 2: 0; May 3: 0; May 4: 0; May 5: 0; May 6: 0; May 7: 0; May 8: 0; May 9: 0; May 10: 0; May 11: 0; May 12: 0; May 13: 0; May 14: 0; May 15: 0; May 16: 0; May 17: 0; May 18: 0.12; May 19: 0.12; May 20: 0.12; May 21: 0.12; May 22: 0.01; May 23: 0; May 24: 0; October 1: 0; October 2: 0; October 3: 0; October 4: 0; October 5: 0; October 6: 0; October 7: 0; October 8: 0; October 9: 0; October 10: 0; October 11: 0; October 12: 0; October 13: 0; October 14: 0; October 15: 0; October 16: 0; October 17: 0.58; October 18: 0.52; October 19: 0.47; October 20: 0.44; October 21: 0.12; October 22: 0; October 23: 0; October 24: 0
PGSB_1_PDRP102 | Leapfrog | PGE |  | 0.17 | 0.75 |  |  | 0.5 |  |  | 0.64 |  |  |  | February 1: 0; February 2: 0; February 3: 0; February 4: 0; February 5: 0; February 6: 0; February 7: 0; February 8: 0; February 9: 0; February 10: 0; February 11: 0; February 12: 0; February 13: 0; February 14: 0; February 15: 0; February 16: 0; February 17: 0.16; February 18: 0.17; February 19: 0.17; February 20: 0.17; February 21: 0; February 22: 0; February 23: 0; February 24: 0; March 1: 0; March 2: 0; March 3: 0; March 4: 0; March 5: 0; March 6: 0; March 7: 0; March 8: 0; March 9: 0; March 10: 0; March 11: 0; March 12: 0; March 13: 0; March 14: 0; March 15: 0; March 16: 0; March 17: 0; March 18: 0.72; March 19: 0.75; March 20: 0.76; March 21: 0.74; March 22: 0; March 23: 0; March 24: 0; June 1: 0; June 2: 0; June 3: 0; June 4: 0; June 5: 0; June 6: 0; June 7: 0; June 8: 0; June 9: 0; June 10: 0; June 11: 0; June 12: 0; June 13: 0; June 14: 0; June 15: 0; June 16: 0; June 17: 0.54; June 18: 0.5; June 19: 0.51; June 20: 0.49; June 21: 0.1; June 22: 0; June 23: 0; June 24: 0; September 1: 0; September 2: 0; September 3: 0; September 4: 0; September 5: 0; September 6: 0; September 7: 0; September 8: 0; September 9: 0; September 10: 0; September 11: 0; September 12: 0; September 13: 0; September 14: 0; September 15: 0; September 16: 0; September 17: 0.64; September 18: 0.64; September 19: 0.62; September 20: 0.57; September 21: 0.24; September 22: 0; September 23: 0; September 24: 0
PGSB_1_PDRP71 | Leapfrog | PGE |  | 0.15 |  |  | 0.54 |  | 0.24 |  |  | 0.11 |  |  | February 1: 0; February 2: 0; February 3: 0; February 4: 0; February 5: 0; February 6: 0; February 7: 0; February 8: 0; February 9: 0; February 10: 0; February 11: 0; February 12: 0; February 13: 0; February 14: 0; February 15: 0; February 16: 0; February 17: 0.15; February 18: 0.15; February 19: 0.15; February 20: 0.15; February 21: 0; February 22: 0; February 23: 0; February 24: 0; May 1: 0; May 2: 0; May 3: 0; May 4: 0; May 5: 0; May 6: 0; May 7: 0; May 8: 0; May 9: 0; May 10: 0; May 11: 0; May 12: 0; May 13: 0; May 14: 0; May 15: 0; May 16: 0; May 17: 0; May 18: 0.56; May 19: 0.54; May 20: 0.54; May 21: 0.52; May 22: 0.04; May 23: 0; May 24: 0; July 1: 0; July 2: 0; July 3: 0; July 4: 0; July 5: 0; July 6: 0; July 7: 0; July 8: 0; July 9: 0; July 10: 0; July 11: 0; July 12: 0; July 13: 0; July 14: 0; July 15: 0; July 16: 0; July 17: 0.24; July 18: 0.21; July 19: 0.22; July 20: 0.19; July 21: 0.04; July 22: 0; July 23: 0; July 24: 0; October 1: 0; October 2: 0; October 3: 0; October 4: 0; October 5: 0; October 6: 0; October 7: 0; October 8: 0; October 9: 0; October 10: 0; October 11: 0; October 12: 0; October 13: 0; October 14: 0; October 15: 0; October 16: 0; October 17: 0.12; October 18: 0.11; October 19: 0.1; October 20: 0.09; October 21: 0.02; October 22: 0; October 23: 0; October 24: 0
PGSB_1_PDRP72 | Leapfrog | PGE |  | 0.13 | 0.11 |  | 0.18 |  | 0.18 | [5 empty] | February 1: 0; February 2: 0; February 3: 0; February 4: 0; February 5: 0; February 6: 0; February 7: 0; February 8: 0; February 9: 0; February 10: 0; February 11: 0; February 12: 0; February 13: 0; February 14: 0; February 15: 0; February 16: 0; February 17: 0.13; February 18: 0.13; February 19: 0.13; February 20: 0.13; February 21: 0; February 22: 0; February 23: 0; February 24: 0; March 1: 0; March 2: 0; March 3: 0; March 4: 0; March 5: 0; March 6: 0; March 7: 0; March 8: 0; March 9: 0; March 10: 0; March 11: 0; March 12: 0; March 13: 0; March 14: 0; March 15: 0; March 16: 0; March 17: 0; March 18: 0.11; March 19: 0.11; March 20: 0.11; March 21: 0.11; March 22: 0; March 23: 0; March 24: 0; May 1: 0; May 2: 0; May 3: 0; May 4: 0; May 5: 0; May 6: 0; May 7: 0; May 8: 0; May 9: 0; May 10: 0; May 11: 0; May 12: 0; May 13: 0; May 14: 0; May 15: 0; May 16: 0; May 17: 0; May 18: 0.19; May 19: 0.18; May 20: 0.18; May 21: 0.17; May 22: 0.01; May 23: 0; May 24: 0; July 1: 0; July 2: 0; July 3: 0; July 4: 0; July 5: 0; July 6: 0; July 7: 0; July 8: 0; July 9: 0; July 10: 0; July 11: 0; July 12: 0; July 13: 0; July 14: 0; July 15: 0; July 16: 0; July 17: 0.18; July 18: 0.16; July 19: 0.17; July 20: 0.14; July 21: 0.03; July 22: 0; July 23: 0; July 24: 0
PGSB_1_PDRP73 | Leapfrog | PGE |  | 0.13 | 0.22 |  |  |  |  | 0.58 | 0.14 |  |  |  | February 1: 0; February 2: 0; February 3: 0; February 4: 0; February 5: 0; February 6: 0; February 7: 0; February 8: 0; February 9: 0; February 10: 0; February 11: 0; February 12: 0; February 13: 0; February 14: 0; February 15: 0; February 16: 0; February 17: 0.13; February 18: 0.13; February 19: 0.13; February 20: 0.13; February 21: 0; February 22: 0; February 23: 0; February 24: 0; March 1: 0; March 2: 0; March 3: 0; March 4: 0; March 5: 0; March 6: 0; March 7: 0; March 8: 0; March 9: 0; March 10: 0; March 11: 0; March 12: 0; March 13: 0; March 14: 0; March 15: 0; March 16: 0; March 17: 0; March 18: 0.21; March 19: 0.22; March 20: 0.22; March 21: 0.22; March 22: 0; March 23: 0; March 24: 0; August 1: 0; August 2: 0; August 3: 0; August 4: 0; August 5: 0; August 6: 0; August 7: 0; August 8: 0; August 9: 0; August 10: 0; August 11: 0; August 12: 0; August 13: 0; August 14: 0; August 15: 0; August 16: 0; August 17: 0.69; August 18: 0.58; August 19: 0.54; August 20: 0.48; August 21: 0.14; August 22: 0; August 23: 0; August 24: 0; September 1: 0; September 2: 0; September 3: 0; September 4: 0; September 5: 0; September 6: 0; September 7: 0; September 8: 0; September 9: 0; September 10: 0; September 11: 0; September 12: 0; September 13: 0; September 14: 0; September 15: 0; September 16: 0; September 17: 0.14; September 18: 0.14; September 19: 0.14; September 20: 0.12; September 21: 0.05; September 22: 0; September 23: 0; September 24: 0
PGSF_2_PDRP46 | Leapfrog | PGE |  | 0.16 |  | 0.13 | 0.15 | 0.13 | 0.13 |  | 0.17 |  |  |  | February 1: 0; February 2: 0; February 3: 0; February 4: 0; February 5: 0; February 6: 0; February 7: 0; February 8: 0; February 9: 0; February 10: 0; February 11: 0; February 12: 0; February 13: 0; February 14: 0; February 15: 0; February 16: 0; February 17: 0.15; February 18: 0.16; February 19: 0.16; February 20: 0.16; February 21: 0; February 22: 0; February 23: 0; February 24: 0; April 1: 0; April 2: 0; April 3: 0; April 4: 0; April 5: 0; April 6: 0; April 7: 0; April 8: 0; April 9: 0; April 10: 0; April 11: 0; April 12: 0; April 13: 0; April 14: 0; April 15: 0; April 16: 0; April 17: 0; April 18: 0.13; April 19: 0.13; April 20: 0.14; April 21: 0.13; April 22: 0; April 23: 0; April 24: 0; May 1: 0; May 2: 0; May 3: 0; May 4: 0; May 5: 0; May 6: 0; May 7: 0; May 8: 0; May 9: 0; May 10: 0; May 11: 0; May 12: 0; May 13: 0; May 14: 0; May 15: 0; May 16: 0; May 17: 0; May 18: 0.15; May 19: 0.15; May 20: 0.15; May 21: 0.14; May 22: 0.01; May 23: 0; May 24: 0; June 1: 0; June 2: 0; June 3: 0; June 4: 0; June 5: 0; June 6: 0; June 7: 0; June 8: 0; June 9: 0; June 10: 0; June 11: 0; June 12: 0; June 13: 0; June 14: 0; June 15: 0; June 16: 0; June 17: 0.14; June 18: 0.13; June 19: 0.13; June 20: 0.13; June 21: 0.03; June 22: 0; June 23: 0; June 24: 0; July 1: 0; July 2: 0; July 3: 0; July 4: 0; July 5: 0; July 6: 0; July 7: 0; July 8: 0; July 9: 0; July 10: 0; July 11: 0; July 12: 0; July 13: 0; July 14: 0; July 15: 0; July 16: 0; July 17: 0.13; July 18: 0.12; July 19: 0.12; July 20: 0.1; July 21: 0.02; July 22: 0; July 23: 0; July 24: 0; September 1: 0; September 2: 0; September 3: 0; September 4: 0; September 5: 0; September 6: 0; September 7: 0; September 8: 0; September 9: 0; September 10: 0; September 11: 0; September 12: 0; September 13: 0; September 14: 0; September 15: 0; September 16: 0; September 17: 0.17; September 18: 0.17; September 19: 0.16; September 20: 0.15; September 21: 0.06; September 22: 0; September 23: 0; September 24: 0
PGSF_2_PDRP56 | Leapfrog | PGE |  | 0.1 | 0.1 | 0.1 | 0.13 |  |  | 0.11 | 0.29 |  |  |  | February 1: 0; February 2: 0; February 3: 0; February 4: 0; February 5: 0; February 6: 0; February 7: 0; February 8: 0; February 9: 0; February 10: 0; February 11: 0; February 12: 0; February 13: 0; February 14: 0; February 15: 0; February 16: 0; February 17: 0.1; February 18: 0.1; February 19: 0.1; February 20: 0.1; February 21: 0; February 22: 0; February 23: 0; February 24: 0; March 1: 0; March 2: 0; March 3: 0; March 4: 0; March 5: 0; March 6: 0; March 7: 0; March 8: 0; March 9: 0; March 10: 0; March 11: 0; March 12: 0; March 13: 0; March 14: 0; March 15: 0; March 16: 0; March 17: 0; March 18: 0.1; March 19: 0.1; March 20: 0.1; March 21: 0.1; March 22: 0; March 23: 0; March 24: 0; April 1: 0; April 2: 0; April 3: 0; April 4: 0; April 5: 0; April 6: 0; April 7: 0; April 8: 0; April 9: 0; April 10: 0; April 11: 0; April 12: 0; April 13: 0; April 14: 0; April 15: 0; April 16: 0; April 17: 0; April 18: 0.1; April 19: 0.1; April 20: 0.1; April 21: 0.1; April 22: 0; April 23: 0; April 24: 0; May 1: 0; May 2: 0; May 3: 0; May 4: 0; May 5: 0; May 6: 0; May 7: 0; May 8: 0; May 9: 0; May 10: 0; May 11: 0; May 12: 0; May 13: 0; May 14: 0; May 15: 0; May 16: 0; May 17: 0; May 18: 0.13; May 19: 0.13; May 20: 0.13; May 21: 0.13; May 22: 0.01; May 23: 0; May 24: 0; August 1: 0; August 2: 0; August 3: 0; August 4: 0; August 5: 0; August 6: 0; August 7: 0; August 8: 0; August 9: 0; August 10: 0; August 11: 0; August 12: 0; August 13: 0; August 14: 0; August 15: 0; August 16: 0; August 17: 0.13; August 18: 0.11; August 19: 0.1; August 20: 0.09; August 21: 0.03; August 22: 0; August 23: 0; August 24: 0; September 1: 0; September 2: 0; September 3: 0; September 4: 0; September 5: 0; September 6: 0; September 7: 0; September 8: 0; September 9: 0; September 10: 0; September 11: 0; September 12: 0; September 13: 0; September 14: 0; September 15: 0; September 16: 0; September 17: 0.29; September 18: 0.29; September 19: 0.28; September 20: 0.26; September 21: 0.11; September 22: 0; September 23: 0; September 24: 0
PGSF_2_PDRP57 | Leapfrog | PGE |  | 0.18 | 0.17 |  |  |  | 0.38 | 0.1 | 0.27 | 0.12 |  |  | February 1: 0; February 2: 0; February 3: 0; February 4: 0; February 5: 0; February 6: 0; February 7: 0; February 8: 0; February 9: 0; February 10: 0; February 11: 0; February 12: 0; February 13: 0; February 14: 0; February 15: 0; February 16: 0; February 17: 0.17; February 18: 0.18; February 19: 0.18; February 20: 0.18; February 21: 0; February 22: 0; February 23: 0; February 24: 0; March 1: 0; March 2: 0; March 3: 0; March 4: 0; March 5: 0; March 6: 0; March 7: 0; March 8: 0; March 9: 0; March 10: 0; March 11: 0; March 12: 0; March 13: 0; March 14: 0; March 15: 0; March 16: 0; March 17: 0; March 18: 0.16; March 19: 0.17; March 20: 0.17; March 21: 0.17; March 22: 0; March 23: 0; March 24: 0; July 1: 0; July 2: 0; July 3: 0; July 4: 0; July 5: 0; July 6: 0; July 7: 0; July 8: 0; July 9: 0; July 10: 0; July 11: 0; July 12: 0; July 13: 0; July 14: 0; July 15: 0; July 16: 0; July 17: 0.38; July 18: 0.34; July 19: 0.35; July 20: 0.3; July 21: 0.06; July 22: 0; July 23: 0; July 24: 0; August 1: 0; August 2: 0; August 3: 0; August 4: 0; August 5: 0; August 6: 0; August 7: 0; August 8: 0; August 9: 0; August 10: 0; August 11: 0; August 12: 0; August 13: 0; August 14: 0; August 15: 0; August 16: 0; August 17: 0.12; August 18: 0.1; August 19: 0.09; August 20: 0.08; August 21: 0.02; August 22: 0; August 23: 0; August 24: 0; September 1: 0; September 2: 0; September 3: 0; September 4: 0; September 5: 0; September 6: 0; September 7: 0; September 8: 0; September 9: 0; September 10: 0; September 11: 0; September 12: 0; September 13: 0; September 14: 0; September 15: 0; September 16: 0; September 17: 0.27; September 18: 0.27; September 19: 0.26; September 20: 0.24; September 21: 0.1; September 22: 0; September 23: 0; September 24: 0; October 1: 0; October 2: 0; October 3: 0; October 4: 0; October 5: 0; October 6: 0; October 7: 0; October 8: 0; October 9: 0; October 10: 0; October 11: 0; October 12: 0; October 13: 0; October 14: 0; October 15: 0; October 16: 0; October 17: 0.13; October 18: 0.12; October 19: 0.11; October 20: 0.1; October 21: 0.03; October 22: 0; October 23: 0; October 24: 0
PGSI_1_PDRP36 | Leapfrog | PGE |  | 0.12 |  |  | 0.21 | 0.87 |  | 0.99 | 0.48 | 0.13 |  |  | February 1: 0; February 2: 0; February 3: 0; February 4: 0; February 5: 0; February 6: 0; February 7: 0; February 8: 0; February 9: 0; February 10: 0; February 11: 0; February 12: 0; February 13: 0; February 14: 0; February 15: 0; February 16: 0; February 17: 0.12; February 18: 0.12; February 19: 0.12; February 20: 0.12; February 21: 0; February 22: 0; February 23: 0; February 24: 0; May 1: 0; May 2: 0; May 3: 0; May 4: 0; May 5: 0; May 6: 0; May 7: 0; May 8: 0; May 9: 0; May 10: 0; May 11: 0; May 12: 0; May 13: 0; May 14: 0; May 15: 0; May 16: 0; May 17: 0; May 18: 0.22; May 19: 0.21; May 20: 0.21; May 21: 0.2; May 22: 0.02; May 23: 0; May 24: 0; June 1: 0; June 2: 0; June 3: 0; June 4: 0; June 5: 0; June 6: 0; June 7: 0; June 8: 0; June 9: 0; June 10: 0; June 11: 0; June 12: 0; June 13: 0; June 14: 0; June 15: 0; June 16: 0; June 17: 0.95; June 18: 0.87; June 19: 0.89; June 20: 0.85; June 21: 0.17; June 22: 0; June 23: 0; June 24: 0; August 1: 0; August 2: 0; August 3: 0; August 4: 0; August 5: 0; August 6: 0; August 7: 0; August 8: 0; August 9: 0; August 10: 0; August 11: 0; August 12: 0; August 13: 0; August 14: 0; August 15: 0; August 16: 0; August 17: 1.18; August 18: 0.99; August 19: 0.92; August 20: 0.82; August 21: 0.23; August 22: 0; August 23: 0; August 24: 0; September 1: 0; September 2: 0; September 3: 0; September 4: 0; September 5: 0; September 6: 0; September 7: 0; September 8: 0; September 9: 0; September 10: 0; September 11: 0; September 12: 0; September 13: 0; September 14: 0; September 15: 0; September 16: 0; September 17: 0.48; September 18: 0.48; September 19: 0.46; September 20: 0.43; September 21: 0.18; September 22: 0; September 23: 0; September 24: 0; October 1: 0; October 2: 0; October 3: 0; October 4: 0; October 5: 0; October 6: 0; October 7: 0; October 8: 0; October 9: 0; October 10: 0; October 11: 0; October 12: 0; October 13: 0; October 14: 0; October 15: 0; October 16: 0; October 17: 0.14; October 18: 0.13; October 19: 0.12; October 20: 0.11; October 21: 0.03; October 22: 0; October 23: 0; October 24: 0
PGSI_1_PDRP42 | Leapfrog | PGE |  | 0.14 | 0.13 |  |  |  | 0.25 | 0.53 | 0.12 |  |  |  | February 1: 0; February 2: 0; February 3: 0; February 4: 0; February 5: 0; February 6: 0; February 7: 0; February 8: 0; February 9: 0; February 10: 0; February 11: 0; February 12: 0; February 13: 0; February 14: 0; February 15: 0; February 16: 0; February 17: 0.14; February 18: 0.14; February 19: 0.14; February 20: 0.14; February 21: 0; February 22: 0; February 23: 0; February 24: 0; March 1: 0; March 2: 0; March 3: 0; March 4: 0; March 5: 0; March 6: 0; March 7: 0; March 8: 0; March 9: 0; March 10: 0; March 11: 0; March 12: 0; March 13: 0; March 14: 0; March 15: 0; March 16: 0; March 17: 0; March 18: 0.13; March 19: 0.13; March 20: 0.13; March 21: 0.13; March 22: 0; March 23: 0; March 24: 0; July 1: 0; July 2: 0; July 3: 0; July 4: 0; July 5: 0; July 6: 0; July 7: 0; July 8: 0; July 9: 0; July 10: 0; July 11: 0; July 12: 0; July 13: 0; July 14: 0; July 15: 0; July 16: 0; July 17: 0.25; July 18: 0.22; July 19: 0.23; July 20: 0.2; July 21: 0.04; July 22: 0; July 23: 0; July 24: 0; August 1: 0; August 2: 0; August 3: 0; August 4: 0; August 5: 0; August 6: 0; August 7: 0; August 8: 0; August 9: 0; August 10: 0; August 11: 0; August 12: 0; August 13: 0; August 14: 0; August 15: 0; August 16: 0; August 17: 0.63; August 18: 0.53; August 19: 0.49; August 20: 0.44; August 21: 0.12; August 22: 0; August 23: 0; August 24: 0; September 1: 0; September 2: 0; September 3: 0; September 4: 0; September 5: 0; September 6: 0; September 7: 0; September 8: 0; September 9: 0; September 10: 0; September 11: 0; September 12: 0; September 13: 0; September 14: 0; September 15: 0; September 16: 0; September 17: 0.12; September 18: 0.12; September 19: 0.12; September 20: 0.11; September 21: 0.04; September 22: 0; September 23: 0; September 24: 0
PGSI_1_PDRP43 | Leapfrog | PGE |  | 0.26 | 0.1 |  |  | 0.85 | 0.68 | 0.68 |  | 0.89 |  |  | February 1: 0; February 2: 0; February 3: 0; February 4: 0; February 5: 0; February 6: 0; February 7: 0; February 8: 0; February 9: 0; February 10: 0; February 11: 0; February 12: 0; February 13: 0; February 14: 0; February 15: 0; February 16: 0; February 17: 0.25; February 18: 0.26; February 19: 0.26; February 20: 0.26; February 21: 0; February 22: 0; February 23: 0; February 24: 0; March 1: 0; March 2: 0; March 3: 0; March 4: 0; March 5: 0; March 6: 0; March 7: 0; March 8: 0; March 9: 0; March 10: 0; March 11: 0; March 12: 0; March 13: 0; March 14: 0; March 15: 0; March 16: 0; March 17: 0; March 18: 0.1; March 19: 0.1; March 20: 0.1; March 21: 0.1; March 22: 0; March 23: 0; March 24: 0; June 1: 0; June 2: 0; June 3: 0; June 4: 0; June 5: 0; June 6: 0; June 7: 0; June 8: 0; June 9: 0; June 10: 0; June 11: 0; June 12: 0; June 13: 0; June 14: 0; June 15: 0; June 16: 0; June 17: 0.93; June 18: 0.85; June 19: 0.87; June 20: 0.83; June 21: 0.17; June 22: 0; June 23: 0; June 24: 0; July 1: 0; July 2: 0; July 3: 0; July 4: 0; July 5: 0; July 6: 0; July 7: 0; July 8: 0; July 9: 0; July 10: 0; July 11: 0; July 12: 0; July 13: 0; July 14: 0; July 15: 0; July 16: 0; July 17: 0.68; July 18: 0.61; July 19: 0.63; July 20: 0.54; July 21: 0.1; July 22: 0; July 23: 0; July 24: 0; August 1: 0; August 2: 0; August 3: 0; August 4: 0; August 5: 0; August 6: 0; August 7: 0; August 8: 0; August 9: 0; August 10: 0; August 11: 0; August 12: 0; August 13: 0; August 14: 0; August 15: 0; August 16: 0; August 17: 0.81; August 18: 0.68; August 19: 0.63; August 20: 0.56; August 21: 0.16; August 22: 0; August 23: 0; August 24: 0; October 1: 0; October 2: 0; October 3: 0; October 4: 0; October 5: 0; October 6: 0; October 7: 0; October 8: 0; October 9: 0; October 10: 0; October 11: 0; October 12: 0; October 13: 0; October 14: 0; October 15: 0; October 16: 0; October 17: 0.99; October 18: 0.89; October 19: 0.8; October 20: 0.76; October 21: 0.2; October 22: 0; October 23: 0; October 24: 0
PGSI_1_PDRP44 | Leapfrog | PGE |  | 0.15 |  |  | 0.3 |  |  |  | 0.22 | 0.11 |  |  | February 1: 0; February 2: 0; February 3: 0; February 4: 0; February 5: 0; February 6: 0; February 7: 0; February 8: 0; February 9: 0; February 10: 0; February 11: 0; February 12: 0; February 13: 0; February 14: 0; February 15: 0; February 16: 0; February 17: 0.15; February 18: 0.15; February 19: 0.15; February 20: 0.15; February 21: 0; February 22: 0; February 23: 0; February 24: 0; May 1: 0; May 2: 0; May 3: 0; May 4: 0; May 5: 0; May 6: 0; May 7: 0; May 8: 0; May 9: 0; May 10: 0; May 11: 0; May 12: 0; May 13: 0; May 14: 0; May 15: 0; May 16: 0; May 17: 0; May 18: 0.31; May 19: 0.3; May 20: 0.3; May 21: 0.29; May 22: 0.02; May 23: 0; May 24: 0; September 1: 0; September 2: 0; September 3: 0; September 4: 0; September 5: 0; September 6: 0; September 7: 0; September 8: 0; September 9: 0; September 10: 0; September 11: 0; September 12: 0; September 13: 0; September 14: 0; September 15: 0; September 16: 0; September 17: 0.22; September 18: 0.22; September 19: 0.21; September 20: 0.2; September 21: 0.08; September 22: 0; September 23: 0; September 24: 0; October 1: 0; October 2: 0; October 3: 0; October 4: 0; October 5: 0; October 6: 0; October 7: 0; October 8: 0; October 9: 0; October 10: 0; October 11: 0; October 12: 0; October 13: 0; October 14: 0; October 15: 0; October 16: 0; October 17: 0.12; October 18: 0.11; October 19: 0.1; October 20: 0.09; October 21: 0.02; October 22: 0; October 23: 0; October 24: 0
PGST_2_PDRP16 | Leapfrog | PGE |  | 0.11 |  | 0.1 |  | 0.99 | 0.7 | 0.18 | 0.32 |  |  |  | February 1: 0; February 2: 0; February 3: 0; February 4: 0; February 5: 0; February 6: 0; February 7: 0; February 8: 0; February 9: 0; February 10: 0; February 11: 0; February 12: 0; February 13: 0; February 14: 0; February 15: 0; February 16: 0; February 17: 0.11; February 18: 0.11; February 19: 0.11; February 20: 0.11; February 21: 0; February 22: 0; February 23: 0; February 24: 0; April 1: 0; April 2: 0; April 3: 0; April 4: 0; April 5: 0; April 6: 0; April 7: 0; April 8: 0; April 9: 0; April 10: 0; April 11: 0; April 12: 0; April 13: 0; April 14: 0; April 15: 0; April 16: 0; April 17: 0; April 18: 0.1; April 19: 0.1; April 20: 0.1; April 21: 0.1; April 22: 0; April 23: 0; April 24: 0; June 1: 0; June 2: 0; June 3: 0; June 4: 0; June 5: 0; June 6: 0; June 7: 0; June 8: 0; June 9: 0; June 10: 0; June 11: 0; June 12: 0; June 13: 0; June 14: 0; June 15: 0; June 16: 0; June 17: 1.08; June 18: 0.99; June 19: 1.02; June 20: 0.97; June 21: 0.19; June 22: 0; June 23: 0; June 24: 0; July 1: 0; July 2: 0; July 3: 0; July 4: 0; July 5: 0; July 6: 0; July 7: 0; July 8: 0; July 9: 0; July 10: 0; July 11: 0; July 12: 0; July 13: 0; July 14: 0; July 15: 0; July 16: 0; July 17: 0.7; July 18: 0.63; July 19: 0.65; July 20: 0.55; July 21: 0.1; July 22: 0; July 23: 0; July 24: 0; August 1: 0; August 2: 0; August 3: 0; August 4: 0; August 5: 0; August 6: 0; August 7: 0; August 8: 0; August 9: 0; August 10: 0; August 11: 0; August 12: 0; August 13: 0; August 14: 0; August 15: 0; August 16: 0; August 17: 0.22; August 18: 0.18; August 19: 0.17; August 20: 0.15; August 21: 0.04; August 22: 0; August 23: 0; August 24: 0; September 1: 0; September 2: 0; September 3: 0; September 4: 0; September 5: 0; September 6: 0; September 7: 0; September 8: 0; September 9: 0; September 10: 0; September 11: 0; September 12: 0; September 13: 0; September 14: 0; September 15: 0; September 16: 0; September 17: 0.32; September 18: 0.32; September 19: 0.31; September 20: 0.28; September 21: 0.12; September 22: 0; September 23: 0; September 24: 0
PGST_2_PDRP30 | Leapfrog | PGE |  | 0.39 | 0.13 |  |  |  |  | 0.68 | 0.15 |  |  |  | February 1: 0; February 2: 0; February 3: 0; February 4: 0; February 5: 0; February 6: 0; February 7: 0; February 8: 0; February 9: 0; February 10: 0; February 11: 0; February 12: 0; February 13: 0; February 14: 0; February 15: 0; February 16: 0; February 17: 0.38; February 18: 0.39; February 19: 0.39; February 20: 0.38; February 21: 0; February 22: 0; February 23: 0; February 24: 0; March 1: 0; March 2: 0; March 3: 0; March 4: 0; March 5: 0; March 6: 0; March 7: 0; March 8: 0; March 9: 0; March 10: 0; March 11: 0; March 12: 0; March 13: 0; March 14: 0; March 15: 0; March 16: 0; March 17: 0; March 18: 0.13; March 19: 0.13; March 20: 0.13; March 21: 0.13; March 22: 0; March 23: 0; March 24: 0; August 1: 0; August 2: 0; August 3: 0; August 4: 0; August 5: 0; August 6: 0; August 7: 0; August 8: 0; August 9: 0; August 10: 0; August 11: 0; August 12: 0; August 13: 0; August 14: 0; August 15: 0; August 16: 0; August 17: 0.81; August 18: 0.68; August 19: 0.63; August 20: 0.56; August 21: 0.16; August 22: 0; August 23: 0; August 24: 0; September 1: 0; September 2: 0; September 3: 0; September 4: 0; September 5: 0; September 6: 0; September 7: 0; September 8: 0; September 9: 0; September 10: 0; September 11: 0; September 12: 0; September 13: 0; September 14: 0; September 15: 0; September 16: 0; September 17: 0.15; September 18: 0.15; September 19: 0.14; September 20: 0.13; September 21: 0.06; September 22: 0; September 23: 0; September 24: 0
PGST_2_PDRP31 | Leapfrog | PGE |  | 0.3 |  |  | 0.13 | 0.36 | 0.12 |  | 0.16 | 0.11 |  |  | February 1: 0; February 2: 0; February 3: 0; February 4: 0; February 5: 0; February 6: 0; February 7: 0; February 8: 0; February 9: 0; February 10: 0; February 11: 0; February 12: 0; February 13: 0; February 14: 0; February 15: 0; February 16: 0; February 17: 0.29; February 18: 0.3; February 19: 0.3; February 20: 0.3; February 21: 0; February 22: 0; February 23: 0; February 24: 0; May 1: 0; May 2: 0; May 3: 0; May 4: 0; May 5: 0; May 6: 0; May 7: 0; May 8: 0; May 9: 0; May 10: 0; May 11: 0; May 12: 0; May 13: 0; May 14: 0; May 15: 0; May 16: 0; May 17: 0; May 18: 0.13; May 19: 0.13; May 20: 0.13; May 21: 0.13; May 22: 0.01; May 23: 0; May 24: 0; June 1: 0; June 2: 0; June 3: 0; June 4: 0; June 5: 0; June 6: 0; June 7: 0; June 8: 0; June 9: 0; June 10: 0; June 11: 0; June 12: 0; June 13: 0; June 14: 0; June 15: 0; June 16: 0; June 17: 0.39; June 18: 0.36; June 19: 0.37; June 20: 0.35; June 21: 0.07; June 22: 0; June 23: 0; June 24: 0; July 1: 0; July 2: 0; July 3: 0; July 4: 0; July 5: 0; July 6: 0; July 7: 0; July 8: 0; July 9: 0; July 10: 0; July 11: 0; July 12: 0; July 13: 0; July 14: 0; July 15: 0; July 16: 0; July 17: 0.12; July 18: 0.11; July 19: 0.11; July 20: 0.09; July 21: 0.02; July 22: 0; July 23: 0; July 24: 0; September 1: 0; September 2: 0; September 3: 0; September 4: 0; September 5: 0; September 6: 0; September 7: 0; September 8: 0; September 9: 0; September 10: 0; September 11: 0; September 12: 0; September 13: 0; September 14: 0; September 15: 0; September 16: 0; September 17: 0.16; September 18: 0.16; September 19: 0.15; September 20: 0.14; September 21: 0.06; September 22: 0; September 23: 0; September 24: 0; October 1: 0; October 2: 0; October 3: 0; October 4: 0; October 5: 0; October 6: 0; October 7: 0; October 8: 0; October 9: 0; October 10: 0; October 11: 0; October 12: 0; October 13: 0; October 14: 0; October 15: 0; October 16: 0; October 17: 0.12; October 18: 0.11; October 19: 0.1; October 20: 0.09; October 21: 0.02; October 22: 0; October 23: 0; October 24: 0
PGST_2_PDRP37 | Leapfrog | PGE |  | 0.3 |  |  | 0.1 | 0.19 | 0.49 | 0.42 |  | 0.12 |  |  | February 1: 0; February 2: 0; February 3: 0; February 4: 0; February 5: 0; February 6: 0; February 7: 0; February 8: 0; February 9: 0; February 10: 0; February 11: 0; February 12: 0; February 13: 0; February 14: 0; February 15: 0; February 16: 0; February 17: 0.29; February 18: 0.3; February 19: 0.3; February 20: 0.3; February 21: 0; February 22: 0; February 23: 0; February 24: 0; May 1: 0; May 2: 0; May 3: 0; May 4: 0; May 5: 0; May 6: 0; May 7: 0; May 8: 0; May 9: 0; May 10: 0; May 11: 0; May 12: 0; May 13: 0; May 14: 0; May 15: 0; May 16: 0; May 17: 0; May 18: 0.1; May 19: 0.1; May 20: 0.1; May 21: 0.1; May 22: 0.01; May 23: 0; May 24: 0; June 1: 0; June 2: 0; June 3: 0; June 4: 0; June 5: 0; June 6: 0; June 7: 0; June 8: 0; June 9: 0; June 10: 0; June 11: 0; June 12: 0; June 13: 0; June 14: 0; June 15: 0; June 16: 0; June 17: 0.21; June 18: 0.19; June 19: 0.19; June 20: 0.19; June 21: 0.04; June 22: 0; June 23: 0; June 24: 0; July 1: 0; July 2: 0; July 3: 0; July 4: 0; July 5: 0; July 6: 0; July 7: 0; July 8: 0; July 9: 0; July 10: 0; July 11: 0; July 12: 0; July 13: 0; July 14: 0; July 15: 0; July 16: 0; July 17: 0.49; July 18: 0.44; July 19: 0.45; July 20: 0.39; July 21: 0.07; July 22: 0; July 23: 0; July 24: 0; August 1: 0; August 2: 0; August 3: 0; August 4: 0; August 5: 0; August 6: 0; August 7: 0; August 8: 0; August 9: 0; August 10: 0; August 11: 0; August 12: 0; August 13: 0; August 14: 0; August 15: 0; August 16: 0; August 17: 0.5; August 18: 0.42; August 19: 0.39; August 20: 0.35; August 21: 0.1; August 22: 0; August 23: 0; August 24: 0; October 1: 0; October 2: 0; October 3: 0; October 4: 0; October 5: 0; October 6: 0; October 7: 0; October 8: 0; October 9: 0; October 10: 0; October 11: 0; October 12: 0; October 13: 0; October 14: 0; October 15: 0; October 16: 0; October 17: 0.13; October 18: 0.12; October 19: 0.11; October 20: 0.1; October 21: 0.03; October 22: 0; October 23: 0; October 24: 0
PGZP_2_PDRP28 | Leapfrog | PGE |  | 0.57 | 0.25 |  |  | 0.14 | 0.14 | 0.12 |  |  |  |  | February 1: 0; February 2: 0; February 3: 0; February 4: 0; February 5: 0; February 6: 0; February 7: 0; February 8: 0; February 9: 0; February 10: 0; February 11: 0; February 12: 0; February 13: 0; February 14: 0; February 15: 0; February 16: 0; February 17: 0.55; February 18: 0.57; February 19: 0.57; February 20: 0.56; February 21: 0; February 22: 0; February 23: 0; February 24: 0; March 1: 0; March 2: 0; March 3: 0; March 4: 0; March 5: 0; March 6: 0; March 7: 0; March 8: 0; March 9: 0; March 10: 0; March 11: 0; March 12: 0; March 13: 0; March 14: 0; March 15: 0; March 16: 0; March 17: 0; March 18: 0.24; March 19: 0.25; March 20: 0.25; March 21: 0.25; March 22: 0; March 23: 0; March 24: 0; June 1: 0; June 2: 0; June 3: 0; June 4: 0; June 5: 0; June 6: 0; June 7: 0; June 8: 0; June 9: 0; June 10: 0; June 11: 0; June 12: 0; June 13: 0; June 14: 0; June 15: 0; June 16: 0; June 17: 0.15; June 18: 0.14; June 19: 0.14; June 20: 0.14; June 21: 0.03; June 22: 0; June 23: 0; June 24: 0; July 1: 0; July 2: 0; July 3: 0; July 4: 0; July 5: 0; July 6: 0; July 7: 0; July 8: 0; July 9: 0; July 10: 0; July 11: 0; July 12: 0; July 13: 0; July 14: 0; July 15: 0; July 16: 0; July 17: 0.14; July 18: 0.13; July 19: 0.13; July 20: 0.11; July 21: 0.02; July 22: 0; July 23: 0; July 24: 0; August 1: 0; August 2: 0; August 3: 0; August 4: 0; August 5: 0; August 6: 0; August 7: 0; August 8: 0; August 9: 0; August 10: 0; August 11: 0; August 12: 0; August 13: 0; August 14: 0; August 15: 0; August 16: 0; August 17: 0.14; August 18: 0.12; August 19: 0.11; August 20: 0.1; August 21: 0.03; August 22: 0; August 23: 0; August 24: 0
PGZP_2_PDRP31 | Leapfrog | PGE |  | 0.25 |  |  |  | 0.14 |  | 0.68 |  | 0.16 |  |  | February 1: 0; February 2: 0; February 3: 0; February 4: 0; February 5: 0; February 6: 0; February 7: 0; February 8: 0; February 9: 0; February 10: 0; February 11: 0; February 12: 0; February 13: 0; February 14: 0; February 15: 0; February 16: 0; February 17: 0.24; February 18: 0.25; February 19: 0.25; February 20: 0.25; February 21: 0; February 22: 0; February 23: 0; February 24: 0; June 1: 0; June 2: 0; June 3: 0; June 4: 0; June 5: 0; June 6: 0; June 7: 0; June 8: 0; June 9: 0; June 10: 0; June 11: 0; June 12: 0; June 13: 0; June 14: 0; June 15: 0; June 16: 0; June 17: 0.15; June 18: 0.14; June 19: 0.14; June 20: 0.14; June 21: 0.03; June 22: 0; June 23: 0; June 24: 0; August 1: 0; August 2: 0; August 3: 0; August 4: 0; August 5: 0; August 6: 0; August 7: 0; August 8: 0; August 9: 0; August 10: 0; August 11: 0; August 12: 0; August 13: 0; August 14: 0; August 15: 0; August 16: 0; August 17: 0.81; August 18: 0.68; August 19: 0.63; August 20: 0.56; August 21: 0.16; August 22: 0; August 23: 0; August 24: 0; October 1: 0; October 2: 0; October 3: 0; October 4: 0; October 5: 0; October 6: 0; October 7: 0; October 8: 0; October 9: 0; October 10: 0; October 11: 0; October 12: 0; October 13: 0; October 14: 0; October 15: 0; October 16: 0; October 17: 0.18; October 18: 0.16; October 19: 0.14; October 20: 0.14; October 21: 0.04; October 22: 0; October 23: 0; October 24: 0
SCEC_1_PDRP106 | Leapfrog | SCE |  | 0.25 |  | 0.13 | 0.59 | 0.62 |  | 0.25 | 0.42 | 0.14 |  |  | February 1: 0; February 2: 0; February 3: 0; February 4: 0; February 5: 0; February 6: 0; February 7: 0; February 8: 0; February 9: 0; February 10: 0; February 11: 0; February 12: 0; February 13: 0; February 14: 0; February 15: 0; February 16: 0; February 17: 0.24; February 18: 0.25; February 19: 0.25; February 20: 0.25; February 21: 0; February 22: 0; February 23: 0; February 24: 0; April 1: 0; April 2: 0; April 3: 0; April 4: 0; April 5: 0; April 6: 0; April 7: 0; April 8: 0; April 9: 0; April 10: 0; April 11: 0; April 12: 0; April 13: 0; April 14: 0; April 15: 0; April 16: 0; April 17: 0; April 18: 0.13; April 19: 0.13; April 20: 0.14; April 21: 0.13; April 22: 0; April 23: 0; April 24: 0; May 1: 0; May 2: 0; May 3: 0; May 4: 0; May 5: 0; May 6: 0; May 7: 0; May 8: 0; May 9: 0; May 10: 0; May 11: 0; May 12: 0; May 13: 0; May 14: 0; May 15: 0; May 16: 0; May 17: 0; May 18: 0.6; May 19: 0.59; May 20: 0.59; May 21: 0.57; May 22: 0.04; May 23: 0; May 24: 0; June 1: 0; June 2: 0; June 3: 0; June 4: 0; June 5: 0; June 6: 0; June 7: 0; June 8: 0; June 9: 0; June 10: 0; June 11: 0; June 12: 0; June 13: 0; June 14: 0; June 15: 0; June 16: 0; June 17: 0.68; June 18: 0.62; June 19: 0.64; June 20: 0.61; June 21: 0.12; June 22: 0; June 23: 0; June 24: 0; August 1: 0; August 2: 0; August 3: 0; August 4: 0; August 5: 0; August 6: 0; August 7: 0; August 8: 0; August 9: 0; August 10: 0; August 11: 0; August 12: 0; August 13: 0; August 14: 0; August 15: 0; August 16: 0; August 17: 0.3; August 18: 0.25; August 19: 0.23; August 20: 0.21; August 21: 0.06; August 22: 0; August 23: 0; August 24: 0; September 1: 0; September 2: 0; September 3: 0; September 4: 0; September 5: 0; September 6: 0; September 7: 0; September 8: 0; September 9: 0; September 10: 0; September 11: 0; September 12: 0; September 13: 0; September 14: 0; September 15: 0; September 16: 0; September 17: 0.42; September 18: 0.42; September 19: 0.4; September 20: 0.37; September 21: 0.14; September 22: 0; September 23: 0; September 24: 0; October 1: 0; October 2: 0; October 3: 0; October 4: 0; October 5: 0; October 6: 0; October 7: 0; October 8: 0; October 9: 0; October 10: 0; October 11: 0; October 12: 0; October 13: 0; October 14: 0; October 15: 0; October 16: 0; October 17: 0.15; October 18: 0.14; October 19: 0.12; October 20: 0.12; October 21: 0.02; October 22: 0; October 23: 0; October 24: 0
SCEC_1_PDRP113 | Leapfrog | SCE |  | 0.29 |  | 0.11 |  | 0.41 | 0.1 |  | 0.74 | 0.77 |  |  | February 1: 0; February 2: 0; February 3: 0; February 4: 0; February 5: 0; February 6: 0; February 7: 0; February 8: 0; February 9: 0; February 10: 0; February 11: 0; February 12: 0; February 13: 0; February 14: 0; February 15: 0; February 16: 0; February 17: 0.28; February 18: 0.29; February 19: 0.29; February 20: 0.29; February 21: 0; February 22: 0; February 23: 0; February 24: 0; April 1: 0; April 2: 0; April 3: 0; April 4: 0; April 5: 0; April 6: 0; April 7: 0; April 8: 0; April 9: 0; April 10: 0; April 11: 0; April 12: 0; April 13: 0; April 14: 0; April 15: 0; April 16: 0; April 17: 0; April 18: 0.11; April 19: 0.11; April 20: 0.11; April 21: 0.11; April 22: 0; April 23: 0; April 24: 0; June 1: 0; June 2: 0; June 3: 0; June 4: 0; June 5: 0; June 6: 0; June 7: 0; June 8: 0; June 9: 0; June 10: 0; June 11: 0; June 12: 0; June 13: 0; June 14: 0; June 15: 0; June 16: 0; June 17: 0.45; June 18: 0.41; June 19: 0.42; June 20: 0.4; June 21: 0.08; June 22: 0; June 23: 0; June 24: 0; July 1: 0; July 2: 0; July 3: 0; July 4: 0; July 5: 0; July 6: 0; July 7: 0; July 8: 0; July 9: 0; July 10: 0; July 11: 0; July 12: 0; July 13: 0; July 14: 0; July 15: 0; July 16: 0; July 17: 0.1; July 18: 0.09; July 19: 0.09; July 20: 0.08; July 21: 0.02; July 22: 0; July 23: 0; July 24: 0; September 1: 0; September 2: 0; September 3: 0; September 4: 0; September 5: 0; September 6: 0; September 7: 0; September 8: 0; September 9: 0; September 10: 0; September 11: 0; September 12: 0; September 13: 0; September 14: 0; September 15: 0; September 16: 0; September 17: 0.74; September 18: 0.73; September 19: 0.7; September 20: 0.65; September 21: 0.24; September 22: 0; September 23: 0; September 24: 0; October 1: 0; October 2: 0; October 3: 0; October 4: 0; October 5: 0; October 6: 0; October 7: 0; October 8: 0; October 9: 0; October 10: 0; October 11: 0; October 12: 0; October 13: 0; October 14: 0; October 15: 0; October 16: 0; October 17: 0.85; October 18: 0.77; October 19: 0.69; October 20: 0.65; October 21: 0.1; October 22: 0; October 23: 0; October 24: 0
SCEC_1_PDRP127 | Leapfrog | SCE |  | 0.29 |  |  |  | 0.33 |  | 0.42 | 0.62 | 0.1 |  |  | February 1: 0; February 2: 0; February 3: 0; February 4: 0; February 5: 0; February 6: 0; February 7: 0; February 8: 0; February 9: 0; February 10: 0; February 11: 0; February 12: 0; February 13: 0; February 14: 0; February 15: 0; February 16: 0; February 17: 0.28; February 18: 0.29; February 19: 0.29; February 20: 0.29; February 21: 0; February 22: 0; February 23: 0; February 24: 0; June 1: 0; June 2: 0; June 3: 0; June 4: 0; June 5: 0; June 6: 0; June 7: 0; June 8: 0; June 9: 0; June 10: 0; June 11: 0; June 12: 0; June 13: 0; June 14: 0; June 15: 0; June 16: 0; June 17: 0.36; June 18: 0.33; June 19: 0.34; June 20: 0.32; June 21: 0.07; June 22: 0; June 23: 0; June 24: 0; August 1: 0; August 2: 0; August 3: 0; August 4: 0; August 5: 0; August 6: 0; August 7: 0; August 8: 0; August 9: 0; August 10: 0; August 11: 0; August 12: 0; August 13: 0; August 14: 0; August 15: 0; August 16: 0; August 17: 0.51; August 18: 0.42; August 19: 0.39; August 20: 0.35; August 21: 0.11; August 22: 0; August 23: 0; August 24: 0; September 1: 0; September 2: 0; September 3: 0; September 4: 0; September 5: 0; September 6: 0; September 7: 0; September 8: 0; September 9: 0; September 10: 0; September 11: 0; September 12: 0; September 13: 0; September 14: 0; September 15: 0; September 16: 0; September 17: 0.62; September 18: 0.61; September 19: 0.59; September 20: 0.54; September 21: 0.2; September 22: 0; September 23: 0; September 24: 0; October 1: 0; October 2: 0; October 3: 0; October 4: 0; October 5: 0; October 6: 0; October 7: 0; October 8: 0; October 9: 0; October 10: 0; October 11: 0; October 12: 0; October 13: 0; October 14: 0; October 15: 0; October 16: 0; October 17: 0.11; October 18: 0.1; October 19: 0.09; October 20: 0.08; October 21: 0.01; October 22: 0; October 23: 0; October 24: 0
SCEC_1_PDRP128 | Leapfrog | SCE |  | 0.14 | 0.12 |  | 0.11 |  | 0.73 | 0.89 | 0.49 |  |  |  | February 1: 0; February 2: 0; February 3: 0; February 4: 0; February 5: 0; February 6: 0; February 7: 0; February 8: 0; February 9: 0; February 10: 0; February 11: 0; February 12: 0; February 13: 0; February 14: 0; February 15: 0; February 16: 0; February 17: 0.14; February 18: 0.14; February 19: 0.14; February 20: 0.14; February 21: 0; February 22: 0; February 23: 0; February 24: 0; March 1: 0; March 2: 0; March 3: 0; March 4: 0; March 5: 0; March 6: 0; March 7: 0; March 8: 0; March 9: 0; March 10: 0; March 11: 0; March 12: 0; March 13: 0; March 14: 0; March 15: 0; March 16: 0; March 17: 0; March 18: 0.12; March 19: 0.12; March 20: 0.12; March 21: 0.12; March 22: 0; March 23: 0; March 24: 0; May 1: 0; May 2: 0; May 3: 0; May 4: 0; May 5: 0; May 6: 0; May 7: 0; May 8: 0; May 9: 0; May 10: 0; May 11: 0; May 12: 0; May 13: 0; May 14: 0; May 15: 0; May 16: 0; May 17: 0; May 18: 0.11; May 19: 0.11; May 20: 0.11; May 21: 0.11; May 22: 0.01; May 23: 0; May 24: 0; July 1: 0; July 2: 0; July 3: 0; July 4: 0; July 5: 0; July 6: 0; July 7: 0; July 8: 0; July 9: 0; July 10: 0; July 11: 0; July 12: 0; July 13: 0; July 14: 0; July 15: 0; July 16: 0; July 17: 0.73; July 18: 0.65; July 19: 0.69; July 20: 0.58; July 21: 0.12; July 22: 0; July 23: 0; July 24: 0; August 1: 0; August 2: 0; August 3: 0; August 4: 0; August 5: 0; August 6: 0; August 7: 0; August 8: 0; August 9: 0; August 10: 0; August 11: 0; August 12: 0; August 13: 0; August 14: 0; August 15: 0; August 16: 0; August 17: 1.07; August 18: 0.89; August 19: 0.83; August 20: 0.74; August 21: 0.23; August 22: 0; August 23: 0; August 24: 0; September 1: 0; September 2: 0; September 3: 0; September 4: 0; September 5: 0; September 6: 0; September 7: 0; September 8: 0; September 9: 0; September 10: 0; September 11: 0; September 12: 0; September 13: 0; September 14: 0; September 15: 0; September 16: 0; September 17: 0.49; September 18: 0.48; September 19: 0.46; September 20: 0.43; September 21: 0.16; September 22: 0; September 23: 0; September 24: 0
SCEC_1_PDRP132 | Leapfrog | SCE |  | 0.3 | 0.4 | 0.54 | 0.14 |  | 0.56 |  | 0.61 | 0.55 |  |  | February 1: 0; February 2: 0; February 3: 0; February 4: 0; February 5: 0; February 6: 0; February 7: 0; February 8: 0; February 9: 0; February 10: 0; February 11: 0; February 12: 0; February 13: 0; February 14: 0; February 15: 0; February 16: 0; February 17: 0.29; February 18: 0.3; February 19: 0.3; February 20: 0.3; February 21: 0; February 22: 0; February 23: 0; February 24: 0; March 1: 0; March 2: 0; March 3: 0; March 4: 0; March 5: 0; March 6: 0; March 7: 0; March 8: 0; March 9: 0; March 10: 0; March 11: 0; March 12: 0; March 13: 0; March 14: 0; March 15: 0; March 16: 0; March 17: 0; March 18: 0.39; March 19: 0.4; March 20: 0.4; March 21: 0.4; March 22: 0; March 23: 0; March 24: 0; April 1: 0; April 2: 0; April 3: 0; April 4: 0; April 5: 0; April 6: 0; April 7: 0; April 8: 0; April 9: 0; April 10: 0; April 11: 0; April 12: 0; April 13: 0; April 14: 0; April 15: 0; April 16: 0; April 17: 0; April 18: 0.52; April 19: 0.54; April 20: 0.56; April 21: 0.52; April 22: 0; April 23: 0; April 24: 0; May 1: 0; May 2: 0; May 3: 0; May 4: 0; May 5: 0; May 6: 0; May 7: 0; May 8: 0; May 9: 0; May 10: 0; May 11: 0; May 12: 0; May 13: 0; May 14: 0; May 15: 0; May 16: 0; May 17: 0; May 18: 0.14; May 19: 0.14; May 20: 0.14; May 21: 0.13; May 22: 0.01; May 23: 0; May 24: 0; July 1: 0; July 2: 0; July 3: 0; July 4: 0; July 5: 0; July 6: 0; July 7: 0; July 8: 0; July 9: 0; July 10: 0; July 11: 0; July 12: 0; July 13: 0; July 14: 0; July 15: 0; July 16: 0; July 17: 0.56; July 18: 0.5; July 19: 0.53; July 20: 0.44; July 21: 0.09; July 22: 0; July 23: 0; July 24: 0; September 1: 0; September 2: 0; September 3: 0; September 4: 0; September 5: 0; September 6: 0; September 7: 0; September 8: 0; September 9: 0; September 10: 0; September 11: 0; September 12: 0; September 13: 0; September 14: 0; September 15: 0; September 16: 0; September 17: 0.61; September 18: 0.6; September 19: 0.58; September 20: 0.53; September 21: 0.2; September 22: 0; September 23: 0; September 24: 0; October 1: 0; October 2: 0; October 3: 0; October 4: 0; October 5: 0; October 6: 0; October 7: 0; October 8: 0; October 9: 0; October 10: 0; October 11: 0; October 12: 0; October 13: 0; October 14: 0; October 15: 0; October 16: 0; October 17: 0.61; October 18: 0.55; October 19: 0.49; October 20: 0.46; October 21: 0.07; October 22: 0; October 23: 0; October 24: 0
SCEC_1_PDRP133 | Leapfrog | SCE |  | 0.14 | 0.12 |  | 0.11 | 0.67 | 0.14 |  | 0.71 | 0.11 |  |  | February 1: 0; February 2: 0; February 3: 0; February 4: 0; February 5: 0; February 6: 0; February 7: 0; February 8: 0; February 9: 0; February 10: 0; February 11: 0; February 12: 0; February 13: 0; February 14: 0; February 15: 0; February 16: 0; February 17: 0.14; February 18: 0.14; February 19: 0.14; February 20: 0.14; February 21: 0; February 22: 0; February 23: 0; February 24: 0; March 1: 0; March 2: 0; March 3: 0; March 4: 0; March 5: 0; March 6: 0; March 7: 0; March 8: 0; March 9: 0; March 10: 0; March 11: 0; March 12: 0; March 13: 0; March 14: 0; March 15: 0; March 16: 0; March 17: 0; March 18: 0.12; March 19: 0.12; March 20: 0.12; March 21: 0.12; March 22: 0; March 23: 0; March 24: 0; May 1: 0; May 2: 0; May 3: 0; May 4: 0; May 5: 0; May 6: 0; May 7: 0; May 8: 0; May 9: 0; May 10: 0; May 11: 0; May 12: 0; May 13: 0; May 14: 0; May 15: 0; May 16: 0; May 17: 0; May 18: 0.11; May 19: 0.11; May 20: 0.11; May 21: 0.11; May 22: 0.01; May 23: 0; May 24: 0; June 1: 0; June 2: 0; June 3: 0; June 4: 0; June 5: 0; June 6: 0; June 7: 0; June 8: 0; June 9: 0; June 10: 0; June 11: 0; June 12: 0; June 13: 0; June 14: 0; June 15: 0; June 16: 0; June 17: 0.73; June 18: 0.67; June 19: 0.69; June 20: 0.66; June 21: 0.13; June 22: 0; June 23: 0; June 24: 0; July 1: 0; July 2: 0; July 3: 0; July 4: 0; July 5: 0; July 6: 0; July 7: 0; July 8: 0; July 9: 0; July 10: 0; July 11: 0; July 12: 0; July 13: 0; July 14: 0; July 15: 0; July 16: 0; July 17: 0.14; July 18: 0.13; July 19: 0.13; July 20: 0.11; July 21: 0.02; July 22: 0; July 23: 0; July 24: 0; September 1: 0; September 2: 0; September 3: 0; September 4: 0; September 5: 0; September 6: 0; September 7: 0; September 8: 0; September 9: 0; September 10: 0; September 11: 0; September 12: 0; September 13: 0; September 14: 0; September 15: 0; September 16: 0; September 17: 0.71; September 18: 0.7; September 19: 0.67; September 20: 0.62; September 21: 0.23; September 22: 0; September 23: 0; September 24: 0; October 1: 0; October 2: 0; October 3: 0; October 4: 0; October 5: 0; October 6: 0; October 7: 0; October 8: 0; October 9: 0; October 10: 0; October 11: 0; October 12: 0; October 13: 0; October 14: 0; October 15: 0; October 16: 0; October 17: 0.12; October 18: 0.11; October 19: 0.1; October 20: 0.09; October 21: 0.01; October 22: 0; October 23: 0; October 24: 0
SCEC_1_PDRP134 | Leapfrog | SCE |  | 0.25 | [6 empty] | 0.31 |  |  |  | February 1: 0; February 2: 0; February 3: 0; February 4: 0; February 5: 0; February 6: 0; February 7: 0; February 8: 0; February 9: 0; February 10: 0; February 11: 0; February 12: 0; February 13: 0; February 14: 0; February 15: 0; February 16: 0; February 17: 0.24; February 18: 0.25; February 19: 0.25; February 20: 0.25; February 21: 0; February 22: 0; February 23: 0; February 24: 0; September 1: 0; September 2: 0; September 3: 0; September 4: 0; September 5: 0; September 6: 0; September 7: 0; September 8: 0; September 9: 0; September 10: 0; September 11: 0; September 12: 0; September 13: 0; September 14: 0; September 15: 0; September 16: 0; September 17: 0.31; September 18: 0.31; September 19: 0.29; September 20: 0.27; September 21: 0.1; September 22: 0; September 23: 0; September 24: 0
SCEC_1_PDRP141 | Leapfrog | SCE |  | 0.15 |  |  |  | 0.14 | 0.31 | 0.66 | 0.55 | 0.57 |  |  | February 1: 0; February 2: 0; February 3: 0; February 4: 0; February 5: 0; February 6: 0; February 7: 0; February 8: 0; February 9: 0; February 10: 0; February 11: 0; February 12: 0; February 13: 0; February 14: 0; February 15: 0; February 16: 0; February 17: 0.15; February 18: 0.15; February 19: 0.15; February 20: 0.15; February 21: 0; February 22: 0; February 23: 0; February 24: 0; June 1: 0; June 2: 0; June 3: 0; June 4: 0; June 5: 0; June 6: 0; June 7: 0; June 8: 0; June 9: 0; June 10: 0; June 11: 0; June 12: 0; June 13: 0; June 14: 0; June 15: 0; June 16: 0; June 17: 0.15; June 18: 0.14; June 19: 0.14; June 20: 0.14; June 21: 0.03; June 22: 0; June 23: 0; June 24: 0; July 1: 0; July 2: 0; July 3: 0; July 4: 0; July 5: 0; July 6: 0; July 7: 0; July 8: 0; July 9: 0; July 10: 0; July 11: 0; July 12: 0; July 13: 0; July 14: 0; July 15: 0; July 16: 0; July 17: 0.31; July 18: 0.28; July 19: 0.29; July 20: 0.25; July 21: 0.05; July 22: 0; July 23: 0; July 24: 0; August 1: 0; August 2: 0; August 3: 0; August 4: 0; August 5: 0; August 6: 0; August 7: 0; August 8: 0; August 9: 0; August 10: 0; August 11: 0; August 12: 0; August 13: 0; August 14: 0; August 15: 0; August 16: 0; August 17: 0.79; August 18: 0.66; August 19: 0.62; August 20: 0.55; August 21: 0.17; August 22: 0; August 23: 0; August 24: 0; September 1: 0; September 2: 0; September 3: 0; September 4: 0; September 5: 0; September 6: 0; September 7: 0; September 8: 0; September 9: 0; September 10: 0; September 11: 0; September 12: 0; September 13: 0; September 14: 0; September 15: 0; September 16: 0; September 17: 0.55; September 18: 0.54; September 19: 0.52; September 20: 0.48; September 21: 0.18; September 22: 0; September 23: 0; September 24: 0; October 1: 0; October 2: 0; October 3: 0; October 4: 0; October 5: 0; October 6: 0; October 7: 0; October 8: 0; October 9: 0; October 10: 0; October 11: 0; October 12: 0; October 13: 0; October 14: 0; October 15: 0; October 16: 0; October 17: 0.63; October 18: 0.57; October 19: 0.51; October 20: 0.48; October 21: 0.08; October 22: 0; October 23: 0; October 24: 0
SCEC_1_PDRP142 | Leapfrog | SCE |  | 0.18 | 0.29 | 0.95 | 0.25 | 0.11 | 0.42 | 0.56 | 0.5 | 0.42 | [26 empty] | 0 | 0 | 0 | 0 | 0 | 0 | 0 | 0 | 0 | 0 | 0 | 0 | 0 | 0 | 0 | 0 | 0.17 | 0.18 | 0.18 | 0.18 | 0 | 0 | 0 | 0 | 0 | 0 | 0 | 0 | 0 | 0 | 0 | 0 | 0 | 0 | 0 | 0 | 0 | 0 | 0 | 0 | 0 | 0.28 | 0.29 | 0.29 | 0.29 | 0 | 0 | 0 | 0 | 0 | 0 | 0 | 0 | 0 | 0 | 0 | 0 | 0 | 0 | 0 | 0 | 0 | 0 | 0 | 0 | 0.92 | 0.95 | 0.99 | 0.92 | 0 | 0 | 0 | 0 | 0 | 0 | 0 | 0 | 0 | 0 | 0 | 0 | 0 | 0 | 0 | 0 | 0 | 0 | 0 | 0 | 0.26 | 0.25 | 0.25 | 0.24 | 0.02 | 0 | 0 | 0 | 0 | 0 | 0 | 0 | 0 | 0 | 0 | 0 | 0 | 0 | 0 | 0 | 0 | 0 | 0 | 0.12 | 0.11 | 0.11 | 0.11 | 0.02 | 0 | 0 | 0 | 0 | 0 | 0 | 0 | 0 | 0 | 0 | 0 | 0 | 0 | 0 | 0 | 0 | 0 | 0 | 0 | 0.42 | 0.38 | 0.39 | 0.33 | 0.07 | 0 | 0 | 0 | 0 | 0 | 0 | 0 | 0 | 0 | 0 | 0 | 0 | 0 | 0 | 0 | 0 | 0 | 0 | 0 | 0.67 | 0.56 | 0.52 | 0.46 | 0.14 | 0 | 0 | 0 | 0 | 0 | 0 | 0 | 0 | 0 | 0 | 0 | 0 | 0 | 0 | 0 | 0 | 0 | 0 | 0 | 0.5 | 0.49 | 0.47 | 0.44 | 0.17 | 0 | 0 | 0 | 0 | 0 | 0 | 0 | 0 | 0 | 0 | 0 | 0 | 0 | 0 | 0 | 0 | 0 | 0 | 0 | 0.46 | 0.42 | 0.37 | 0.35 | 0.06 | 0 | 0 | 0
SCEC_1_PDRP143 | Leapfrog | SCE |  | 0.58 | 0.14 | 0.63 | 0.48 | 0.35 | 0.32 | 0.61 | 0.63 | [27 empty] | 0 | 0 | 0 | 0 | 0 | 0 | 0 | 0 | 0 | 0 | 0 | 0 | 0 | 0 | 0 | 0 | 0.56 | 0.58 | 0.58 | 0.57 | 0 | 0 | 0 | 0 | 0 | 0 | 0 | 0 | 0 | 0 | 0 | 0 | 0 | 0 | 0 | 0 | 0 | 0 | 0 | 0 | 0 | 0.14 | 0.14 | 0.14 | 0.14 | 0 | 0 | 0 | 0 | 0 | 0 | 0 | 0 | 0 | 0 | 0 | 0 | 0 | 0 | 0 | 0 | 0 | 0 | 0 | 0 | 0.61 | 0.63 | 0.66 | 0.61 | 0 | 0 | 0 | 0 | 0 | 0 | 0 | 0 | 0 | 0 | 0 | 0 | 0 | 0 | 0 | 0 | 0 | 0 | 0 | 0 | 0.49 | 0.48 | 0.48 | 0.46 | 0.04 | 0 | 0 | 0 | 0 | 0 | 0 | 0 | 0 | 0 | 0 | 0 | 0 | 0 | 0 | 0 | 0 | 0 | 0 | 0.38 | 0.35 | 0.36 | 0.34 | 0.07 | 0 | 0 | 0 | 0 | 0 | 0 | 0 | 0 | 0 | 0 | 0 | 0 | 0 | 0 | 0 | 0 | 0 | 0 | 0 | 0.32 | 0.29 | 0.3 | 0.25 | 0.05 | 0 | 0 | 0 | 0 | 0 | 0 | 0 | 0 | 0 | 0 | 0 | 0 | 0 | 0 | 0 | 0 | 0 | 0 | 0 | 0.73 | 0.61 | 0.57 | 0.51 | 0.15 | 0 | 0 | 0 | 0 | 0 | 0 | 0 | 0 | 0 | 0 | 0 | 0 | 0 | 0 | 0 | 0 | 0 | 0 | 0 | 0.63 | 0.62 | 0.6 | 0.55 | 0.21 | 0 | 0 | 0
SCEC_1_PDRP144 | Leapfrog | SCE |  | 0.25 |  | 0.82 | 0.15 |  |  | 0.8 | 0.11 | 0.14 |  |  | February 1: 0; February 2: 0; February 3: 0; February 4: 0; February 5: 0; February 6: 0; February 7: 0; February 8: 0; February 9: 0; February 10: 0; February 11: 0; February 12: 0; February 13: 0; February 14: 0; February 15: 0; February 16: 0; February 17: 0.24; February 18: 0.25; February 19: 0.25; February 20: 0.25; February 21: 0; February 22: 0; February 23: 0; February 24: 0; April 1: 0; April 2: 0; April 3: 0; April 4: 0; April 5: 0; April 6: 0; April 7: 0; April 8: 0; April 9: 0; April 10: 0; April 11: 0; April 12: 0; April 13: 0; April 14: 0; April 15: 0; April 16: 0; April 17: 0; April 18: 0.79; April 19: 0.82; April 20: 0.86; April 21: 0.79; April 22: 0; April 23: 0; April 24: 0; May 1: 0; May 2: 0; May 3: 0; May 4: 0; May 5: 0; May 6: 0; May 7: 0; May 8: 0; May 9: 0; May 10: 0; May 11: 0; May 12: 0; May 13: 0; May 14: 0; May 15: 0; May 16: 0; May 17: 0; May 18: 0.15; May 19: 0.15; May 20: 0.15; May 21: 0.14; May 22: 0.01; May 23: 0; May 24: 0; August 1: 0; August 2: 0; August 3: 0; August 4: 0; August 5: 0; August 6: 0; August 7: 0; August 8: 0; August 9: 0; August 10: 0; August 11: 0; August 12: 0; August 13: 0; August 14: 0; August 15: 0; August 16: 0; August 17: 0.96; August 18: 0.8; August 19: 0.75; August 20: 0.66; August 21: 0.2; August 22: 0; August 23: 0; August 24: 0; September 1: 0; September 2: 0; September 3: 0; September 4: 0; September 5: 0; September 6: 0; September 7: 0; September 8: 0; September 9: 0; September 10: 0; September 11: 0; September 12: 0; September 13: 0; September 14: 0; September 15: 0; September 16: 0; September 17: 0.11; September 18: 0.11; September 19: 0.1; September 20: 0.1; September 21: 0.04; September 22: 0; September 23: 0; September 24: 0; October 1: 0; October 2: 0; October 3: 0; October 4: 0; October 5: 0; October 6: 0; October 7: 0; October 8: 0; October 9: 0; October 10: 0; October 11: 0; October 12: 0; October 13: 0; October 14: 0; October 15: 0; October 16: 0; October 17: 0.15; October 18: 0.14; October 19: 0.12; October 20: 0.12; October 21: 0.02; October 22: 0; October 23: 0; October 24: 0
SCEC_1_PDRP146 | Leapfrog | SCE |  | 0.15 |  | 0.39 | 0.26 | 0.7 | 0.61 | 0.7 |  |  |  |  | February 1: 0; February 2: 0; February 3: 0; February 4: 0; February 5: 0; February 6: 0; February 7: 0; February 8: 0; February 9: 0; February 10: 0; February 11: 0; February 12: 0; February 13: 0; February 14: 0; February 15: 0; February 16: 0; February 17: 0.15; February 18: 0.15; February 19: 0.15; February 20: 0.15; February 21: 0; February 22: 0; February 23: 0; February 24: 0; April 1: 0; April 2: 0; April 3: 0; April 4: 0; April 5: 0; April 6: 0; April 7: 0; April 8: 0; April 9: 0; April 10: 0; April 11: 0; April 12: 0; April 13: 0; April 14: 0; April 15: 0; April 16: 0; April 17: 0; April 18: 0.38; April 19: 0.39; April 20: 0.41; April 21: 0.38; April 22: 0; April 23: 0; April 24: 0; May 1: 0; May 2: 0; May 3: 0; May 4: 0; May 5: 0; May 6: 0; May 7: 0; May 8: 0; May 9: 0; May 10: 0; May 11: 0; May 12: 0; May 13: 0; May 14: 0; May 15: 0; May 16: 0; May 17: 0; May 18: 0.27; May 19: 0.26; May 20: 0.26; May 21: 0.25; May 22: 0.02; May 23: 0; May 24: 0; June 1: 0; June 2: 0; June 3: 0; June 4: 0; June 5: 0; June 6: 0; June 7: 0; June 8: 0; June 9: 0; June 10: 0; June 11: 0; June 12: 0; June 13: 0; June 14: 0; June 15: 0; June 16: 0; June 17: 0.76; June 18: 0.7; June 19: 0.72; June 20: 0.68; June 21: 0.14; June 22: 0; June 23: 0; June 24: 0; July 1: 0; July 2: 0; July 3: 0; July 4: 0; July 5: 0; July 6: 0; July 7: 0; July 8: 0; July 9: 0; July 10: 0; July 11: 0; July 12: 0; July 13: 0; July 14: 0; July 15: 0; July 16: 0; July 17: 0.61; July 18: 0.54; July 19: 0.57; July 20: 0.48; July 21: 0.1; July 22: 0; July 23: 0; July 24: 0; August 1: 0; August 2: 0; August 3: 0; August 4: 0; August 5: 0; August 6: 0; August 7: 0; August 8: 0; August 9: 0; August 10: 0; August 11: 0; August 12: 0; August 13: 0; August 14: 0; August 15: 0; August 16: 0; August 17: 0.84; August 18: 0.7; August 19: 0.65; August 20: 0.58; August 21: 0.18; August 22: 0; August 23: 0; August 24: 0
SCEC_1_PDRP147 | Leapfrog | SCE |  | 0.19 | 0.12 | 0.57 |  |  | 0.54 |  | 0.19 |  |  |  | February 1: 0; February 2: 0; February 3: 0; February 4: 0; February 5: 0; February 6: 0; February 7: 0; February 8: 0; February 9: 0; February 10: 0; February 11: 0; February 12: 0; February 13: 0; February 14: 0; February 15: 0; February 16: 0; February 17: 0.18; February 18: 0.19; February 19: 0.19; February 20: 0.19; February 21: 0; February 22: 0; February 23: 0; February 24: 0; March 1: 0; March 2: 0; March 3: 0; March 4: 0; March 5: 0; March 6: 0; March 7: 0; March 8: 0; March 9: 0; March 10: 0; March 11: 0; March 12: 0; March 13: 0; March 14: 0; March 15: 0; March 16: 0; March 17: 0; March 18: 0.12; March 19: 0.12; March 20: 0.12; March 21: 0.12; March 22: 0; March 23: 0; March 24: 0; April 1: 0; April 2: 0; April 3: 0; April 4: 0; April 5: 0; April 6: 0; April 7: 0; April 8: 0; April 9: 0; April 10: 0; April 11: 0; April 12: 0; April 13: 0; April 14: 0; April 15: 0; April 16: 0; April 17: 0; April 18: 0.55; April 19: 0.57; April 20: 0.59; April 21: 0.55; April 22: 0; April 23: 0; April 24: 0; July 1: 0; July 2: 0; July 3: 0; July 4: 0; July 5: 0; July 6: 0; July 7: 0; July 8: 0; July 9: 0; July 10: 0; July 11: 0; July 12: 0; July 13: 0; July 14: 0; July 15: 0; July 16: 0; July 17: 0.54; July 18: 0.48; July 19: 0.51; July 20: 0.43; July 21: 0.09; July 22: 0; July 23: 0; July 24: 0; September 1: 0; September 2: 0; September 3: 0; September 4: 0; September 5: 0; September 6: 0; September 7: 0; September 8: 0; September 9: 0; September 10: 0; September 11: 0; September 12: 0; September 13: 0; September 14: 0; September 15: 0; September 16: 0; September 17: 0.19; September 18: 0.19; September 19: 0.18; September 20: 0.17; September 21: 0.06; September 22: 0; September 23: 0; September 24: 0
SCEC_1_PDRP152 | Leapfrog | SCE |  | 0.73 |  |  | 0.47 | 0.56 | [6 empty] | February 1: 0; February 2: 0; February 3: 0; February 4: 0; February 5: 0; February 6: 0; February 7: 0; February 8: 0; February 9: 0; February 10: 0; February 11: 0; February 12: 0; February 13: 0; February 14: 0; February 15: 0; February 16: 0; February 17: 0.71; February 18: 0.73; February 19: 0.73; February 20: 0.72; February 21: 0; February 22: 0; February 23: 0; February 24: 0; May 1: 0; May 2: 0; May 3: 0; May 4: 0; May 5: 0; May 6: 0; May 7: 0; May 8: 0; May 9: 0; May 10: 0; May 11: 0; May 12: 0; May 13: 0; May 14: 0; May 15: 0; May 16: 0; May 17: 0; May 18: 0.48; May 19: 0.47; May 20: 0.47; May 21: 0.45; May 22: 0.03; May 23: 0; May 24: 0; June 1: 0; June 2: 0; June 3: 0; June 4: 0; June 5: 0; June 6: 0; June 7: 0; June 8: 0; June 9: 0; June 10: 0; June 11: 0; June 12: 0; June 13: 0; June 14: 0; June 15: 0; June 16: 0; June 17: 0.61; June 18: 0.56; June 19: 0.57; June 20: 0.55; June 21: 0.11; June 22: 0; June 23: 0; June 24: 0
SCEC_1_PDRP153 | Leapfrog | SCE |  | 0.29 |  |  |  | 0.55 |  | 0.13 |  |  |  |  | February 1: 0; February 2: 0; February 3: 0; February 4: 0; February 5: 0; February 6: 0; February 7: 0; February 8: 0; February 9: 0; February 10: 0; February 11: 0; February 12: 0; February 13: 0; February 14: 0; February 15: 0; February 16: 0; February 17: 0.28; February 18: 0.29; February 19: 0.29; February 20: 0.29; February 21: 0; February 22: 0; February 23: 0; February 24: 0; June 1: 0; June 2: 0; June 3: 0; June 4: 0; June 5: 0; June 6: 0; June 7: 0; June 8: 0; June 9: 0; June 10: 0; June 11: 0; June 12: 0; June 13: 0; June 14: 0; June 15: 0; June 16: 0; June 17: 0.6; June 18: 0.55; June 19: 0.56; June 20: 0.54; June 21: 0.11; June 22: 0; June 23: 0; June 24: 0; August 1: 0; August 2: 0; August 3: 0; August 4: 0; August 5: 0; August 6: 0; August 7: 0; August 8: 0; August 9: 0; August 10: 0; August 11: 0; August 12: 0; August 13: 0; August 14: 0; August 15: 0; August 16: 0; August 17: 0.16; August 18: 0.13; August 19: 0.12; August 20: 0.11; August 21: 0.03; August 22: 0; August 23: 0; August 24: 0
SCEC_1_PDRP162 | Leapfrog | SCE |  | 0.19 | 0.25 | 0.4 | 2.53 | 0.61 |  |  | 1.09 |  |  |  | February 1: 0; February 2: 0; February 3: 0; February 4: 0; February 5: 0; February 6: 0; February 7: 0; February 8: 0; February 9: 0; February 10: 0; February 11: 0; February 12: 0; February 13: 0; February 14: 0; February 15: 0; February 16: 0; February 17: 0.18; February 18: 0.19; February 19: 0.19; February 20: 0.19; February 21: 0; February 22: 0; February 23: 0; February 24: 0; March 1: 0; March 2: 0; March 3: 0; March 4: 0; March 5: 0; March 6: 0; March 7: 0; March 8: 0; March 9: 0; March 10: 0; March 11: 0; March 12: 0; March 13: 0; March 14: 0; March 15: 0; March 16: 0; March 17: 0; March 18: 0.24; March 19: 0.25; March 20: 0.25; March 21: 0.25; March 22: 0; March 23: 0; March 24: 0; April 1: 0; April 2: 0; April 3: 0; April 4: 0; April 5: 0; April 6: 0; April 7: 0; April 8: 0; April 9: 0; April 10: 0; April 11: 0; April 12: 0; April 13: 0; April 14: 0; April 15: 0; April 16: 0; April 17: 0; April 18: 0.39; April 19: 0.4; April 20: 0.42; April 21: 0.39; April 22: 0; April 23: 0; April 24: 0; May 1: 0; May 2: 0; May 3: 0; May 4: 0; May 5: 0; May 6: 0; May 7: 0; May 8: 0; May 9: 0; May 10: 0; May 11: 0; May 12: 0; May 13: 0; May 14: 0; May 15: 0; May 16: 0; May 17: 0; May 18: 2.59; May 19: 2.53; May 20: 2.51; May 21: 2.44; May 22: 0.19; May 23: 0; May 24: 0; June 1: 0; June 2: 0; June 3: 0; June 4: 0; June 5: 0; June 6: 0; June 7: 0; June 8: 0; June 9: 0; June 10: 0; June 11: 0; June 12: 0; June 13: 0; June 14: 0; June 15: 0; June 16: 0; June 17: 0.67; June 18: 0.61; June 19: 0.63; June 20: 0.6; June 21: 0.12; June 22: 0; June 23: 0; June 24: 0; September 1: 0; September 2: 0; September 3: 0; September 4: 0; September 5: 0; September 6: 0; September 7: 0; September 8: 0; September 9: 0; September 10: 0; September 11: 0; September 12: 0; September 13: 0; September 14: 0; September 15: 0; September 16: 0; September 17: 1.09; September 18: 1.08; September 19: 1.03; September 20: 0.95; September 21: 0.36; September 22: 0; September 23: 0; September 24: 0
SCEC_1_PDRP178 | Leapfrog | SCE |  | 0.11 |  |  |  | 0.49 | 0.36 |  |  | 0.62 |  |  | February 1: 0; February 2: 0; February 3: 0; February 4: 0; February 5: 0; February 6: 0; February 7: 0; February 8: 0; February 9: 0; February 10: 0; February 11: 0; February 12: 0; February 13: 0; February 14: 0; February 15: 0; February 16: 0; February 17: 0.11; February 18: 0.11; February 19: 0.11; February 20: 0.11; February 21: 0; February 22: 0; February 23: 0; February 24: 0; June 1: 0; June 2: 0; June 3: 0; June 4: 0; June 5: 0; June 6: 0; June 7: 0; June 8: 0; June 9: 0; June 10: 0; June 11: 0; June 12: 0; June 13: 0; June 14: 0; June 15: 0; June 16: 0; June 17: 0.54; June 18: 0.49; June 19: 0.5; June 20: 0.48; June 21: 0.1; June 22: 0; June 23: 0; June 24: 0; July 1: 0; July 2: 0; July 3: 0; July 4: 0; July 5: 0; July 6: 0; July 7: 0; July 8: 0; July 9: 0; July 10: 0; July 11: 0; July 12: 0; July 13: 0; July 14: 0; July 15: 0; July 16: 0; July 17: 0.36; July 18: 0.32; July 19: 0.34; July 20: 0.29; July 21: 0.06; July 22: 0; July 23: 0; July 24: 0; October 1: 0; October 2: 0; October 3: 0; October 4: 0; October 5: 0; October 6: 0; October 7: 0; October 8: 0; October 9: 0; October 10: 0; October 11: 0; October 12: 0; October 13: 0; October 14: 0; October 15: 0; October 16: 0; October 17: 0.68; October 18: 0.62; October 19: 0.55; October 20: 0.52; October 21: 0.08; October 22: 0; October 23: 0; October 24: 0
SCEC_1_PDRP179 | Leapfrog | SCE |  | 0.29 |  | 0.23 |  |  | 0.42 | 0.15 | 0.99 |  |  |  | February 1: 0; February 2: 0; February 3: 0; February 4: 0; February 5: 0; February 6: 0; February 7: 0; February 8: 0; February 9: 0; February 10: 0; February 11: 0; February 12: 0; February 13: 0; February 14: 0; February 15: 0; February 16: 0; February 17: 0.28; February 18: 0.29; February 19: 0.29; February 20: 0.29; February 21: 0; February 22: 0; February 23: 0; February 24: 0; April 1: 0; April 2: 0; April 3: 0; April 4: 0; April 5: 0; April 6: 0; April 7: 0; April 8: 0; April 9: 0; April 10: 0; April 11: 0; April 12: 0; April 13: 0; April 14: 0; April 15: 0; April 16: 0; April 17: 0; April 18: 0.22; April 19: 0.23; April 20: 0.24; April 21: 0.22; April 22: 0; April 23: 0; April 24: 0; July 1: 0; July 2: 0; July 3: 0; July 4: 0; July 5: 0; July 6: 0; July 7: 0; July 8: 0; July 9: 0; July 10: 0; July 11: 0; July 12: 0; July 13: 0; July 14: 0; July 15: 0; July 16: 0; July 17: 0.42; July 18: 0.38; July 19: 0.39; July 20: 0.33; July 21: 0.07; July 22: 0; July 23: 0; July 24: 0; August 1: 0; August 2: 0; August 3: 0; August 4: 0; August 5: 0; August 6: 0; August 7: 0; August 8: 0; August 9: 0; August 10: 0; August 11: 0; August 12: 0; August 13: 0; August 14: 0; August 15: 0; August 16: 0; August 17: 0.18; August 18: 0.15; August 19: 0.14; August 20: 0.12; August 21: 0.04; August 22: 0; August 23: 0; August 24: 0; September 1: 0; September 2: 0; September 3: 0; September 4: 0; September 5: 0; September 6: 0; September 7: 0; September 8: 0; September 9: 0; September 10: 0; September 11: 0; September 12: 0; September 13: 0; September 14: 0; September 15: 0; September 16: 0; September 17: 0.99; September 18: 0.98; September 19: 0.94; September 20: 0.87; September 21: 0.33; September 22: 0; September 23: 0; September 24: 0
SCEN_6_PDRP105 | Leapfrog | SCE |  | 0.58 |  |  |  |  | 0.53 | [5 empty] | February 1: 0; February 2: 0; February 3: 0; February 4: 0; February 5: 0; February 6: 0; February 7: 0; February 8: 0; February 9: 0; February 10: 0; February 11: 0; February 12: 0; February 13: 0; February 14: 0; February 15: 0; February 16: 0; February 17: 0.56; February 18: 0.58; February 19: 0.58; February 20: 0.57; February 21: 0; February 22: 0; February 23: 0; February 24: 0; July 1: 0; July 2: 0; July 3: 0; July 4: 0; July 5: 0; July 6: 0; July 7: 0; July 8: 0; July 9: 0; July 10: 0; July 11: 0; July 12: 0; July 13: 0; July 14: 0; July 15: 0; July 16: 0; July 17: 0.53; July 18: 0.47; July 19: 0.5; July 20: 0.42; July 21: 0.09; July 22: 0; July 23: 0; July 24: 0
SCEN_6_PDRP106 | Leapfrog | SCE |  | 0.15 | 0.38 | 0.95 | 0.11 |  | 0.22 |  | 0.54 |  |  |  | February 1: 0; February 2: 0; February 3: 0; February 4: 0; February 5: 0; February 6: 0; February 7: 0; February 8: 0; February 9: 0; February 10: 0; February 11: 0; February 12: 0; February 13: 0; February 14: 0; February 15: 0; February 16: 0; February 17: 0.15; February 18: 0.15; February 19: 0.15; February 20: 0.15; February 21: 0; February 22: 0; February 23: 0; February 24: 0; March 1: 0; March 2: 0; March 3: 0; March 4: 0; March 5: 0; March 6: 0; March 7: 0; March 8: 0; March 9: 0; March 10: 0; March 11: 0; March 12: 0; March 13: 0; March 14: 0; March 15: 0; March 16: 0; March 17: 0; March 18: 0.37; March 19: 0.38; March 20: 0.38; March 21: 0.38; March 22: 0; March 23: 0; March 24: 0; April 1: 0; April 2: 0; April 3: 0; April 4: 0; April 5: 0; April 6: 0; April 7: 0; April 8: 0; April 9: 0; April 10: 0; April 11: 0; April 12: 0; April 13: 0; April 14: 0; April 15: 0; April 16: 0; April 17: 0; April 18: 0.92; April 19: 0.95; April 20: 0.99; April 21: 0.92; April 22: 0; April 23: 0; April 24: 0; May 1: 0; May 2: 0; May 3: 0; May 4: 0; May 5: 0; May 6: 0; May 7: 0; May 8: 0; May 9: 0; May 10: 0; May 11: 0; May 12: 0; May 13: 0; May 14: 0; May 15: 0; May 16: 0; May 17: 0; May 18: 0.11; May 19: 0.11; May 20: 0.11; May 21: 0.11; May 22: 0.01; May 23: 0; May 24: 0; July 1: 0; July 2: 0; July 3: 0; July 4: 0; July 5: 0; July 6: 0; July 7: 0; July 8: 0; July 9: 0; July 10: 0; July 11: 0; July 12: 0; July 13: 0; July 14: 0; July 15: 0; July 16: 0; July 17: 0.22; July 18: 0.2; July 19: 0.21; July 20: 0.17; July 21: 0.04; July 22: 0; July 23: 0; July 24: 0; September 1: 0; September 2: 0; September 3: 0; September 4: 0; September 5: 0; September 6: 0; September 7: 0; September 8: 0; September 9: 0; September 10: 0; September 11: 0; September 12: 0; September 13: 0; September 14: 0; September 15: 0; September 16: 0; September 17: 0.54; September 18: 0.53; September 19: 0.51; September 20: 0.47; September 21: 0.18; September 22: 0; September 23: 0; September 24: 0
SCEN_6_PDRP58 | Leapfrog | SCE |  | 0.12 |  | 0.82 | 0.11 |  | 0.37 | 0.61 |  |  |  |  | February 1: 0; February 2: 0; February 3: 0; February 4: 0; February 5: 0; February 6: 0; February 7: 0; February 8: 0; February 9: 0; February 10: 0; February 11: 0; February 12: 0; February 13: 0; February 14: 0; February 15: 0; February 16: 0; February 17: 0.12; February 18: 0.12; February 19: 0.12; February 20: 0.12; February 21: 0; February 22: 0; February 23: 0; February 24: 0; April 1: 0; April 2: 0; April 3: 0; April 4: 0; April 5: 0; April 6: 0; April 7: 0; April 8: 0; April 9: 0; April 10: 0; April 11: 0; April 12: 0; April 13: 0; April 14: 0; April 15: 0; April 16: 0; April 17: 0; April 18: 0.79; April 19: 0.82; April 20: 0.86; April 21: 0.79; April 22: 0; April 23: 0; April 24: 0; May 1: 0; May 2: 0; May 3: 0; May 4: 0; May 5: 0; May 6: 0; May 7: 0; May 8: 0; May 9: 0; May 10: 0; May 11: 0; May 12: 0; May 13: 0; May 14: 0; May 15: 0; May 16: 0; May 17: 0; May 18: 0.11; May 19: 0.11; May 20: 0.11; May 21: 0.11; May 22: 0.01; May 23: 0; May 24: 0; July 1: 0; July 2: 0; July 3: 0; July 4: 0; July 5: 0; July 6: 0; July 7: 0; July 8: 0; July 9: 0; July 10: 0; July 11: 0; July 12: 0; July 13: 0; July 14: 0; July 15: 0; July 16: 0; July 17: 0.37; July 18: 0.33; July 19: 0.35; July 20: 0.29; July 21: 0.06; July 22: 0; July 23: 0; July 24: 0; August 1: 0; August 2: 0; August 3: 0; August 4: 0; August 5: 0; August 6: 0; August 7: 0; August 8: 0; August 9: 0; August 10: 0; August 11: 0; August 12: 0; August 13: 0; August 14: 0; August 15: 0; August 16: 0; August 17: 0.73; August 18: 0.61; August 19: 0.57; August 20: 0.51; August 21: 0.15; August 22: 0; August 23: 0; August 24: 0
SCEN_6_PDRP62 | Leapfrog | SCE |  | 0.13 |  | 0.28 | 0.25 | 0.62 | 0.28 | 0.1 | 0.11 |  |  |  | February 1: 0; February 2: 0; February 3: 0; February 4: 0; February 5: 0; February 6: 0; February 7: 0; February 8: 0; February 9: 0; February 10: 0; February 11: 0; February 12: 0; February 13: 0; February 14: 0; February 15: 0; February 16: 0; February 17: 0.13; February 18: 0.13; February 19: 0.13; February 20: 0.13; February 21: 0; February 22: 0; February 23: 0; February 24: 0; April 1: 0; April 2: 0; April 3: 0; April 4: 0; April 5: 0; April 6: 0; April 7: 0; April 8: 0; April 9: 0; April 10: 0; April 11: 0; April 12: 0; April 13: 0; April 14: 0; April 15: 0; April 16: 0; April 17: 0; April 18: 0.27; April 19: 0.28; April 20: 0.29; April 21: 0.27; April 22: 0; April 23: 0; April 24: 0; May 1: 0; May 2: 0; May 3: 0; May 4: 0; May 5: 0; May 6: 0; May 7: 0; May 8: 0; May 9: 0; May 10: 0; May 11: 0; May 12: 0; May 13: 0; May 14: 0; May 15: 0; May 16: 0; May 17: 0; May 18: 0.26; May 19: 0.25; May 20: 0.25; May 21: 0.24; May 22: 0.02; May 23: 0; May 24: 0; June 1: 0; June 2: 0; June 3: 0; June 4: 0; June 5: 0; June 6: 0; June 7: 0; June 8: 0; June 9: 0; June 10: 0; June 11: 0; June 12: 0; June 13: 0; June 14: 0; June 15: 0; June 16: 0; June 17: 0.68; June 18: 0.62; June 19: 0.64; June 20: 0.61; June 21: 0.12; June 22: 0; June 23: 0; June 24: 0; July 1: 0; July 2: 0; July 3: 0; July 4: 0; July 5: 0; July 6: 0; July 7: 0; July 8: 0; July 9: 0; July 10: 0; July 11: 0; July 12: 0; July 13: 0; July 14: 0; July 15: 0; July 16: 0; July 17: 0.28; July 18: 0.25; July 19: 0.26; July 20: 0.22; July 21: 0.05; July 22: 0; July 23: 0; July 24: 0; August 1: 0; August 2: 0; August 3: 0; August 4: 0; August 5: 0; August 6: 0; August 7: 0; August 8: 0; August 9: 0; August 10: 0; August 11: 0; August 12: 0; August 13: 0; August 14: 0; August 15: 0; August 16: 0; August 17: 0.12; August 18: 0.1; August 19: 0.09; August 20: 0.08; August 21: 0.03; August 22: 0; August 23: 0; August 24: 0; September 1: 0; September 2: 0; September 3: 0; September 4: 0; September 5: 0; September 6: 0; September 7: 0; September 8: 0; September 9: 0; September 10: 0; September 11: 0; September 12: 0; September 13: 0; September 14: 0; September 15: 0; September 16: 0; September 17: 0.11; September 18: 0.11; September 19: 0.1; September 20: 0.1; September 21: 0.04; September 22: 0; September 23: 0; September 24: 0
SCEN_6_PDRP63 | Leapfrog | SCE |  | 0.12 |  |  |  | 0.18 | 0.56 |  | 0.38 | 0.45 |  |  | February 1: 0; February 2: 0; February 3: 0; February 4: 0; February 5: 0; February 6: 0; February 7: 0; February 8: 0; February 9: 0; February 10: 0; February 11: 0; February 12: 0; February 13: 0; February 14: 0; February 15: 0; February 16: 0; February 17: 0.12; February 18: 0.12; February 19: 0.12; February 20: 0.12; February 21: 0; February 22: 0; February 23: 0; February 24: 0; June 1: 0; June 2: 0; June 3: 0; June 4: 0; June 5: 0; June 6: 0; June 7: 0; June 8: 0; June 9: 0; June 10: 0; June 11: 0; June 12: 0; June 13: 0; June 14: 0; June 15: 0; June 16: 0; June 17: 0.2; June 18: 0.18; June 19: 0.18; June 20: 0.18; June 21: 0.04; June 22: 0; June 23: 0; June 24: 0; July 1: 0; July 2: 0; July 3: 0; July 4: 0; July 5: 0; July 6: 0; July 7: 0; July 8: 0; July 9: 0; July 10: 0; July 11: 0; July 12: 0; July 13: 0; July 14: 0; July 15: 0; July 16: 0; July 17: 0.56; July 18: 0.5; July 19: 0.53; July 20: 0.44; July 21: 0.09; July 22: 0; July 23: 0; July 24: 0; September 1: 0; September 2: 0; September 3: 0; September 4: 0; September 5: 0; September 6: 0; September 7: 0; September 8: 0; September 9: 0; September 10: 0; September 11: 0; September 12: 0; September 13: 0; September 14: 0; September 15: 0; September 16: 0; September 17: 0.38; September 18: 0.38; September 19: 0.36; September 20: 0.33; September 21: 0.13; September 22: 0; September 23: 0; September 24: 0; October 1: 0; October 2: 0; October 3: 0; October 4: 0; October 5: 0; October 6: 0; October 7: 0; October 8: 0; October 9: 0; October 10: 0; October 11: 0; October 12: 0; October 13: 0; October 14: 0; October 15: 0; October 16: 0; October 17: 0.5; October 18: 0.45; October 19: 0.4; October 20: 0.38; October 21: 0.06; October 22: 0; October 23: 0; October 24: 0
SCEN_6_PDRP64 | Leapfrog | SCE |  | 0.51 |  |  |  | 1.09 | 0.58 |  | 0.36 | 0.14 |  |  | February 1: 0; February 2: 0; February 3: 0; February 4: 0; February 5: 0; February 6: 0; February 7: 0; February 8: 0; February 9: 0; February 10: 0; February 11: 0; February 12: 0; February 13: 0; February 14: 0; February 15: 0; February 16: 0; February 17: 0.49; February 18: 0.51; February 19: 0.51; February 20: 0.5; February 21: 0; February 22: 0; February 23: 0; February 24: 0; June 1: 0; June 2: 0; June 3: 0; June 4: 0; June 5: 0; June 6: 0; June 7: 0; June 8: 0; June 9: 0; June 10: 0; June 11: 0; June 12: 0; June 13: 0; June 14: 0; June 15: 0; June 16: 0; June 17: 1.19; June 18: 1.09; June 19: 1.12; June 20: 1.07; June 21: 0.22; June 22: 0; June 23: 0; June 24: 0; July 1: 0; July 2: 0; July 3: 0; July 4: 0; July 5: 0; July 6: 0; July 7: 0; July 8: 0; July 9: 0; July 10: 0; July 11: 0; July 12: 0; July 13: 0; July 14: 0; July 15: 0; July 16: 0; July 17: 0.58; July 18: 0.52; July 19: 0.54; July 20: 0.46; July 21: 0.1; July 22: 0; July 23: 0; July 24: 0; September 1: 0; September 2: 0; September 3: 0; September 4: 0; September 5: 0; September 6: 0; September 7: 0; September 8: 0; September 9: 0; September 10: 0; September 11: 0; September 12: 0; September 13: 0; September 14: 0; September 15: 0; September 16: 0; September 17: 0.36; September 18: 0.36; September 19: 0.34; September 20: 0.32; September 21: 0.12; September 22: 0; September 23: 0; September 24: 0; October 1: 0; October 2: 0; October 3: 0; October 4: 0; October 5: 0; October 6: 0; October 7: 0; October 8: 0; October 9: 0; October 10: 0; October 11: 0; October 12: 0; October 13: 0; October 14: 0; October 15: 0; October 16: 0; October 17: 0.15; October 18: 0.14; October 19: 0.12; October 20: 0.12; October 21: 0.02; October 22: 0; October 23: 0; October 24: 0
SCEN_6_PDRP84 | Leapfrog | SCE |  | 0.51 |  | 0.11 |  | 0.48 |  | 0.66 |  | 0.48 |  |  | February 1: 0; February 2: 0; February 3: 0; February 4: 0; February 5: 0; February 6: 0; February 7: 0; February 8: 0; February 9: 0; February 10: 0; February 11: 0; February 12: 0; February 13: 0; February 14: 0; February 15: 0; February 16: 0; February 17: 0.49; February 18: 0.51; February 19: 0.51; February 20: 0.5; February 21: 0; February 22: 0; February 23: 0; February 24: 0; April 1: 0; April 2: 0; April 3: 0; April 4: 0; April 5: 0; April 6: 0; April 7: 0; April 8: 0; April 9: 0; April 10: 0; April 11: 0; April 12: 0; April 13: 0; April 14: 0; April 15: 0; April 16: 0; April 17: 0; April 18: 0.11; April 19: 0.11; April 20: 0.11; April 21: 0.11; April 22: 0; April 23: 0; April 24: 0; June 1: 0; June 2: 0; June 3: 0; June 4: 0; June 5: 0; June 6: 0; June 7: 0; June 8: 0; June 9: 0; June 10: 0; June 11: 0; June 12: 0; June 13: 0; June 14: 0; June 15: 0; June 16: 0; June 17: 0.52; June 18: 0.48; June 19: 0.49; June 20: 0.47; June 21: 0.1; June 22: 0; June 23: 0; June 24: 0; August 1: 0; August 2: 0; August 3: 0; August 4: 0; August 5: 0; August 6: 0; August 7: 0; August 8: 0; August 9: 0; August 10: 0; August 11: 0; August 12: 0; August 13: 0; August 14: 0; August 15: 0; August 16: 0; August 17: 0.79; August 18: 0.66; August 19: 0.62; August 20: 0.55; August 21: 0.17; August 22: 0; August 23: 0; August 24: 0; October 1: 0; October 2: 0; October 3: 0; October 4: 0; October 5: 0; October 6: 0; October 7: 0; October 8: 0; October 9: 0; October 10: 0; October 11: 0; October 12: 0; October 13: 0; October 14: 0; October 15: 0; October 16: 0; October 17: 0.53; October 18: 0.48; October 19: 0.43; October 20: 0.4; October 21: 0.07; October 22: 0; October 23: 0; October 24: 0
SCEN_6_PDRP86 | Leapfrog | SCE |  | 0.3 | 0.27 |  |  |  | 0.26 | 0.28 |  |  |  |  | February 1: 0; February 2: 0; February 3: 0; February 4: 0; February 5: 0; February 6: 0; February 7: 0; February 8: 0; February 9: 0; February 10: 0; February 11: 0; February 12: 0; February 13: 0; February 14: 0; February 15: 0; February 16: 0; February 17: 0.29; February 18: 0.3; February 19: 0.3; February 20: 0.3; February 21: 0; February 22: 0; February 23: 0; February 24: 0; March 1: 0; March 2: 0; March 3: 0; March 4: 0; March 5: 0; March 6: 0; March 7: 0; March 8: 0; March 9: 0; March 10: 0; March 11: 0; March 12: 0; March 13: 0; March 14: 0; March 15: 0; March 16: 0; March 17: 0; March 18: 0.26; March 19: 0.27; March 20: 0.27; March 21: 0.27; March 22: 0; March 23: 0; March 24: 0; July 1: 0; July 2: 0; July 3: 0; July 4: 0; July 5: 0; July 6: 0; July 7: 0; July 8: 0; July 9: 0; July 10: 0; July 11: 0; July 12: 0; July 13: 0; July 14: 0; July 15: 0; July 16: 0; July 17: 0.26; July 18: 0.23; July 19: 0.24; July 20: 0.21; July 21: 0.04; July 22: 0; July 23: 0; July 24: 0; August 1: 0; August 2: 0; August 3: 0; August 4: 0; August 5: 0; August 6: 0; August 7: 0; August 8: 0; August 9: 0; August 10: 0; August 11: 0; August 12: 0; August 13: 0; August 14: 0; August 15: 0; August 16: 0; August 17: 0.34; August 18: 0.28; August 19: 0.26; August 20: 0.23; August 21: 0.07; August 22: 0; August 23: 0; August 24: 0
SCEN_6_PDRP89 | Leapfrog | SCE |  | 0.13 | 0.16 | 0.11 | 0.11 | 0.22 |  | 0.23 |  |  |  |  | February 1: 0; February 2: 0; February 3: 0; February 4: 0; February 5: 0; February 6: 0; February 7: 0; February 8: 0; February 9: 0; February 10: 0; February 11: 0; February 12: 0; February 13: 0; February 14: 0; February 15: 0; February 16: 0; February 17: 0.13; February 18: 0.13; February 19: 0.13; February 20: 0.13; February 21: 0; February 22: 0; February 23: 0; February 24: 0; March 1: 0; March 2: 0; March 3: 0; March 4: 0; March 5: 0; March 6: 0; March 7: 0; March 8: 0; March 9: 0; March 10: 0; March 11: 0; March 12: 0; March 13: 0; March 14: 0; March 15: 0; March 16: 0; March 17: 0; March 18: 0.15; March 19: 0.16; March 20: 0.16; March 21: 0.16; March 22: 0; March 23: 0; March 24: 0; April 1: 0; April 2: 0; April 3: 0; April 4: 0; April 5: 0; April 6: 0; April 7: 0; April 8: 0; April 9: 0; April 10: 0; April 11: 0; April 12: 0; April 13: 0; April 14: 0; April 15: 0; April 16: 0; April 17: 0; April 18: 0.11; April 19: 0.11; April 20: 0.11; April 21: 0.11; April 22: 0; April 23: 0; April 24: 0; May 1: 0; May 2: 0; May 3: 0; May 4: 0; May 5: 0; May 6: 0; May 7: 0; May 8: 0; May 9: 0; May 10: 0; May 11: 0; May 12: 0; May 13: 0; May 14: 0; May 15: 0; May 16: 0; May 17: 0; May 18: 0.11; May 19: 0.11; May 20: 0.11; May 21: 0.11; May 22: 0.01; May 23: 0; May 24: 0; June 1: 0; June 2: 0; June 3: 0; June 4: 0; June 5: 0; June 6: 0; June 7: 0; June 8: 0; June 9: 0; June 10: 0; June 11: 0; June 12: 0; June 13: 0; June 14: 0; June 15: 0; June 16: 0; June 17: 0.24; June 18: 0.22; June 19: 0.23; June 20: 0.22; June 21: 0.04; June 22: 0; June 23: 0; June 24: 0; August 1: 0; August 2: 0; August 3: 0; August 4: 0; August 5: 0; August 6: 0; August 7: 0; August 8: 0; August 9: 0; August 10: 0; August 11: 0; August 12: 0; August 13: 0; August 14: 0; August 15: 0; August 16: 0; August 17: 0.28; August 18: 0.23; August 19: 0.22; August 20: 0.19; August 21: 0.06; August 22: 0; August 23: 0; August 24: 0
SCEN_6_PDRP91 | Leapfrog | SCE |  | 0.19 |  |  |  | 0.48 |  | 0.28 | 0.36 | 0.1 |  |  | February 1: 0; February 2: 0; February 3: 0; February 4: 0; February 5: 0; February 6: 0; February 7: 0; February 8: 0; February 9: 0; February 10: 0; February 11: 0; February 12: 0; February 13: 0; February 14: 0; February 15: 0; February 16: 0; February 17: 0.18; February 18: 0.19; February 19: 0.19; February 20: 0.19; February 21: 0; February 22: 0; February 23: 0; February 24: 0; June 1: 0; June 2: 0; June 3: 0; June 4: 0; June 5: 0; June 6: 0; June 7: 0; June 8: 0; June 9: 0; June 10: 0; June 11: 0; June 12: 0; June 13: 0; June 14: 0; June 15: 0; June 16: 0; June 17: 0.52; June 18: 0.48; June 19: 0.49; June 20: 0.47; June 21: 0.1; June 22: 0; June 23: 0; June 24: 0; August 1: 0; August 2: 0; August 3: 0; August 4: 0; August 5: 0; August 6: 0; August 7: 0; August 8: 0; August 9: 0; August 10: 0; August 11: 0; August 12: 0; August 13: 0; August 14: 0; August 15: 0; August 16: 0; August 17: 0.34; August 18: 0.28; August 19: 0.26; August 20: 0.23; August 21: 0.07; August 22: 0; August 23: 0; August 24: 0; September 1: 0; September 2: 0; September 3: 0; September 4: 0; September 5: 0; September 6: 0; September 7: 0; September 8: 0; September 9: 0; September 10: 0; September 11: 0; September 12: 0; September 13: 0; September 14: 0; September 15: 0; September 16: 0; September 17: 0.36; September 18: 0.36; September 19: 0.34; September 20: 0.32; September 21: 0.12; September 22: 0; September 23: 0; September 24: 0; October 1: 0; October 2: 0; October 3: 0; October 4: 0; October 5: 0; October 6: 0; October 7: 0; October 8: 0; October 9: 0; October 10: 0; October 11: 0; October 12: 0; October 13: 0; October 14: 0; October 15: 0; October 16: 0; October 17: 0.11; October 18: 0.1; October 19: 0.09; October 20: 0.08; October 21: 0.01; October 22: 0; October 23: 0; October 24: 0
SCEN_6_PDRP96 | Leapfrog | SCE |  | 0.61 |  |  | 0.4 |  | 0.48 | 0.65 | 0.61 |  |  |  | February 1: 0; February 2: 0; February 3: 0; February 4: 0; February 5: 0; February 6: 0; February 7: 0; February 8: 0; February 9: 0; February 10: 0; February 11: 0; February 12: 0; February 13: 0; February 14: 0; February 15: 0; February 16: 0; February 17: 0.59; February 18: 0.61; February 19: 0.61; February 20: 0.6; February 21: 0; February 22: 0; February 23: 0; February 24: 0; May 1: 0; May 2: 0; May 3: 0; May 4: 0; May 5: 0; May 6: 0; May 7: 0; May 8: 0; May 9: 0; May 10: 0; May 11: 0; May 12: 0; May 13: 0; May 14: 0; May 15: 0; May 16: 0; May 17: 0; May 18: 0.41; May 19: 0.4; May 20: 0.4; May 21: 0.39; May 22: 0.03; May 23: 0; May 24: 0; July 1: 0; July 2: 0; July 3: 0; July 4: 0; July 5: 0; July 6: 0; July 7: 0; July 8: 0; July 9: 0; July 10: 0; July 11: 0; July 12: 0; July 13: 0; July 14: 0; July 15: 0; July 16: 0; July 17: 0.48; July 18: 0.43; July 19: 0.45; July 20: 0.38; July 21: 0.08; July 22: 0; July 23: 0; July 24: 0; August 1: 0; August 2: 0; August 3: 0; August 4: 0; August 5: 0; August 6: 0; August 7: 0; August 8: 0; August 9: 0; August 10: 0; August 11: 0; August 12: 0; August 13: 0; August 14: 0; August 15: 0; August 16: 0; August 17: 0.78; August 18: 0.65; August 19: 0.61; August 20: 0.54; August 21: 0.16; August 22: 0; August 23: 0; August 24: 0; September 1: 0; September 2: 0; September 3: 0; September 4: 0; September 5: 0; September 6: 0; September 7: 0; September 8: 0; September 9: 0; September 10: 0; September 11: 0; September 12: 0; September 13: 0; September 14: 0; September 15: 0; September 16: 0; September 17: 0.61; September 18: 0.6; September 19: 0.58; September 20: 0.53; September 21: 0.2; September 22: 0; September 23: 0; September 24: 0
SCEW_2_PDRP106 | Leapfrog | SCE |  | 0.12 |  | 0.19 | 0.53 | 0.3 | 0.1 | 0.11 |  |  |  |  | February 1: 0; February 2: 0; February 3: 0; February 4: 0; February 5: 0; February 6: 0; February 7: 0; February 8: 0; February 9: 0; February 10: 0; February 11: 0; February 12: 0; February 13: 0; February 14: 0; February 15: 0; February 16: 0; February 17: 0.12; February 18: 0.12; February 19: 0.12; February 20: 0.12; February 21: 0; February 22: 0; February 23: 0; February 24: 0; April 1: 0; April 2: 0; April 3: 0; April 4: 0; April 5: 0; April 6: 0; April 7: 0; April 8: 0; April 9: 0; April 10: 0; April 11: 0; April 12: 0; April 13: 0; April 14: 0; April 15: 0; April 16: 0; April 17: 0; April 18: 0.18; April 19: 0.19; April 20: 0.2; April 21: 0.18; April 22: 0; April 23: 0; April 24: 0; May 1: 0; May 2: 0; May 3: 0; May 4: 0; May 5: 0; May 6: 0; May 7: 0; May 8: 0; May 9: 0; May 10: 0; May 11: 0; May 12: 0; May 13: 0; May 14: 0; May 15: 0; May 16: 0; May 17: 0; May 18: 0.54; May 19: 0.53; May 20: 0.53; May 21: 0.51; May 22: 0.04; May 23: 0; May 24: 0; June 1: 0; June 2: 0; June 3: 0; June 4: 0; June 5: 0; June 6: 0; June 7: 0; June 8: 0; June 9: 0; June 10: 0; June 11: 0; June 12: 0; June 13: 0; June 14: 0; June 15: 0; June 16: 0; June 17: 0.33; June 18: 0.3; June 19: 0.31; June 20: 0.29; June 21: 0.06; June 22: 0; June 23: 0; June 24: 0; July 1: 0; July 2: 0; July 3: 0; July 4: 0; July 5: 0; July 6: 0; July 7: 0; July 8: 0; July 9: 0; July 10: 0; July 11: 0; July 12: 0; July 13: 0; July 14: 0; July 15: 0; July 16: 0; July 17: 0.1; July 18: 0.09; July 19: 0.09; July 20: 0.08; July 21: 0.02; July 22: 0; July 23: 0; July 24: 0; August 1: 0; August 2: 0; August 3: 0; August 4: 0; August 5: 0; August 6: 0; August 7: 0; August 8: 0; August 9: 0; August 10: 0; August 11: 0; August 12: 0; August 13: 0; August 14: 0; August 15: 0; August 16: 0; August 17: 0.13; August 18: 0.11; August 19: 0.1; August 20: 0.09; August 21: 0.03; August 22: 0; August 23: 0; August 24: 0
SCEW_2_PDRP116 | Leapfrog | SCE |  | 0.29 | 0.22 | 0.12 | 0.13 | 0.99 | 0.21 | 0.14 | 0.62 | 0.42 | [26 empty] | 0 | 0 | 0 | 0 | 0 | 0 | 0 | 0 | 0 | 0 | 0 | 0 | 0 | 0 | 0 | 0 | 0.28 | 0.29 | 0.29 | 0.29 | 0 | 0 | 0 | 0 | 0 | 0 | 0 | 0 | 0 | 0 | 0 | 0 | 0 | 0 | 0 | 0 | 0 | 0 | 0 | 0 | 0 | 0.21 | 0.22 | 0.22 | 0.22 | 0 | 0 | 0 | 0 | 0 | 0 | 0 | 0 | 0 | 0 | 0 | 0 | 0 | 0 | 0 | 0 | 0 | 0 | 0 | 0 | 0.12 | 0.12 | 0.13 | 0.12 | 0 | 0 | 0 | 0 | 0 | 0 | 0 | 0 | 0 | 0 | 0 | 0 | 0 | 0 | 0 | 0 | 0 | 0 | 0 | 0 | 0.13 | 0.13 | 0.13 | 0.13 | 0.01 | 0 | 0 | 0 | 0 | 0 | 0 | 0 | 0 | 0 | 0 | 0 | 0 | 0 | 0 | 0 | 0 | 0 | 0 | 1.08 | 0.99 | 1.02 | 0.97 | 0.2 | 0 | 0 | 0 | 0 | 0 | 0 | 0 | 0 | 0 | 0 | 0 | 0 | 0 | 0 | 0 | 0 | 0 | 0 | 0 | 0.21 | 0.19 | 0.2 | 0.17 | 0.04 | 0 | 0 | 0 | 0 | 0 | 0 | 0 | 0 | 0 | 0 | 0 | 0 | 0 | 0 | 0 | 0 | 0 | 0 | 0 | 0.17 | 0.14 | 0.13 | 0.12 | 0.04 | 0 | 0 | 0 | 0 | 0 | 0 | 0 | 0 | 0 | 0 | 0 | 0 | 0 | 0 | 0 | 0 | 0 | 0 | 0 | 0.62 | 0.61 | 0.59 | 0.54 | 0.2 | 0 | 0 | 0 | 0 | 0 | 0 | 0 | 0 | 0 | 0 | 0 | 0 | 0 | 0 | 0 | 0 | 0 | 0 | 0 | 0.46 | 0.42 | 0.37 | 0.35 | 0.06 | 0 | 0 | 0
SCEW_2_PDRP117 | Leapfrog | SCE |  | 0.22 | 0.11 | 0.18 | 0.51 | 0.56 | 0.56 | 0.22 | 0.56 | [27 empty] | 0 | 0 | 0 | 0 | 0 | 0 | 0 | 0 | 0 | 0 | 0 | 0 | 0 | 0 | 0 | 0 | 0.21 | 0.22 | 0.22 | 0.22 | 0 | 0 | 0 | 0 | 0 | 0 | 0 | 0 | 0 | 0 | 0 | 0 | 0 | 0 | 0 | 0 | 0 | 0 | 0 | 0 | 0 | 0.11 | 0.11 | 0.11 | 0.11 | 0 | 0 | 0 | 0 | 0 | 0 | 0 | 0 | 0 | 0 | 0 | 0 | 0 | 0 | 0 | 0 | 0 | 0 | 0 | 0 | 0.17 | 0.18 | 0.19 | 0.17 | 0 | 0 | 0 | 0 | 0 | 0 | 0 | 0 | 0 | 0 | 0 | 0 | 0 | 0 | 0 | 0 | 0 | 0 | 0 | 0 | 0.52 | 0.51 | 0.51 | 0.49 | 0.04 | 0 | 0 | 0 | 0 | 0 | 0 | 0 | 0 | 0 | 0 | 0 | 0 | 0 | 0 | 0 | 0 | 0 | 0 | 0.61 | 0.56 | 0.57 | 0.55 | 0.11 | 0 | 0 | 0 | 0 | 0 | 0 | 0 | 0 | 0 | 0 | 0 | 0 | 0 | 0 | 0 | 0 | 0 | 0 | 0 | 0.56 | 0.5 | 0.53 | 0.44 | 0.09 | 0 | 0 | 0 | 0 | 0 | 0 | 0 | 0 | 0 | 0 | 0 | 0 | 0 | 0 | 0 | 0 | 0 | 0 | 0 | 0.26 | 0.22 | 0.21 | 0.18 | 0.06 | 0 | 0 | 0 | 0 | 0 | 0 | 0 | 0 | 0 | 0 | 0 | 0 | 0 | 0 | 0 | 0 | 0 | 0 | 0 | 0.56 | 0.55 | 0.53 | 0.49 | 0.19 | 0 | 0 | 0
SCEW_2_PDRP118 | Leapfrog | SCE |  | 0.15 | 0.45 |  | 0.44 | 0.31 | 0.16 | 0.83 |  | 0.99 |  |  | February 1: 0; February 2: 0; February 3: 0; February 4: 0; February 5: 0; February 6: 0; February 7: 0; February 8: 0; February 9: 0; February 10: 0; February 11: 0; February 12: 0; February 13: 0; February 14: 0; February 15: 0; February 16: 0; February 17: 0.15; February 18: 0.15; February 19: 0.15; February 20: 0.15; February 21: 0; February 22: 0; February 23: 0; February 24: 0; March 1: 0; March 2: 0; March 3: 0; March 4: 0; March 5: 0; March 6: 0; March 7: 0; March 8: 0; March 9: 0; March 10: 0; March 11: 0; March 12: 0; March 13: 0; March 14: 0; March 15: 0; March 16: 0; March 17: 0; March 18: 0.43; March 19: 0.45; March 20: 0.45; March 21: 0.45; March 22: 0; March 23: 0; March 24: 0; May 1: 0; May 2: 0; May 3: 0; May 4: 0; May 5: 0; May 6: 0; May 7: 0; May 8: 0; May 9: 0; May 10: 0; May 11: 0; May 12: 0; May 13: 0; May 14: 0; May 15: 0; May 16: 0; May 17: 0; May 18: 0.45; May 19: 0.44; May 20: 0.44; May 21: 0.42; May 22: 0.03; May 23: 0; May 24: 0; June 1: 0; June 2: 0; June 3: 0; June 4: 0; June 5: 0; June 6: 0; June 7: 0; June 8: 0; June 9: 0; June 10: 0; June 11: 0; June 12: 0; June 13: 0; June 14: 0; June 15: 0; June 16: 0; June 17: 0.34; June 18: 0.31; June 19: 0.32; June 20: 0.3; June 21: 0.06; June 22: 0; June 23: 0; June 24: 0; July 1: 0; July 2: 0; July 3: 0; July 4: 0; July 5: 0; July 6: 0; July 7: 0; July 8: 0; July 9: 0; July 10: 0; July 11: 0; July 12: 0; July 13: 0; July 14: 0; July 15: 0; July 16: 0; July 17: 0.16; July 18: 0.14; July 19: 0.15; July 20: 0.13; July 21: 0.03; July 22: 0; July 23: 0; July 24: 0; August 1: 0; August 2: 0; August 3: 0; August 4: 0; August 5: 0; August 6: 0; August 7: 0; August 8: 0; August 9: 0; August 10: 0; August 11: 0; August 12: 0; August 13: 0; August 14: 0; August 15: 0; August 16: 0; August 17: 1; August 18: 0.83; August 19: 0.78; August 20: 0.69; August 21: 0.21; August 22: 0; August 23: 0; August 24: 0; October 1: 0; October 2: 0; October 3: 0; October 4: 0; October 5: 0; October 6: 0; October 7: 0; October 8: 0; October 9: 0; October 10: 0; October 11: 0; October 12: 0; October 13: 0; October 14: 0; October 15: 0; October 16: 0; October 17: 1.09; October 18: 0.99; October 19: 0.88; October 20: 0.83; October 21: 0.13; October 22: 0; October 23: 0; October 24: 0
SCEW_2_PDRP119 | Leapfrog | SCE |  | 0.11 | 0.22 | 0.11 | 0.13 | 0.21 |  | 0.25 | 0.11 |  |  |  | February 1: 0; February 2: 0; February 3: 0; February 4: 0; February 5: 0; February 6: 0; February 7: 0; February 8: 0; February 9: 0; February 10: 0; February 11: 0; February 12: 0; February 13: 0; February 14: 0; February 15: 0; February 16: 0; February 17: 0.11; February 18: 0.11; February 19: 0.11; February 20: 0.11; February 21: 0; February 22: 0; February 23: 0; February 24: 0; March 1: 0; March 2: 0; March 3: 0; March 4: 0; March 5: 0; March 6: 0; March 7: 0; March 8: 0; March 9: 0; March 10: 0; March 11: 0; March 12: 0; March 13: 0; March 14: 0; March 15: 0; March 16: 0; March 17: 0; March 18: 0.21; March 19: 0.22; March 20: 0.22; March 21: 0.22; March 22: 0; March 23: 0; March 24: 0; April 1: 0; April 2: 0; April 3: 0; April 4: 0; April 5: 0; April 6: 0; April 7: 0; April 8: 0; April 9: 0; April 10: 0; April 11: 0; April 12: 0; April 13: 0; April 14: 0; April 15: 0; April 16: 0; April 17: 0; April 18: 0.11; April 19: 0.11; April 20: 0.11; April 21: 0.11; April 22: 0; April 23: 0; April 24: 0; May 1: 0; May 2: 0; May 3: 0; May 4: 0; May 5: 0; May 6: 0; May 7: 0; May 8: 0; May 9: 0; May 10: 0; May 11: 0; May 12: 0; May 13: 0; May 14: 0; May 15: 0; May 16: 0; May 17: 0; May 18: 0.13; May 19: 0.13; May 20: 0.13; May 21: 0.13; May 22: 0.01; May 23: 0; May 24: 0; June 1: 0; June 2: 0; June 3: 0; June 4: 0; June 5: 0; June 6: 0; June 7: 0; June 8: 0; June 9: 0; June 10: 0; June 11: 0; June 12: 0; June 13: 0; June 14: 0; June 15: 0; June 16: 0; June 17: 0.23; June 18: 0.21; June 19: 0.22; June 20: 0.21; June 21: 0.04; June 22: 0; June 23: 0; June 24: 0; August 1: 0; August 2: 0; August 3: 0; August 4: 0; August 5: 0; August 6: 0; August 7: 0; August 8: 0; August 9: 0; August 10: 0; August 11: 0; August 12: 0; August 13: 0; August 14: 0; August 15: 0; August 16: 0; August 17: 0.3; August 18: 0.25; August 19: 0.23; August 20: 0.21; August 21: 0.06; August 22: 0; August 23: 0; August 24: 0; September 1: 0; September 2: 0; September 3: 0; September 4: 0; September 5: 0; September 6: 0; September 7: 0; September 8: 0; September 9: 0; September 10: 0; September 11: 0; September 12: 0; September 13: 0; September 14: 0; September 15: 0; September 16: 0; September 17: 0.11; September 18: 0.11; September 19: 0.1; September 20: 0.1; September 21: 0.04; September 22: 0; September 23: 0; September 24: 0
SCEW_2_PDRP125 | Leapfrog | SCE |  | 0.3 |  | 0.29 | 0.13 | 0.56 | 0.57 | 0.1 | 0.29 |  |  |  | February 1: 0; February 2: 0; February 3: 0; February 4: 0; February 5: 0; February 6: 0; February 7: 0; February 8: 0; February 9: 0; February 10: 0; February 11: 0; February 12: 0; February 13: 0; February 14: 0; February 15: 0; February 16: 0; February 17: 0.29; February 18: 0.3; February 19: 0.3; February 20: 0.3; February 21: 0; February 22: 0; February 23: 0; February 24: 0; April 1: 0; April 2: 0; April 3: 0; April 4: 0; April 5: 0; April 6: 0; April 7: 0; April 8: 0; April 9: 0; April 10: 0; April 11: 0; April 12: 0; April 13: 0; April 14: 0; April 15: 0; April 16: 0; April 17: 0; April 18: 0.28; April 19: 0.29; April 20: 0.3; April 21: 0.28; April 22: 0; April 23: 0; April 24: 0; May 1: 0; May 2: 0; May 3: 0; May 4: 0; May 5: 0; May 6: 0; May 7: 0; May 8: 0; May 9: 0; May 10: 0; May 11: 0; May 12: 0; May 13: 0; May 14: 0; May 15: 0; May 16: 0; May 17: 0; May 18: 0.13; May 19: 0.13; May 20: 0.13; May 21: 0.13; May 22: 0.01; May 23: 0; May 24: 0; June 1: 0; June 2: 0; June 3: 0; June 4: 0; June 5: 0; June 6: 0; June 7: 0; June 8: 0; June 9: 0; June 10: 0; June 11: 0; June 12: 0; June 13: 0; June 14: 0; June 15: 0; June 16: 0; June 17: 0.61; June 18: 0.56; June 19: 0.57; June 20: 0.55; June 21: 0.11; June 22: 0; June 23: 0; June 24: 0; July 1: 0; July 2: 0; July 3: 0; July 4: 0; July 5: 0; July 6: 0; July 7: 0; July 8: 0; July 9: 0; July 10: 0; July 11: 0; July 12: 0; July 13: 0; July 14: 0; July 15: 0; July 16: 0; July 17: 0.57; July 18: 0.51; July 19: 0.54; July 20: 0.45; July 21: 0.1; July 22: 0; July 23: 0; July 24: 0; August 1: 0; August 2: 0; August 3: 0; August 4: 0; August 5: 0; August 6: 0; August 7: 0; August 8: 0; August 9: 0; August 10: 0; August 11: 0; August 12: 0; August 13: 0; August 14: 0; August 15: 0; August 16: 0; August 17: 0.12; August 18: 0.1; August 19: 0.09; August 20: 0.08; August 21: 0.03; August 22: 0; August 23: 0; August 24: 0; September 1: 0; September 2: 0; September 3: 0; September 4: 0; September 5: 0; September 6: 0; September 7: 0; September 8: 0; September 9: 0; September 10: 0; September 11: 0; September 12: 0; September 13: 0; September 14: 0; September 15: 0; September 16: 0; September 17: 0.29; September 18: 0.29; September 19: 0.28; September 20: 0.25; September 21: 0.1; September 22: 0; September 23: 0; September 24: 0
SCEW_2_PDRP131 | Leapfrog | SCE |  | 0.35 | 0.11 | 0.12 | 0.44 | 0.92 | 0.71 | 0.69 |  | 0.58 | [26 empty] | 0 | 0 | 0 | 0 | 0 | 0 | 0 | 0 | 0 | 0 | 0 | 0 | 0 | 0 | 0 | 0 | 0.34 | 0.35 | 0.35 | 0.35 | 0 | 0 | 0 | 0 | 0 | 0 | 0 | 0 | 0 | 0 | 0 | 0 | 0 | 0 | 0 | 0 | 0 | 0 | 0 | 0 | 0 | 0.11 | 0.11 | 0.11 | 0.11 | 0 | 0 | 0 | 0 | 0 | 0 | 0 | 0 | 0 | 0 | 0 | 0 | 0 | 0 | 0 | 0 | 0 | 0 | 0 | 0 | 0.12 | 0.12 | 0.13 | 0.12 | 0 | 0 | 0 | 0 | 0 | 0 | 0 | 0 | 0 | 0 | 0 | 0 | 0 | 0 | 0 | 0 | 0 | 0 | 0 | 0 | 0.45 | 0.44 | 0.44 | 0.42 | 0.03 | 0 | 0 | 0 | 0 | 0 | 0 | 0 | 0 | 0 | 0 | 0 | 0 | 0 | 0 | 0 | 0 | 0 | 0 | 1 | 0.92 | 0.94 | 0.9 | 0.18 | 0 | 0 | 0 | 0 | 0 | 0 | 0 | 0 | 0 | 0 | 0 | 0 | 0 | 0 | 0 | 0 | 0 | 0 | 0 | 0.71 | 0.63 | 0.67 | 0.56 | 0.12 | 0 | 0 | 0 | 0 | 0 | 0 | 0 | 0 | 0 | 0 | 0 | 0 | 0 | 0 | 0 | 0 | 0 | 0 | 0 | 0.83 | 0.69 | 0.65 | 0.57 | 0.17 | 0 | 0 | 0 | [24 empty] | 0 | 0 | 0 | 0 | 0 | 0 | 0 | 0 | 0 | 0 | 0 | 0 | 0 | 0 | 0 | 0 | 0.64 | 0.58 | 0.52 | 0.49 | 0.08 | 0 | 0 | 0
SCEW_2_PDRP133 | Leapfrog | SCE |  | 0.3 |  | 0.11 |  | 0.1 | 0.22 | 0.11 |  |  |  |  | February 1: 0; February 2: 0; February 3: 0; February 4: 0; February 5: 0; February 6: 0; February 7: 0; February 8: 0; February 9: 0; February 10: 0; February 11: 0; February 12: 0; February 13: 0; February 14: 0; February 15: 0; February 16: 0; February 17: 0.29; February 18: 0.3; February 19: 0.3; February 20: 0.3; February 21: 0; February 22: 0; February 23: 0; February 24: 0; April 1: 0; April 2: 0; April 3: 0; April 4: 0; April 5: 0; April 6: 0; April 7: 0; April 8: 0; April 9: 0; April 10: 0; April 11: 0; April 12: 0; April 13: 0; April 14: 0; April 15: 0; April 16: 0; April 17: 0; April 18: 0.11; April 19: 0.11; April 20: 0.11; April 21: 0.11; April 22: 0; April 23: 0; April 24: 0; June 1: 0; June 2: 0; June 3: 0; June 4: 0; June 5: 0; June 6: 0; June 7: 0; June 8: 0; June 9: 0; June 10: 0; June 11: 0; June 12: 0; June 13: 0; June 14: 0; June 15: 0; June 16: 0; June 17: 0.11; June 18: 0.1; June 19: 0.1; June 20: 0.1; June 21: 0.02; June 22: 0; June 23: 0; June 24: 0; July 1: 0; July 2: 0; July 3: 0; July 4: 0; July 5: 0; July 6: 0; July 7: 0; July 8: 0; July 9: 0; July 10: 0; July 11: 0; July 12: 0; July 13: 0; July 14: 0; July 15: 0; July 16: 0; July 17: 0.22; July 18: 0.2; July 19: 0.21; July 20: 0.17; July 21: 0.04; July 22: 0; July 23: 0; July 24: 0; August 1: 0; August 2: 0; August 3: 0; August 4: 0; August 5: 0; August 6: 0; August 7: 0; August 8: 0; August 9: 0; August 10: 0; August 11: 0; August 12: 0; August 13: 0; August 14: 0; August 15: 0; August 16: 0; August 17: 0.13; August 18: 0.11; August 19: 0.1; August 20: 0.09; August 21: 0.03; August 22: 0; August 23: 0; August 24: 0
SCEW_2_PDRP141 | Leapfrog | SCE |  | 0.12 |  |  |  |  | 0.17 | 0.3 | 0.15 |  |  |  | February 1: 0; February 2: 0; February 3: 0; February 4: 0; February 5: 0; February 6: 0; February 7: 0; February 8: 0; February 9: 0; February 10: 0; February 11: 0; February 12: 0; February 13: 0; February 14: 0; February 15: 0; February 16: 0; February 17: 0.12; February 18: 0.12; February 19: 0.12; February 20: 0.12; February 21: 0; February 22: 0; February 23: 0; February 24: 0; July 1: 0; July 2: 0; July 3: 0; July 4: 0; July 5: 0; July 6: 0; July 7: 0; July 8: 0; July 9: 0; July 10: 0; July 11: 0; July 12: 0; July 13: 0; July 14: 0; July 15: 0; July 16: 0; July 17: 0.17; July 18: 0.15; July 19: 0.16; July 20: 0.13; July 21: 0.03; July 22: 0; July 23: 0; July 24: 0; August 1: 0; August 2: 0; August 3: 0; August 4: 0; August 5: 0; August 6: 0; August 7: 0; August 8: 0; August 9: 0; August 10: 0; August 11: 0; August 12: 0; August 13: 0; August 14: 0; August 15: 0; August 16: 0; August 17: 0.36; August 18: 0.3; August 19: 0.28; August 20: 0.25; August 21: 0.08; August 22: 0; August 23: 0; August 24: 0; September 1: 0; September 2: 0; September 3: 0; September 4: 0; September 5: 0; September 6: 0; September 7: 0; September 8: 0; September 9: 0; September 10: 0; September 11: 0; September 12: 0; September 13: 0; September 14: 0; September 15: 0; September 16: 0; September 17: 0.15; September 18: 0.15; September 19: 0.14; September 20: 0.13; September 21: 0.05; September 22: 0; September 23: 0; September 24: 0
SCEW_2_PDRP172 | Leapfrog | SCE |  | 0.11 | 0.11 | 0.23 | 0.53 | 0.57 |  |  | 0.39 | 0.12 |  |  | February 1: 0; February 2: 0; February 3: 0; February 4: 0; February 5: 0; February 6: 0; February 7: 0; February 8: 0; February 9: 0; February 10: 0; February 11: 0; February 12: 0; February 13: 0; February 14: 0; February 15: 0; February 16: 0; February 17: 0.11; February 18: 0.11; February 19: 0.11; February 20: 0.11; February 21: 0; February 22: 0; February 23: 0; February 24: 0; March 1: 0; March 2: 0; March 3: 0; March 4: 0; March 5: 0; March 6: 0; March 7: 0; March 8: 0; March 9: 0; March 10: 0; March 11: 0; March 12: 0; March 13: 0; March 14: 0; March 15: 0; March 16: 0; March 17: 0; March 18: 0.11; March 19: 0.11; March 20: 0.11; March 21: 0.11; March 22: 0; March 23: 0; March 24: 0; April 1: 0; April 2: 0; April 3: 0; April 4: 0; April 5: 0; April 6: 0; April 7: 0; April 8: 0; April 9: 0; April 10: 0; April 11: 0; April 12: 0; April 13: 0; April 14: 0; April 15: 0; April 16: 0; April 17: 0; April 18: 0.22; April 19: 0.23; April 20: 0.24; April 21: 0.22; April 22: 0; April 23: 0; April 24: 0; May 1: 0; May 2: 0; May 3: 0; May 4: 0; May 5: 0; May 6: 0; May 7: 0; May 8: 0; May 9: 0; May 10: 0; May 11: 0; May 12: 0; May 13: 0; May 14: 0; May 15: 0; May 16: 0; May 17: 0; May 18: 0.54; May 19: 0.53; May 20: 0.53; May 21: 0.51; May 22: 0.04; May 23: 0; May 24: 0; June 1: 0; June 2: 0; June 3: 0; June 4: 0; June 5: 0; June 6: 0; June 7: 0; June 8: 0; June 9: 0; June 10: 0; June 11: 0; June 12: 0; June 13: 0; June 14: 0; June 15: 0; June 16: 0; June 17: 0.62; June 18: 0.57; June 19: 0.59; June 20: 0.56; June 21: 0.11; June 22: 0; June 23: 0; June 24: 0; September 1: 0; September 2: 0; September 3: 0; September 4: 0; September 5: 0; September 6: 0; September 7: 0; September 8: 0; September 9: 0; September 10: 0; September 11: 0; September 12: 0; September 13: 0; September 14: 0; September 15: 0; September 16: 0; September 17: 0.39; September 18: 0.39; September 19: 0.37; September 20: 0.34; September 21: 0.13; September 22: 0; September 23: 0; September 24: 0; October 1: 0; October 2: 0; October 3: 0; October 4: 0; October 5: 0; October 6: 0; October 7: 0; October 8: 0; October 9: 0; October 10: 0; October 11: 0; October 12: 0; October 13: 0; October 14: 0; October 15: 0; October 16: 0; October 17: 0.13; October 18: 0.12; October 19: 0.11; October 20: 0.1; October 21: 0.02; October 22: 0; October 23: 0; October 24: 0
SCEW_2_PDRP174 | Leapfrog | SCE |  | 0.16 | 0.42 | 0.21 | 0.17 |  | 0.45 | 0.37 | 0.17 | 0.36 | [26 empty] | 0 | 0 | 0 | 0 | 0 | 0 | 0 | 0 | 0 | 0 | 0 | 0 | 0 | 0 | 0 | 0 | 0.16 | 0.16 | 0.16 | 0.16 | 0 | 0 | 0 | 0 | 0 | 0 | 0 | 0 | 0 | 0 | 0 | 0 | 0 | 0 | 0 | 0 | 0 | 0 | 0 | 0 | 0 | 0.41 | 0.42 | 0.42 | 0.42 | 0 | 0 | 0 | 0 | 0 | 0 | 0 | 0 | 0 | 0 | 0 | 0 | 0 | 0 | 0 | 0 | 0 | 0 | 0 | 0 | 0.2 | 0.21 | 0.22 | 0.2 | 0 | 0 | 0 | 0 | 0 | 0 | 0 | 0 | 0 | 0 | 0 | 0 | 0 | 0 | 0 | 0 | 0 | 0 | 0 | 0 | 0.17 | 0.17 | 0.17 | 0.16 | 0.01 | 0 | 0 | [24 empty] | 0 | 0 | 0 | 0 | 0 | 0 | 0 | 0 | 0 | 0 | 0 | 0 | 0 | 0 | 0 | 0 | 0.45 | 0.4 | 0.42 | 0.36 | 0.08 | 0 | 0 | 0 | 0 | 0 | 0 | 0 | 0 | 0 | 0 | 0 | 0 | 0 | 0 | 0 | 0 | 0 | 0 | 0 | 0.45 | 0.37 | 0.35 | 0.31 | 0.09 | 0 | 0 | 0 | 0 | 0 | 0 | 0 | 0 | 0 | 0 | 0 | 0 | 0 | 0 | 0 | 0 | 0 | 0 | 0 | 0.17 | 0.17 | 0.16 | 0.15 | 0.06 | 0 | 0 | 0 | 0 | 0 | 0 | 0 | 0 | 0 | 0 | 0 | 0 | 0 | 0 | 0 | 0 | 0 | 0 | 0 | 0.4 | 0.36 | 0.32 | 0.3 | 0.05 | 0 | 0 | 0
SCHD_1_PDRP48 | Leapfrog | SCE |  | 0.2 |  |  | 0.15 |  | 0.14 | 0.1 |  |  |  |  | February 1: 0; February 2: 0; February 3: 0; February 4: 0; February 5: 0; February 6: 0; February 7: 0; February 8: 0; February 9: 0; February 10: 0; February 11: 0; February 12: 0; February 13: 0; February 14: 0; February 15: 0; February 16: 0; February 17: 0.19; February 18: 0.2; February 19: 0.2; February 20: 0.2; February 21: 0; February 22: 0; February 23: 0; February 24: 0; May 1: 0; May 2: 0; May 3: 0; May 4: 0; May 5: 0; May 6: 0; May 7: 0; May 8: 0; May 9: 0; May 10: 0; May 11: 0; May 12: 0; May 13: 0; May 14: 0; May 15: 0; May 16: 0; May 17: 0; May 18: 0.15; May 19: 0.15; May 20: 0.15; May 21: 0.14; May 22: 0.01; May 23: 0; May 24: 0; July 1: 0; July 2: 0; July 3: 0; July 4: 0; July 5: 0; July 6: 0; July 7: 0; July 8: 0; July 9: 0; July 10: 0; July 11: 0; July 12: 0; July 13: 0; July 14: 0; July 15: 0; July 16: 0; July 17: 0.14; July 18: 0.13; July 19: 0.13; July 20: 0.11; July 21: 0.02; July 22: 0; July 23: 0; July 24: 0; August 1: 0; August 2: 0; August 3: 0; August 4: 0; August 5: 0; August 6: 0; August 7: 0; August 8: 0; August 9: 0; August 10: 0; August 11: 0; August 12: 0; August 13: 0; August 14: 0; August 15: 0; August 16: 0; August 17: 0.12; August 18: 0.1; August 19: 0.09; August 20: 0.08; August 21: 0.03; August 22: 0; August 23: 0; August 24: 0
SCNW_6_PDRP48 | Leapfrog | SCE |  | 0.2 |  |  |  | 0.6 | 0.13 |  | 0.21 | 0.13 |  |  | February 1: 0; February 2: 0; February 3: 0; February 4: 0; February 5: 0; February 6: 0; February 7: 0; February 8: 0; February 9: 0; February 10: 0; February 11: 0; February 12: 0; February 13: 0; February 14: 0; February 15: 0; February 16: 0; February 17: 0.19; February 18: 0.2; February 19: 0.2; February 20: 0.2; February 21: 0; February 22: 0; February 23: 0; February 24: 0; June 1: 0; June 2: 0; June 3: 0; June 4: 0; June 5: 0; June 6: 0; June 7: 0; June 8: 0; June 9: 0; June 10: 0; June 11: 0; June 12: 0; June 13: 0; June 14: 0; June 15: 0; June 16: 0; June 17: 0.66; June 18: 0.6; June 19: 0.62; June 20: 0.59; June 21: 0.12; June 22: 0; June 23: 0; June 24: 0; July 1: 0; July 2: 0; July 3: 0; July 4: 0; July 5: 0; July 6: 0; July 7: 0; July 8: 0; July 9: 0; July 10: 0; July 11: 0; July 12: 0; July 13: 0; July 14: 0; July 15: 0; July 16: 0; July 17: 0.13; July 18: 0.12; July 19: 0.12; July 20: 0.1; July 21: 0.02; July 22: 0; July 23: 0; July 24: 0; September 1: 0; September 2: 0; September 3: 0; September 4: 0; September 5: 0; September 6: 0; September 7: 0; September 8: 0; September 9: 0; September 10: 0; September 11: 0; September 12: 0; September 13: 0; September 14: 0; September 15: 0; September 16: 0; September 17: 0.21; September 18: 0.21; September 19: 0.2; September 20: 0.18; September 21: 0.07; September 22: 0; September 23: 0; September 24: 0; October 1: 0; October 2: 0; October 3: 0; October 4: 0; October 5: 0; October 6: 0; October 7: 0; October 8: 0; October 9: 0; October 10: 0; October 11: 0; October 12: 0; October 13: 0; October 14: 0; October 15: 0; October 16: 0; October 17: 0.14; October 18: 0.13; October 19: 0.12; October 20: 0.11; October 21: 0.02; October 22: 0; October 23: 0; October 24: 0
SCNW_6_PDRP50 | Leapfrog | SCE |  | 0.12 |  | 0.15 | 0.18 |  | 0.28 |  | 0.25 |  |  |  | February 1: 0; February 2: 0; February 3: 0; February 4: 0; February 5: 0; February 6: 0; February 7: 0; February 8: 0; February 9: 0; February 10: 0; February 11: 0; February 12: 0; February 13: 0; February 14: 0; February 15: 0; February 16: 0; February 17: 0.12; February 18: 0.12; February 19: 0.12; February 20: 0.12; February 21: 0; February 22: 0; February 23: 0; February 24: 0; April 1: 0; April 2: 0; April 3: 0; April 4: 0; April 5: 0; April 6: 0; April 7: 0; April 8: 0; April 9: 0; April 10: 0; April 11: 0; April 12: 0; April 13: 0; April 14: 0; April 15: 0; April 16: 0; April 17: 0; April 18: 0.14; April 19: 0.15; April 20: 0.16; April 21: 0.15; April 22: 0; April 23: 0; April 24: 0; May 1: 0; May 2: 0; May 3: 0; May 4: 0; May 5: 0; May 6: 0; May 7: 0; May 8: 0; May 9: 0; May 10: 0; May 11: 0; May 12: 0; May 13: 0; May 14: 0; May 15: 0; May 16: 0; May 17: 0; May 18: 0.18; May 19: 0.18; May 20: 0.18; May 21: 0.17; May 22: 0.01; May 23: 0; May 24: 0; July 1: 0; July 2: 0; July 3: 0; July 4: 0; July 5: 0; July 6: 0; July 7: 0; July 8: 0; July 9: 0; July 10: 0; July 11: 0; July 12: 0; July 13: 0; July 14: 0; July 15: 0; July 16: 0; July 17: 0.28; July 18: 0.25; July 19: 0.26; July 20: 0.22; July 21: 0.05; July 22: 0; July 23: 0; July 24: 0; September 1: 0; September 2: 0; September 3: 0; September 4: 0; September 5: 0; September 6: 0; September 7: 0; September 8: 0; September 9: 0; September 10: 0; September 11: 0; September 12: 0; September 13: 0; September 14: 0; September 15: 0; September 16: 0; September 17: 0.25; September 18: 0.25; September 19: 0.24; September 20: 0.22; September 21: 0.08; September 22: 0; September 23: 0; September 24: 0
SCNW_6_PDRP51 | Leapfrog | SCE |  | 0.12 | 0.16 | 0.25 | 0.13 | 0.1 | [6 empty] | February 1: 0; February 2: 0; February 3: 0; February 4: 0; February 5: 0; February 6: 0; February 7: 0; February 8: 0; February 9: 0; February 10: 0; February 11: 0; February 12: 0; February 13: 0; February 14: 0; February 15: 0; February 16: 0; February 17: 0.12; February 18: 0.12; February 19: 0.12; February 20: 0.12; February 21: 0; February 22: 0; February 23: 0; February 24: 0; March 1: 0; March 2: 0; March 3: 0; March 4: 0; March 5: 0; March 6: 0; March 7: 0; March 8: 0; March 9: 0; March 10: 0; March 11: 0; March 12: 0; March 13: 0; March 14: 0; March 15: 0; March 16: 0; March 17: 0; March 18: 0.15; March 19: 0.16; March 20: 0.16; March 21: 0.16; March 22: 0; March 23: 0; March 24: 0; April 1: 0; April 2: 0; April 3: 0; April 4: 0; April 5: 0; April 6: 0; April 7: 0; April 8: 0; April 9: 0; April 10: 0; April 11: 0; April 12: 0; April 13: 0; April 14: 0; April 15: 0; April 16: 0; April 17: 0; April 18: 0.24; April 19: 0.25; April 20: 0.26; April 21: 0.24; April 22: 0; April 23: 0; April 24: 0; May 1: 0; May 2: 0; May 3: 0; May 4: 0; May 5: 0; May 6: 0; May 7: 0; May 8: 0; May 9: 0; May 10: 0; May 11: 0; May 12: 0; May 13: 0; May 14: 0; May 15: 0; May 16: 0; May 17: 0; May 18: 0.13; May 19: 0.13; May 20: 0.13; May 21: 0.13; May 22: 0.01; May 23: 0; May 24: 0; June 1: 0; June 2: 0; June 3: 0; June 4: 0; June 5: 0; June 6: 0; June 7: 0; June 8: 0; June 9: 0; June 10: 0; June 11: 0; June 12: 0; June 13: 0; June 14: 0; June 15: 0; June 16: 0; June 17: 0.11; June 18: 0.1; June 19: 0.1; June 20: 0.1; June 21: 0.02; June 22: 0; June 23: 0; June 24: 0
SDG1_1_PDRP103 | Leapfrog | SDGE |  | 0.17 |  | 0.55 | 0.55 | 0.6 | 0.56 | 0.32 | 0.29 | 0.32 | [26 empty] | 0 | 0 | 0 | 0 | 0 | 0 | 0 | 0 | 0 | 0 | 0 | 0 | 0 | 0 | 0 | 0 | 0.16 | 0.17 | 0.17 | 0.17 | 0 | 0 | 0 | 0 | [24 empty] | 0 | 0 | 0 | 0 | 0 | 0 | 0 | 0 | 0 | 0 | 0 | 0 | 0 | 0 | 0 | 0 | 0 | 0.53 | 0.55 | 0.57 | 0.53 | 0 | 0 | 0 | 0 | 0 | 0 | 0 | 0 | 0 | 0 | 0 | 0 | 0 | 0 | 0 | 0 | 0 | 0 | 0 | 0 | 0.51 | 0.55 | 0.53 | 0.52 | 0 | 0 | 0 | 0 | 0 | 0 | 0 | 0 | 0 | 0 | 0 | 0 | 0 | 0 | 0 | 0 | 0 | 0 | 0 | 0.57 | 0.6 | 0.61 | 0.59 | 0 | 0 | 0 | 0 | 0 | 0 | 0 | 0 | 0 | 0 | 0 | 0 | 0 | 0 | 0 | 0 | 0 | 0 | 0 | 0 | 0.56 | 0.5 | 0.51 | 0.44 | 0.08 | 0 | 0 | 0 | 0 | 0 | 0 | 0 | 0 | 0 | 0 | 0 | 0 | 0 | 0 | 0 | 0 | 0 | 0 | 0 | 0.38 | 0.32 | 0.3 | 0.27 | 0.06 | 0 | 0 | 0 | 0 | 0 | 0 | 0 | 0 | 0 | 0 | 0 | 0 | 0 | 0 | 0 | 0 | 0 | 0 | 0 | 0.29 | 0.27 | 0.25 | 0.24 | 0.04 | 0 | 0 | 0 | 0 | 0 | 0 | 0 | 0 | 0 | 0 | 0 | 0 | 0 | 0 | 0 | 0 | 0 | 0 | 0 | 0.35 | 0.32 | 0.28 | 0.27 | 0.02 | 0 | 0 | 0
SDG1_1_PDRP111 | Leapfrog | SDGE |  | 0.14 | 0.2 | 0.16 |  | 0.13 | 0.35 |  | 0.99 |  |  |  | February 1: 0; February 2: 0; February 3: 0; February 4: 0; February 5: 0; February 6: 0; February 7: 0; February 8: 0; February 9: 0; February 10: 0; February 11: 0; February 12: 0; February 13: 0; February 14: 0; February 15: 0; February 16: 0; February 17: 0.14; February 18: 0.14; February 19: 0.14; February 20: 0.14; February 21: 0; February 22: 0; February 23: 0; February 24: 0; March 1: 0; March 2: 0; March 3: 0; March 4: 0; March 5: 0; March 6: 0; March 7: 0; March 8: 0; March 9: 0; March 10: 0; March 11: 0; March 12: 0; March 13: 0; March 14: 0; March 15: 0; March 16: 0; March 17: 0; March 18: 0.19; March 19: 0.2; March 20: 0.2; March 21: 0.2; March 22: 0; March 23: 0; March 24: 0; April 1: 0; April 2: 0; April 3: 0; April 4: 0; April 5: 0; April 6: 0; April 7: 0; April 8: 0; April 9: 0; April 10: 0; April 11: 0; April 12: 0; April 13: 0; April 14: 0; April 15: 0; April 16: 0; April 17: 0; April 18: 0.15; April 19: 0.16; April 20: 0.17; April 21: 0.16; April 22: 0; April 23: 0; April 24: 0; June 1: 0; June 2: 0; June 3: 0; June 4: 0; June 5: 0; June 6: 0; June 7: 0; June 8: 0; June 9: 0; June 10: 0; June 11: 0; June 12: 0; June 13: 0; June 14: 0; June 15: 0; June 16: 0; June 17: 0.12; June 18: 0.13; June 19: 0.13; June 20: 0.13; June 21: 0; June 22: 0; June 23: 0; June 24: 0; July 1: 0; July 2: 0; July 3: 0; July 4: 0; July 5: 0; July 6: 0; July 7: 0; July 8: 0; July 9: 0; July 10: 0; July 11: 0; July 12: 0; July 13: 0; July 14: 0; July 15: 0; July 16: 0; July 17: 0.35; July 18: 0.31; July 19: 0.32; July 20: 0.28; July 21: 0.05; July 22: 0; July 23: 0; July 24: 0; September 1: 0; September 2: 0; September 3: 0; September 4: 0; September 5: 0; September 6: 0; September 7: 0; September 8: 0; September 9: 0; September 10: 0; September 11: 0; September 12: 0; September 13: 0; September 14: 0; September 15: 0; September 16: 0; September 17: 0.99; September 18: 0.94; September 19: 0.87; September 20: 0.81; September 21: 0.14; September 22: 0; September 23: 0; September 24: 0
SDG1_1_PDRP117 | Leapfrog | SDGE |  | 0.13 | 0.1 | 0.32 | 0.16 | 0.15 | 0.14 | 0.1 | 0.17 | 0.13 | [26 empty] | 0 | 0 | 0 | 0 | 0 | 0 | 0 | 0 | 0 | 0 | 0 | 0 | 0 | 0 | 0 | 0 | 0.13 | 0.13 | 0.13 | 0.13 | 0 | 0 | 0 | 0 | 0 | 0 | 0 | 0 | 0 | 0 | 0 | 0 | 0 | 0 | 0 | 0 | 0 | 0 | 0 | 0 | 0 | 0.1 | 0.1 | 0.1 | 0.1 | 0 | 0 | 0 | 0 | 0 | 0 | 0 | 0 | 0 | 0 | 0 | 0 | 0 | 0 | 0 | 0 | 0 | 0 | 0 | 0 | 0.31 | 0.32 | 0.33 | 0.31 | 0 | 0 | 0 | 0 | 0 | 0 | 0 | 0 | 0 | 0 | 0 | 0 | 0 | 0 | 0 | 0 | 0 | 0 | 0 | 0 | 0.15 | 0.16 | 0.15 | 0.15 | 0 | 0 | 0 | 0 | 0 | 0 | 0 | 0 | 0 | 0 | 0 | 0 | 0 | 0 | 0 | 0 | 0 | 0 | 0 | 0.14 | 0.15 | 0.15 | 0.15 | 0 | 0 | 0 | 0 | 0 | 0 | 0 | 0 | 0 | 0 | 0 | 0 | 0 | 0 | 0 | 0 | 0 | 0 | 0 | 0 | 0.14 | 0.13 | 0.13 | 0.11 | 0.02 | 0 | 0 | 0 | 0 | 0 | 0 | 0 | 0 | 0 | 0 | 0 | 0 | 0 | 0 | 0 | 0 | 0 | 0 | 0 | 0.12 | 0.1 | 0.09 | 0.08 | 0.02 | 0 | 0 | 0 | 0 | 0 | 0 | 0 | 0 | 0 | 0 | 0 | 0 | 0 | 0 | 0 | 0 | 0 | 0 | 0 | 0.17 | 0.16 | 0.15 | 0.14 | 0.02 | 0 | 0 | 0 | 0 | 0 | 0 | 0 | 0 | 0 | 0 | 0 | 0 | 0 | 0 | 0 | 0 | 0 | 0 | 0 | 0.14 | 0.13 | 0.12 | 0.11 | 0.01 | 0 | 0 | 0
SDG1_1_PDRP119 | Leapfrog | SDGE |  | 0.19 | 0.16 | 0.1 | 0.73 | 0.15 | 0.15 | 0.12 | 0.12 | [27 empty] | 0 | 0 | 0 | 0 | 0 | 0 | 0 | 0 | 0 | 0 | 0 | 0 | 0 | 0 | 0 | 0 | 0.18 | 0.19 | 0.19 | 0.19 | 0 | 0 | 0 | 0 | 0 | 0 | 0 | 0 | 0 | 0 | 0 | 0 | 0 | 0 | 0 | 0 | 0 | 0 | 0 | 0 | 0 | 0.15 | 0.16 | 0.16 | 0.16 | 0 | 0 | 0 | 0 | 0 | 0 | 0 | 0 | 0 | 0 | 0 | 0 | 0 | 0 | 0 | 0 | 0 | 0 | 0 | 0 | 0.1 | 0.1 | 0.1 | 0.1 | 0 | 0 | 0 | 0 | 0 | 0 | 0 | 0 | 0 | 0 | 0 | 0 | 0 | 0 | 0 | 0 | 0 | 0 | 0 | 0 | 0.68 | 0.73 | 0.71 | 0.7 | 0 | 0 | 0 | 0 | 0 | 0 | 0 | 0 | 0 | 0 | 0 | 0 | 0 | 0 | 0 | 0 | 0 | 0 | 0 | 0.14 | 0.15 | 0.15 | 0.15 | 0 | 0 | 0 | 0 | 0 | 0 | 0 | 0 | 0 | 0 | 0 | 0 | 0 | 0 | 0 | 0 | 0 | 0 | 0 | 0 | 0.15 | 0.13 | 0.14 | 0.12 | 0.02 | 0 | 0 | 0 | 0 | 0 | 0 | 0 | 0 | 0 | 0 | 0 | 0 | 0 | 0 | 0 | 0 | 0 | 0 | 0 | 0.14 | 0.12 | 0.11 | 0.1 | 0.02 | 0 | 0 | 0 | 0 | 0 | 0 | 0 | 0 | 0 | 0 | 0 | 0 | 0 | 0 | 0 | 0 | 0 | 0 | 0 | 0.12 | 0.11 | 0.1 | 0.1 | 0.02 | 0 | 0 | 0
PGEB_2_PDRP100 | Leapfrog | PGE |  |  | 0.27 | 0.85 | 0.78 | 0.7 | 0.57 | [5 empty] | March 1: 0; March 2: 0; March 3: 0; March 4: 0; March 5: 0; March 6: 0; March 7: 0; March 8: 0; March 9: 0; March 10: 0; March 11: 0; March 12: 0; March 13: 0; March 14: 0; March 15: 0; March 16: 0; March 17: 0; March 18: 0.26; March 19: 0.27; March 20: 0.27; March 21: 0.27; March 22: 0; March 23: 0; March 24: 0; April 1: 0; April 2: 0; April 3: 0; April 4: 0; April 5: 0; April 6: 0; April 7: 0; April 8: 0; April 9: 0; April 10: 0; April 11: 0; April 12: 0; April 13: 0; April 14: 0; April 15: 0; April 16: 0; April 17: 0; April 18: 0.82; April 19: 0.85; April 20: 0.89; April 21: 0.82; April 22: 0; April 23: 0; April 24: 0; May 1: 0; May 2: 0; May 3: 0; May 4: 0; May 5: 0; May 6: 0; May 7: 0; May 8: 0; May 9: 0; May 10: 0; May 11: 0; May 12: 0; May 13: 0; May 14: 0; May 15: 0; May 16: 0; May 17: 0; May 18: 0.8; May 19: 0.78; May 20: 0.78; May 21: 0.75; May 22: 0.06; May 23: 0; May 24: 0; June 1: 0; June 2: 0; June 3: 0; June 4: 0; June 5: 0; June 6: 0; June 7: 0; June 8: 0; June 9: 0; June 10: 0; June 11: 0; June 12: 0; June 13: 0; June 14: 0; June 15: 0; June 16: 0; June 17: 0.76; June 18: 0.7; June 19: 0.72; June 20: 0.68; June 21: 0.14; June 22: 0; June 23: 0; June 24: 0; July 1: 0; July 2: 0; July 3: 0; July 4: 0; July 5: 0; July 6: 0; July 7: 0; July 8: 0; July 9: 0; July 10: 0; July 11: 0; July 12: 0; July 13: 0; July 14: 0; July 15: 0; July 16: 0; July 17: 0.57; July 18: 0.51; July 19: 0.53; July 20: 0.45; July 21: 0.08; July 22: 0; July 23: 0; July 24: 0
PGEB_2_PDRP105 | Leapfrog | PGE |  |  | 0.23 |  |  | 0.45 |  |  | 0.43 | 0.29 |  |  | March 1: 0; March 2: 0; March 3: 0; March 4: 0; March 5: 0; March 6: 0; March 7: 0; March 8: 0; March 9: 0; March 10: 0; March 11: 0; March 12: 0; March 13: 0; March 14: 0; March 15: 0; March 16: 0; March 17: 0; March 18: 0.22; March 19: 0.23; March 20: 0.23; March 21: 0.23; March 22: 0; March 23: 0; March 24: 0; June 1: 0; June 2: 0; June 3: 0; June 4: 0; June 5: 0; June 6: 0; June 7: 0; June 8: 0; June 9: 0; June 10: 0; June 11: 0; June 12: 0; June 13: 0; June 14: 0; June 15: 0; June 16: 0; June 17: 0.49; June 18: 0.45; June 19: 0.46; June 20: 0.44; June 21: 0.09; June 22: 0; June 23: 0; June 24: 0; September 1: 0; September 2: 0; September 3: 0; September 4: 0; September 5: 0; September 6: 0; September 7: 0; September 8: 0; September 9: 0; September 10: 0; September 11: 0; September 12: 0; September 13: 0; September 14: 0; September 15: 0; September 16: 0; September 17: 0.43; September 18: 0.43; September 19: 0.42; September 20: 0.38; September 21: 0.16; September 22: 0; September 23: 0; September 24: 0; October 1: 0; October 2: 0; October 3: 0; October 4: 0; October 5: 0; October 6: 0; October 7: 0; October 8: 0; October 9: 0; October 10: 0; October 11: 0; October 12: 0; October 13: 0; October 14: 0; October 15: 0; October 16: 0; October 17: 0.32; October 18: 0.29; October 19: 0.26; October 20: 0.25; October 21: 0.06; October 22: 0; October 23: 0; October 24: 0
PGEB_2_PDRP61 | Leapfrog | PGE |  |  | 0.86 |  | 0.5 |  | 0.58 | 0.51 |  |  |  |  | March 1: 0; March 2: 0; March 3: 0; March 4: 0; March 5: 0; March 6: 0; March 7: 0; March 8: 0; March 9: 0; March 10: 0; March 11: 0; March 12: 0; March 13: 0; March 14: 0; March 15: 0; March 16: 0; March 17: 0; March 18: 0.83; March 19: 0.86; March 20: 0.87; March 21: 0.85; March 22: 0; March 23: 0; March 24: 0; May 1: 0; May 2: 0; May 3: 0; May 4: 0; May 5: 0; May 6: 0; May 7: 0; May 8: 0; May 9: 0; May 10: 0; May 11: 0; May 12: 0; May 13: 0; May 14: 0; May 15: 0; May 16: 0; May 17: 0; May 18: 0.52; May 19: 0.5; May 20: 0.5; May 21: 0.48; May 22: 0.04; May 23: 0; May 24: 0; July 1: 0; July 2: 0; July 3: 0; July 4: 0; July 5: 0; July 6: 0; July 7: 0; July 8: 0; July 9: 0; July 10: 0; July 11: 0; July 12: 0; July 13: 0; July 14: 0; July 15: 0; July 16: 0; July 17: 0.58; July 18: 0.52; July 19: 0.54; July 20: 0.46; July 21: 0.09; July 22: 0; July 23: 0; July 24: 0; August 1: 0; August 2: 0; August 3: 0; August 4: 0; August 5: 0; August 6: 0; August 7: 0; August 8: 0; August 9: 0; August 10: 0; August 11: 0; August 12: 0; August 13: 0; August 14: 0; August 15: 0; August 16: 0; August 17: 0.61; August 18: 0.51; August 19: 0.48; August 20: 0.42; August 21: 0.12; August 22: 0; August 23: 0; August 24: 0
PGEB_2_PDRP63 | Leapfrog | PGE |  |  | 0.6 | 0.16 |  | 0.19 | 0.17 | 0.14 |  | 0.1 |  |  | March 1: 0; March 2: 0; March 3: 0; March 4: 0; March 5: 0; March 6: 0; March 7: 0; March 8: 0; March 9: 0; March 10: 0; March 11: 0; March 12: 0; March 13: 0; March 14: 0; March 15: 0; March 16: 0; March 17: 0; March 18: 0.58; March 19: 0.6; March 20: 0.6; March 21: 0.59; March 22: 0; March 23: 0; March 24: 0; April 1: 0; April 2: 0; April 3: 0; April 4: 0; April 5: 0; April 6: 0; April 7: 0; April 8: 0; April 9: 0; April 10: 0; April 11: 0; April 12: 0; April 13: 0; April 14: 0; April 15: 0; April 16: 0; April 17: 0; April 18: 0.15; April 19: 0.16; April 20: 0.17; April 21: 0.15; April 22: 0; April 23: 0; April 24: 0; June 1: 0; June 2: 0; June 3: 0; June 4: 0; June 5: 0; June 6: 0; June 7: 0; June 8: 0; June 9: 0; June 10: 0; June 11: 0; June 12: 0; June 13: 0; June 14: 0; June 15: 0; June 16: 0; June 17: 0.21; June 18: 0.19; June 19: 0.19; June 20: 0.19; June 21: 0.04; June 22: 0; June 23: 0; June 24: 0; July 1: 0; July 2: 0; July 3: 0; July 4: 0; July 5: 0; July 6: 0; July 7: 0; July 8: 0; July 9: 0; July 10: 0; July 11: 0; July 12: 0; July 13: 0; July 14: 0; July 15: 0; July 16: 0; July 17: 0.17; July 18: 0.15; July 19: 0.16; July 20: 0.13; July 21: 0.03; July 22: 0; July 23: 0; July 24: 0; August 1: 0; August 2: 0; August 3: 0; August 4: 0; August 5: 0; August 6: 0; August 7: 0; August 8: 0; August 9: 0; August 10: 0; August 11: 0; August 12: 0; August 13: 0; August 14: 0; August 15: 0; August 16: 0; August 17: 0.17; August 18: 0.14; August 19: 0.13; August 20: 0.12; August 21: 0.03; August 22: 0; August 23: 0; August 24: 0; October 1: 0; October 2: 0; October 3: 0; October 4: 0; October 5: 0; October 6: 0; October 7: 0; October 8: 0; October 9: 0; October 10: 0; October 11: 0; October 12: 0; October 13: 0; October 14: 0; October 15: 0; October 16: 0; October 17: 0.11; October 18: 0.1; October 19: 0.09; October 20: 0.09; October 21: 0.02; October 22: 0; October 23: 0; October 24: 0
PGEB_2_PDRP95 | Leapfrog | PGE |  |  | 0.22 |  | 0.41 |  |  | 0.59 | 0.58 |  |  |  | March 1: 0; March 2: 0; March 3: 0; March 4: 0; March 5: 0; March 6: 0; March 7: 0; March 8: 0; March 9: 0; March 10: 0; March 11: 0; March 12: 0; March 13: 0; March 14: 0; March 15: 0; March 16: 0; March 17: 0; March 18: 0.21; March 19: 0.22; March 20: 0.22; March 21: 0.22; March 22: 0; March 23: 0; March 24: 0; May 1: 0; May 2: 0; May 3: 0; May 4: 0; May 5: 0; May 6: 0; May 7: 0; May 8: 0; May 9: 0; May 10: 0; May 11: 0; May 12: 0; May 13: 0; May 14: 0; May 15: 0; May 16: 0; May 17: 0; May 18: 0.42; May 19: 0.41; May 20: 0.41; May 21: 0.4; May 22: 0.03; May 23: 0; May 24: 0; August 1: 0; August 2: 0; August 3: 0; August 4: 0; August 5: 0; August 6: 0; August 7: 0; August 8: 0; August 9: 0; August 10: 0; August 11: 0; August 12: 0; August 13: 0; August 14: 0; August 15: 0; August 16: 0; August 17: 0.71; August 18: 0.59; August 19: 0.55; August 20: 0.49; August 21: 0.14; August 22: 0; August 23: 0; August 24: 0; September 1: 0; September 2: 0; September 3: 0; September 4: 0; September 5: 0; September 6: 0; September 7: 0; September 8: 0; September 9: 0; September 10: 0; September 11: 0; September 12: 0; September 13: 0; September 14: 0; September 15: 0; September 16: 0; September 17: 0.58; September 18: 0.58; September 19: 0.56; September 20: 0.52; September 21: 0.22; September 22: 0; September 23: 0; September 24: 0
PGF1_2_PDRP64 | Leapfrog | PGE |  |  | 0.15 |  |  | 0.46 | [6 empty] | March 1: 0; March 2: 0; March 3: 0; March 4: 0; March 5: 0; March 6: 0; March 7: 0; March 8: 0; March 9: 0; March 10: 0; March 11: 0; March 12: 0; March 13: 0; March 14: 0; March 15: 0; March 16: 0; March 17: 0; March 18: 0.14; March 19: 0.15; March 20: 0.15; March 21: 0.15; March 22: 0; March 23: 0; March 24: 0; June 1: 0; June 2: 0; June 3: 0; June 4: 0; June 5: 0; June 6: 0; June 7: 0; June 8: 0; June 9: 0; June 10: 0; June 11: 0; June 12: 0; June 13: 0; June 14: 0; June 15: 0; June 16: 0; June 17: 0.5; June 18: 0.46; June 19: 0.47; June 20: 0.45; June 21: 0.09; June 22: 0; June 23: 0; June 24: 0
PGF1_2_PDRP72 | Leapfrog | PGE |  |  | 0.13 | 0.77 |  | 0.11 | 0.25 |  | 0.21 |  |  |  | March 1: 0; March 2: 0; March 3: 0; March 4: 0; March 5: 0; March 6: 0; March 7: 0; March 8: 0; March 9: 0; March 10: 0; March 11: 0; March 12: 0; March 13: 0; March 14: 0; March 15: 0; March 16: 0; March 17: 0; March 18: 0.13; March 19: 0.13; March 20: 0.13; March 21: 0.13; March 22: 0; March 23: 0; March 24: 0; April 1: 0; April 2: 0; April 3: 0; April 4: 0; April 5: 0; April 6: 0; April 7: 0; April 8: 0; April 9: 0; April 10: 0; April 11: 0; April 12: 0; April 13: 0; April 14: 0; April 15: 0; April 16: 0; April 17: 0; April 18: 0.74; April 19: 0.77; April 20: 0.8; April 21: 0.75; April 22: 0; April 23: 0; April 24: 0; June 1: 0; June 2: 0; June 3: 0; June 4: 0; June 5: 0; June 6: 0; June 7: 0; June 8: 0; June 9: 0; June 10: 0; June 11: 0; June 12: 0; June 13: 0; June 14: 0; June 15: 0; June 16: 0; June 17: 0.12; June 18: 0.11; June 19: 0.11; June 20: 0.11; June 21: 0.02; June 22: 0; June 23: 0; June 24: 0; July 1: 0; July 2: 0; July 3: 0; July 4: 0; July 5: 0; July 6: 0; July 7: 0; July 8: 0; July 9: 0; July 10: 0; July 11: 0; July 12: 0; July 13: 0; July 14: 0; July 15: 0; July 16: 0; July 17: 0.25; July 18: 0.22; July 19: 0.23; July 20: 0.2; July 21: 0.04; July 22: 0; July 23: 0; July 24: 0; September 1: 0; September 2: 0; September 3: 0; September 4: 0; September 5: 0; September 6: 0; September 7: 0; September 8: 0; September 9: 0; September 10: 0; September 11: 0; September 12: 0; September 13: 0; September 14: 0; September 15: 0; September 16: 0; September 17: 0.21; September 18: 0.21; September 19: 0.2; September 20: 0.19; September 21: 0.08; September 22: 0; September 23: 0; September 24: 0
PGF1_2_PDRP79 | Leapfrog | PGE |  |  | 0.1 |  | 0.11 | 0.41 |  |  | 0.28 |  |  |  | March 1: 0; March 2: 0; March 3: 0; March 4: 0; March 5: 0; March 6: 0; March 7: 0; March 8: 0; March 9: 0; March 10: 0; March 11: 0; March 12: 0; March 13: 0; March 14: 0; March 15: 0; March 16: 0; March 17: 0; March 18: 0.1; March 19: 0.1; March 20: 0.1; March 21: 0.1; March 22: 0; March 23: 0; March 24: 0; May 1: 0; May 2: 0; May 3: 0; May 4: 0; May 5: 0; May 6: 0; May 7: 0; May 8: 0; May 9: 0; May 10: 0; May 11: 0; May 12: 0; May 13: 0; May 14: 0; May 15: 0; May 16: 0; May 17: 0; May 18: 0.11; May 19: 0.11; May 20: 0.11; May 21: 0.11; May 22: 0.01; May 23: 0; May 24: 0; June 1: 0; June 2: 0; June 3: 0; June 4: 0; June 5: 0; June 6: 0; June 7: 0; June 8: 0; June 9: 0; June 10: 0; June 11: 0; June 12: 0; June 13: 0; June 14: 0; June 15: 0; June 16: 0; June 17: 0.45; June 18: 0.41; June 19: 0.42; June 20: 0.4; June 21: 0.08; June 22: 0; June 23: 0; June 24: 0; September 1: 0; September 2: 0; September 3: 0; September 4: 0; September 5: 0; September 6: 0; September 7: 0; September 8: 0; September 9: 0; September 10: 0; September 11: 0; September 12: 0; September 13: 0; September 14: 0; September 15: 0; September 16: 0; September 17: 0.28; September 18: 0.28; September 19: 0.27; September 20: 0.25; September 21: 0.1; September 22: 0; September 23: 0; September 24: 0
PGF1_2_PDRP87 | Leapfrog | PGE |  |  | 0.5 |  |  | 0.55 |  | 0.29 | 0.99 | 0.15 |  |  | March 1: 0; March 2: 0; March 3: 0; March 4: 0; March 5: 0; March 6: 0; March 7: 0; March 8: 0; March 9: 0; March 10: 0; March 11: 0; March 12: 0; March 13: 0; March 14: 0; March 15: 0; March 16: 0; March 17: 0; March 18: 0.48; March 19: 0.5; March 20: 0.5; March 21: 0.49; March 22: 0; March 23: 0; March 24: 0; June 1: 0; June 2: 0; June 3: 0; June 4: 0; June 5: 0; June 6: 0; June 7: 0; June 8: 0; June 9: 0; June 10: 0; June 11: 0; June 12: 0; June 13: 0; June 14: 0; June 15: 0; June 16: 0; June 17: 0.6; June 18: 0.55; June 19: 0.56; June 20: 0.54; June 21: 0.11; June 22: 0; June 23: 0; June 24: 0; August 1: 0; August 2: 0; August 3: 0; August 4: 0; August 5: 0; August 6: 0; August 7: 0; August 8: 0; August 9: 0; August 10: 0; August 11: 0; August 12: 0; August 13: 0; August 14: 0; August 15: 0; August 16: 0; August 17: 0.35; August 18: 0.29; August 19: 0.27; August 20: 0.24; August 21: 0.07; August 22: 0; August 23: 0; August 24: 0; September 1: 0; September 2: 0; September 3: 0; September 4: 0; September 5: 0; September 6: 0; September 7: 0; September 8: 0; September 9: 0; September 10: 0; September 11: 0; September 12: 0; September 13: 0; September 14: 0; September 15: 0; September 16: 0; September 17: 0.99; September 18: 0.99; September 19: 0.96; September 20: 0.88; September 21: 0.37; September 22: 0; September 23: 0; September 24: 0; October 1: 0; October 2: 0; October 3: 0; October 4: 0; October 5: 0; October 6: 0; October 7: 0; October 8: 0; October 9: 0; October 10: 0; October 11: 0; October 12: 0; October 13: 0; October 14: 0; October 15: 0; October 16: 0; October 17: 0.17; October 18: 0.15; October 19: 0.13; October 20: 0.13; October 21: 0.03; October 22: 0; October 23: 0; October 24: 0
PGKN_2_PDRP43 | Leapfrog | PGE |  |  | 0.11 | 0.1 | 0.1 |  | 0.12 | 0.42 |  |  |  |  | March 1: 0; March 2: 0; March 3: 0; March 4: 0; March 5: 0; March 6: 0; March 7: 0; March 8: 0; March 9: 0; March 10: 0; March 11: 0; March 12: 0; March 13: 0; March 14: 0; March 15: 0; March 16: 0; March 17: 0; March 18: 0.11; March 19: 0.11; March 20: 0.11; March 21: 0.11; March 22: 0; March 23: 0; March 24: 0; April 1: 0; April 2: 0; April 3: 0; April 4: 0; April 5: 0; April 6: 0; April 7: 0; April 8: 0; April 9: 0; April 10: 0; April 11: 0; April 12: 0; April 13: 0; April 14: 0; April 15: 0; April 16: 0; April 17: 0; April 18: 0.1; April 19: 0.1; April 20: 0.1; April 21: 0.1; April 22: 0; April 23: 0; April 24: 0; May 1: 0; May 2: 0; May 3: 0; May 4: 0; May 5: 0; May 6: 0; May 7: 0; May 8: 0; May 9: 0; May 10: 0; May 11: 0; May 12: 0; May 13: 0; May 14: 0; May 15: 0; May 16: 0; May 17: 0; May 18: 0.1; May 19: 0.1; May 20: 0.1; May 21: 0.1; May 22: 0.01; May 23: 0; May 24: 0; July 1: 0; July 2: 0; July 3: 0; July 4: 0; July 5: 0; July 6: 0; July 7: 0; July 8: 0; July 9: 0; July 10: 0; July 11: 0; July 12: 0; July 13: 0; July 14: 0; July 15: 0; July 16: 0; July 17: 0.12; July 18: 0.11; July 19: 0.11; July 20: 0.09; July 21: 0.02; July 22: 0; July 23: 0; July 24: 0; August 1: 0; August 2: 0; August 3: 0; August 4: 0; August 5: 0; August 6: 0; August 7: 0; August 8: 0; August 9: 0; August 10: 0; August 11: 0; August 12: 0; August 13: 0; August 14: 0; August 15: 0; August 16: 0; August 17: 0.5; August 18: 0.42; August 19: 0.39; August 20: 0.35; August 21: 0.1; August 22: 0; August 23: 0; August 24: 0
PGNB_2_PDRP30 | Leapfrog | PGE |  |  | 0.14 |  | 0.12 |  |  | 0.16 |  |  |  |  | March 1: 0; March 2: 0; March 3: 0; March 4: 0; March 5: 0; March 6: 0; March 7: 0; March 8: 0; March 9: 0; March 10: 0; March 11: 0; March 12: 0; March 13: 0; March 14: 0; March 15: 0; March 16: 0; March 17: 0; March 18: 0.14; March 19: 0.14; March 20: 0.14; March 21: 0.14; March 22: 0; March 23: 0; March 24: 0; May 1: 0; May 2: 0; May 3: 0; May 4: 0; May 5: 0; May 6: 0; May 7: 0; May 8: 0; May 9: 0; May 10: 0; May 11: 0; May 12: 0; May 13: 0; May 14: 0; May 15: 0; May 16: 0; May 17: 0; May 18: 0.12; May 19: 0.12; May 20: 0.12; May 21: 0.12; May 22: 0.01; May 23: 0; May 24: 0; August 1: 0; August 2: 0; August 3: 0; August 4: 0; August 5: 0; August 6: 0; August 7: 0; August 8: 0; August 9: 0; August 10: 0; August 11: 0; August 12: 0; August 13: 0; August 14: 0; August 15: 0; August 16: 0; August 17: 0.19; August 18: 0.16; August 19: 0.15; August 20: 0.13; August 21: 0.04; August 22: 0; August 23: 0; August 24: 0
PGNC_1_PDRP18 | Leapfrog | PGE |  |  | 0.52 | [9 empty] | March 1: 0; March 2: 0; March 3: 0; March 4: 0; March 5: 0; March 6: 0; March 7: 0; March 8: 0; March 9: 0; March 10: 0; March 11: 0; March 12: 0; March 13: 0; March 14: 0; March 15: 0; March 16: 0; March 17: 0; March 18: 0.5; March 19: 0.52; March 20: 0.52; March 21: 0.51; March 22: 0; March 23: 0; March 24: 0
PGNP_2_PDRP42 | Leapfrog | PGE |  |  | 0.1 | 0.1 | 0.14 | 0.53 | 0.12 | [5 empty] | March 1: 0; March 2: 0; March 3: 0; March 4: 0; March 5: 0; March 6: 0; March 7: 0; March 8: 0; March 9: 0; March 10: 0; March 11: 0; March 12: 0; March 13: 0; March 14: 0; March 15: 0; March 16: 0; March 17: 0; March 18: 0.1; March 19: 0.1; March 20: 0.1; March 21: 0.1; March 22: 0; March 23: 0; March 24: 0; April 1: 0; April 2: 0; April 3: 0; April 4: 0; April 5: 0; April 6: 0; April 7: 0; April 8: 0; April 9: 0; April 10: 0; April 11: 0; April 12: 0; April 13: 0; April 14: 0; April 15: 0; April 16: 0; April 17: 0; April 18: 0.1; April 19: 0.1; April 20: 0.1; April 21: 0.1; April 22: 0; April 23: 0; April 24: 0; May 1: 0; May 2: 0; May 3: 0; May 4: 0; May 5: 0; May 6: 0; May 7: 0; May 8: 0; May 9: 0; May 10: 0; May 11: 0; May 12: 0; May 13: 0; May 14: 0; May 15: 0; May 16: 0; May 17: 0; May 18: 0.14; May 19: 0.14; May 20: 0.14; May 21: 0.13; May 22: 0.01; May 23: 0; May 24: 0; June 1: 0; June 2: 0; June 3: 0; June 4: 0; June 5: 0; June 6: 0; June 7: 0; June 8: 0; June 9: 0; June 10: 0; June 11: 0; June 12: 0; June 13: 0; June 14: 0; June 15: 0; June 16: 0; June 17: 0.58; June 18: 0.53; June 19: 0.54; June 20: 0.52; June 21: 0.1; June 22: 0; June 23: 0; June 24: 0; July 1: 0; July 2: 0; July 3: 0; July 4: 0; July 5: 0; July 6: 0; July 7: 0; July 8: 0; July 9: 0; July 10: 0; July 11: 0; July 12: 0; July 13: 0; July 14: 0; July 15: 0; July 16: 0; July 17: 0.12; July 18: 0.11; July 19: 0.11; July 20: 0.09; July 21: 0.02; July 22: 0; July 23: 0; July 24: 0
PGNP_2_PDRP46 | Leapfrog | PGE |  |  | 0.76 | 0.15 |  | 0.11 | 0.29 |  | 0.1 | 0.19 |  |  | March 1: 0; March 2: 0; March 3: 0; March 4: 0; March 5: 0; March 6: 0; March 7: 0; March 8: 0; March 9: 0; March 10: 0; March 11: 0; March 12: 0; March 13: 0; March 14: 0; March 15: 0; March 16: 0; March 17: 0; March 18: 0.73; March 19: 0.76; March 20: 0.77; March 21: 0.75; March 22: 0; March 23: 0; March 24: 0; April 1: 0; April 2: 0; April 3: 0; April 4: 0; April 5: 0; April 6: 0; April 7: 0; April 8: 0; April 9: 0; April 10: 0; April 11: 0; April 12: 0; April 13: 0; April 14: 0; April 15: 0; April 16: 0; April 17: 0; April 18: 0.14; April 19: 0.15; April 20: 0.16; April 21: 0.15; April 22: 0; April 23: 0; April 24: 0; June 1: 0; June 2: 0; June 3: 0; June 4: 0; June 5: 0; June 6: 0; June 7: 0; June 8: 0; June 9: 0; June 10: 0; June 11: 0; June 12: 0; June 13: 0; June 14: 0; June 15: 0; June 16: 0; June 17: 0.12; June 18: 0.11; June 19: 0.11; June 20: 0.11; June 21: 0.02; June 22: 0; June 23: 0; June 24: 0; July 1: 0; July 2: 0; July 3: 0; July 4: 0; July 5: 0; July 6: 0; July 7: 0; July 8: 0; July 9: 0; July 10: 0; July 11: 0; July 12: 0; July 13: 0; July 14: 0; July 15: 0; July 16: 0; July 17: 0.29; July 18: 0.26; July 19: 0.27; July 20: 0.23; July 21: 0.04; July 22: 0; July 23: 0; July 24: 0; September 1: 0; September 2: 0; September 3: 0; September 4: 0; September 5: 0; September 6: 0; September 7: 0; September 8: 0; September 9: 0; September 10: 0; September 11: 0; September 12: 0; September 13: 0; September 14: 0; September 15: 0; September 16: 0; September 17: 0.1; September 18: 0.1; September 19: 0.1; September 20: 0.09; September 21: 0.04; September 22: 0; September 23: 0; September 24: 0; October 1: 0; October 2: 0; October 3: 0; October 4: 0; October 5: 0; October 6: 0; October 7: 0; October 8: 0; October 9: 0; October 10: 0; October 11: 0; October 12: 0; October 13: 0; October 14: 0; October 15: 0; October 16: 0; October 17: 0.21; October 18: 0.19; October 19: 0.17; October 20: 0.16; October 21: 0.04; October 22: 0; October 23: 0; October 24: 0
PGP2_2_PDRP60 | Leapfrog | PGE |  |  | 0.2 | 0.14 |  |  | 0.21 |  | 0.12 |  |  |  | March 1: 0; March 2: 0; March 3: 0; March 4: 0; March 5: 0; March 6: 0; March 7: 0; March 8: 0; March 9: 0; March 10: 0; March 11: 0; March 12: 0; March 13: 0; March 14: 0; March 15: 0; March 16: 0; March 17: 0; March 18: 0.19; March 19: 0.2; March 20: 0.2; March 21: 0.2; March 22: 0; March 23: 0; March 24: 0; April 1: 0; April 2: 0; April 3: 0; April 4: 0; April 5: 0; April 6: 0; April 7: 0; April 8: 0; April 9: 0; April 10: 0; April 11: 0; April 12: 0; April 13: 0; April 14: 0; April 15: 0; April 16: 0; April 17: 0; April 18: 0.13; April 19: 0.14; April 20: 0.15; April 21: 0.14; April 22: 0; April 23: 0; April 24: 0; July 1: 0; July 2: 0; July 3: 0; July 4: 0; July 5: 0; July 6: 0; July 7: 0; July 8: 0; July 9: 0; July 10: 0; July 11: 0; July 12: 0; July 13: 0; July 14: 0; July 15: 0; July 16: 0; July 17: 0.21; July 18: 0.19; July 19: 0.19; July 20: 0.17; July 21: 0.03; July 22: 0; July 23: 0; July 24: 0; September 1: 0; September 2: 0; September 3: 0; September 4: 0; September 5: 0; September 6: 0; September 7: 0; September 8: 0; September 9: 0; September 10: 0; September 11: 0; September 12: 0; September 13: 0; September 14: 0; September 15: 0; September 16: 0; September 17: 0.12; September 18: 0.12; September 19: 0.12; September 20: 0.11; September 21: 0.04; September 22: 0; September 23: 0; September 24: 0
PGP2_2_PDRP65 | Leapfrog | PGE |  |  | 0.15 |  | 0.47 | 0.1 | [6 empty] | March 1: 0; March 2: 0; March 3: 0; March 4: 0; March 5: 0; March 6: 0; March 7: 0; March 8: 0; March 9: 0; March 10: 0; March 11: 0; March 12: 0; March 13: 0; March 14: 0; March 15: 0; March 16: 0; March 17: 0; March 18: 0.14; March 19: 0.15; March 20: 0.15; March 21: 0.15; March 22: 0; March 23: 0; March 24: 0; May 1: 0; May 2: 0; May 3: 0; May 4: 0; May 5: 0; May 6: 0; May 7: 0; May 8: 0; May 9: 0; May 10: 0; May 11: 0; May 12: 0; May 13: 0; May 14: 0; May 15: 0; May 16: 0; May 17: 0; May 18: 0.48; May 19: 0.47; May 20: 0.47; May 21: 0.45; May 22: 0.04; May 23: 0; May 24: 0; June 1: 0; June 2: 0; June 3: 0; June 4: 0; June 5: 0; June 6: 0; June 7: 0; June 8: 0; June 9: 0; June 10: 0; June 11: 0; June 12: 0; June 13: 0; June 14: 0; June 15: 0; June 16: 0; June 17: 0.11; June 18: 0.1; June 19: 0.1; June 20: 0.1; June 21: 0.02; June 22: 0; June 23: 0; June 24: 0
PGSB_1_PDRP74 | Leapfrog | PGE |  |  | 0.18 |  |  |  | 0.6 | [5 empty] | March 1: 0; March 2: 0; March 3: 0; March 4: 0; March 5: 0; March 6: 0; March 7: 0; March 8: 0; March 9: 0; March 10: 0; March 11: 0; March 12: 0; March 13: 0; March 14: 0; March 15: 0; March 16: 0; March 17: 0; March 18: 0.17; March 19: 0.18; March 20: 0.18; March 21: 0.18; March 22: 0; March 23: 0; March 24: 0; July 1: 0; July 2: 0; July 3: 0; July 4: 0; July 5: 0; July 6: 0; July 7: 0; July 8: 0; July 9: 0; July 10: 0; July 11: 0; July 12: 0; July 13: 0; July 14: 0; July 15: 0; July 16: 0; July 17: 0.6; July 18: 0.54; July 19: 0.55; July 20: 0.47; July 21: 0.09; July 22: 0; July 23: 0; July 24: 0
PGSB_1_PDRP89 | Leapfrog | PGE |  |  | 0.1 | 0.1 | 0.12 | 0.12 | 0.11 | 0.12 |  |  |  |  | March 1: 0; March 2: 0; March 3: 0; March 4: 0; March 5: 0; March 6: 0; March 7: 0; March 8: 0; March 9: 0; March 10: 0; March 11: 0; March 12: 0; March 13: 0; March 14: 0; March 15: 0; March 16: 0; March 17: 0; March 18: 0.1; March 19: 0.1; March 20: 0.1; March 21: 0.1; March 22: 0; March 23: 0; March 24: 0; April 1: 0; April 2: 0; April 3: 0; April 4: 0; April 5: 0; April 6: 0; April 7: 0; April 8: 0; April 9: 0; April 10: 0; April 11: 0; April 12: 0; April 13: 0; April 14: 0; April 15: 0; April 16: 0; April 17: 0; April 18: 0.1; April 19: 0.1; April 20: 0.1; April 21: 0.1; April 22: 0; April 23: 0; April 24: 0; May 1: 0; May 2: 0; May 3: 0; May 4: 0; May 5: 0; May 6: 0; May 7: 0; May 8: 0; May 9: 0; May 10: 0; May 11: 0; May 12: 0; May 13: 0; May 14: 0; May 15: 0; May 16: 0; May 17: 0; May 18: 0.12; May 19: 0.12; May 20: 0.12; May 21: 0.12; May 22: 0.01; May 23: 0; May 24: 0; June 1: 0; June 2: 0; June 3: 0; June 4: 0; June 5: 0; June 6: 0; June 7: 0; June 8: 0; June 9: 0; June 10: 0; June 11: 0; June 12: 0; June 13: 0; June 14: 0; June 15: 0; June 16: 0; June 17: 0.13; June 18: 0.12; June 19: 0.12; June 20: 0.12; June 21: 0.02; June 22: 0; June 23: 0; June 24: 0; July 1: 0; July 2: 0; July 3: 0; July 4: 0; July 5: 0; July 6: 0; July 7: 0; July 8: 0; July 9: 0; July 10: 0; July 11: 0; July 12: 0; July 13: 0; July 14: 0; July 15: 0; July 16: 0; July 17: 0.11; July 18: 0.1; July 19: 0.1; July 20: 0.09; July 21: 0.02; July 22: 0; July 23: 0; July 24: 0; August 1: 0; August 2: 0; August 3: 0; August 4: 0; August 5: 0; August 6: 0; August 7: 0; August 8: 0; August 9: 0; August 10: 0; August 11: 0; August 12: 0; August 13: 0; August 14: 0; August 15: 0; August 16: 0; August 17: 0.14; August 18: 0.12; August 19: 0.11; August 20: 0.1; August 21: 0.03; August 22: 0; August 23: 0; August 24: 0
PGST_2_PDRP35 | Leapfrog | PGE |  |  | 0.1 |  | 0.17 |  | 0.12 | 0.11 | 0.18 | 0.36 |  |  | March 1: 0; March 2: 0; March 3: 0; March 4: 0; March 5: 0; March 6: 0; March 7: 0; March 8: 0; March 9: 0; March 10: 0; March 11: 0; March 12: 0; March 13: 0; March 14: 0; March 15: 0; March 16: 0; March 17: 0; March 18: 0.1; March 19: 0.1; March 20: 0.1; March 21: 0.1; March 22: 0; March 23: 0; March 24: 0; May 1: 0; May 2: 0; May 3: 0; May 4: 0; May 5: 0; May 6: 0; May 7: 0; May 8: 0; May 9: 0; May 10: 0; May 11: 0; May 12: 0; May 13: 0; May 14: 0; May 15: 0; May 16: 0; May 17: 0; May 18: 0.18; May 19: 0.17; May 20: 0.17; May 21: 0.16; May 22: 0.01; May 23: 0; May 24: 0; July 1: 0; July 2: 0; July 3: 0; July 4: 0; July 5: 0; July 6: 0; July 7: 0; July 8: 0; July 9: 0; July 10: 0; July 11: 0; July 12: 0; July 13: 0; July 14: 0; July 15: 0; July 16: 0; July 17: 0.12; July 18: 0.11; July 19: 0.11; July 20: 0.09; July 21: 0.02; July 22: 0; July 23: 0; July 24: 0; August 1: 0; August 2: 0; August 3: 0; August 4: 0; August 5: 0; August 6: 0; August 7: 0; August 8: 0; August 9: 0; August 10: 0; August 11: 0; August 12: 0; August 13: 0; August 14: 0; August 15: 0; August 16: 0; August 17: 0.13; August 18: 0.11; August 19: 0.1; August 20: 0.09; August 21: 0.03; August 22: 0; August 23: 0; August 24: 0; September 1: 0; September 2: 0; September 3: 0; September 4: 0; September 5: 0; September 6: 0; September 7: 0; September 8: 0; September 9: 0; September 10: 0; September 11: 0; September 12: 0; September 13: 0; September 14: 0; September 15: 0; September 16: 0; September 17: 0.18; September 18: 0.18; September 19: 0.17; September 20: 0.16; September 21: 0.07; September 22: 0; September 23: 0; September 24: 0; October 1: 0; October 2: 0; October 3: 0; October 4: 0; October 5: 0; October 6: 0; October 7: 0; October 8: 0; October 9: 0; October 10: 0; October 11: 0; October 12: 0; October 13: 0; October 14: 0; October 15: 0; October 16: 0; October 17: 0.4; October 18: 0.36; October 19: 0.32; October 20: 0.31; October 21: 0.08; October 22: 0; October 23: 0; October 24: 0
PGST_2_PDRP38 | Leapfrog | PGE |  |  | 0.19 |  | 0.44 | 0.13 | [6 empty] | March 1: 0; March 2: 0; March 3: 0; March 4: 0; March 5: 0; March 6: 0; March 7: 0; March 8: 0; March 9: 0; March 10: 0; March 11: 0; March 12: 0; March 13: 0; March 14: 0; March 15: 0; March 16: 0; March 17: 0; March 18: 0.18; March 19: 0.19; March 20: 0.19; March 21: 0.19; March 22: 0; March 23: 0; March 24: 0; May 1: 0; May 2: 0; May 3: 0; May 4: 0; May 5: 0; May 6: 0; May 7: 0; May 8: 0; May 9: 0; May 10: 0; May 11: 0; May 12: 0; May 13: 0; May 14: 0; May 15: 0; May 16: 0; May 17: 0; May 18: 0.45; May 19: 0.44; May 20: 0.44; May 21: 0.42; May 22: 0.03; May 23: 0; May 24: 0; June 1: 0; June 2: 0; June 3: 0; June 4: 0; June 5: 0; June 6: 0; June 7: 0; June 8: 0; June 9: 0; June 10: 0; June 11: 0; June 12: 0; June 13: 0; June 14: 0; June 15: 0; June 16: 0; June 17: 0.14; June 18: 0.13; June 19: 0.13; June 20: 0.13; June 21: 0.03; June 22: 0; June 23: 0; June 24: 0
PGZP_2_PDRP24 | Leapfrog | PGE |  |  | 0.15 |  | 0.11 |  |  |  | 0.13 | 0.12 |  |  | March 1: 0; March 2: 0; March 3: 0; March 4: 0; March 5: 0; March 6: 0; March 7: 0; March 8: 0; March 9: 0; March 10: 0; March 11: 0; March 12: 0; March 13: 0; March 14: 0; March 15: 0; March 16: 0; March 17: 0; March 18: 0.14; March 19: 0.15; March 20: 0.15; March 21: 0.15; March 22: 0; March 23: 0; March 24: 0; May 1: 0; May 2: 0; May 3: 0; May 4: 0; May 5: 0; May 6: 0; May 7: 0; May 8: 0; May 9: 0; May 10: 0; May 11: 0; May 12: 0; May 13: 0; May 14: 0; May 15: 0; May 16: 0; May 17: 0; May 18: 0.11; May 19: 0.11; May 20: 0.11; May 21: 0.11; May 22: 0.01; May 23: 0; May 24: 0; September 1: 0; September 2: 0; September 3: 0; September 4: 0; September 5: 0; September 6: 0; September 7: 0; September 8: 0; September 9: 0; September 10: 0; September 11: 0; September 12: 0; September 13: 0; September 14: 0; September 15: 0; September 16: 0; September 17: 0.13; September 18: 0.13; September 19: 0.13; September 20: 0.12; September 21: 0.05; September 22: 0; September 23: 0; September 24: 0; October 1: 0; October 2: 0; October 3: 0; October 4: 0; October 5: 0; October 6: 0; October 7: 0; October 8: 0; October 9: 0; October 10: 0; October 11: 0; October 12: 0; October 13: 0; October 14: 0; October 15: 0; October 16: 0; October 17: 0.13; October 18: 0.12; October 19: 0.11; October 20: 0.1; October 21: 0.03; October 22: 0; October 23: 0; October 24: 0
PGZP_2_PDRP37 | Leapfrog | PGE |  |  | 0.1 | 0.37 | 0.15 |  |  | 0.12 | 0.11 | 0.56 |  |  | March 1: 0; March 2: 0; March 3: 0; March 4: 0; March 5: 0; March 6: 0; March 7: 0; March 8: 0; March 9: 0; March 10: 0; March 11: 0; March 12: 0; March 13: 0; March 14: 0; March 15: 0; March 16: 0; March 17: 0; March 18: 0.1; March 19: 0.1; March 20: 0.1; March 21: 0.1; March 22: 0; March 23: 0; March 24: 0; April 1: 0; April 2: 0; April 3: 0; April 4: 0; April 5: 0; April 6: 0; April 7: 0; April 8: 0; April 9: 0; April 10: 0; April 11: 0; April 12: 0; April 13: 0; April 14: 0; April 15: 0; April 16: 0; April 17: 0; April 18: 0.36; April 19: 0.37; April 20: 0.39; April 21: 0.36; April 22: 0; April 23: 0; April 24: 0; May 1: 0; May 2: 0; May 3: 0; May 4: 0; May 5: 0; May 6: 0; May 7: 0; May 8: 0; May 9: 0; May 10: 0; May 11: 0; May 12: 0; May 13: 0; May 14: 0; May 15: 0; May 16: 0; May 17: 0; May 18: 0.15; May 19: 0.15; May 20: 0.15; May 21: 0.14; May 22: 0.01; May 23: 0; May 24: 0; August 1: 0; August 2: 0; August 3: 0; August 4: 0; August 5: 0; August 6: 0; August 7: 0; August 8: 0; August 9: 0; August 10: 0; August 11: 0; August 12: 0; August 13: 0; August 14: 0; August 15: 0; August 16: 0; August 17: 0.14; August 18: 0.12; August 19: 0.11; August 20: 0.1; August 21: 0.03; August 22: 0; August 23: 0; August 24: 0; September 1: 0; September 2: 0; September 3: 0; September 4: 0; September 5: 0; September 6: 0; September 7: 0; September 8: 0; September 9: 0; September 10: 0; September 11: 0; September 12: 0; September 13: 0; September 14: 0; September 15: 0; September 16: 0; September 17: 0.11; September 18: 0.11; September 19: 0.11; September 20: 0.1; September 21: 0.04; September 22: 0; September 23: 0; September 24: 0; October 1: 0; October 2: 0; October 3: 0; October 4: 0; October 5: 0; October 6: 0; October 7: 0; October 8: 0; October 9: 0; October 10: 0; October 11: 0; October 12: 0; October 13: 0; October 14: 0; October 15: 0; October 16: 0; October 17: 0.62; October 18: 0.56; October 19: 0.5; October 20: 0.48; October 21: 0.12; October 22: 0; October 23: 0; October 24: 0
SCEC_1_PDRP122 | Leapfrog | SCE |  |  | 0.37 |  | 0.8 |  |  | 0.62 |  |  |  |  | March 1: 0; March 2: 0; March 3: 0; March 4: 0; March 5: 0; March 6: 0; March 7: 0; March 8: 0; March 9: 0; March 10: 0; March 11: 0; March 12: 0; March 13: 0; March 14: 0; March 15: 0; March 16: 0; March 17: 0; March 18: 0.36; March 19: 0.37; March 20: 0.37; March 21: 0.37; March 22: 0; March 23: 0; March 24: 0; May 1: 0; May 2: 0; May 3: 0; May 4: 0; May 5: 0; May 6: 0; May 7: 0; May 8: 0; May 9: 0; May 10: 0; May 11: 0; May 12: 0; May 13: 0; May 14: 0; May 15: 0; May 16: 0; May 17: 0; May 18: 0.82; May 19: 0.8; May 20: 0.8; May 21: 0.77; May 22: 0.06; May 23: 0; May 24: 0; August 1: 0; August 2: 0; August 3: 0; August 4: 0; August 5: 0; August 6: 0; August 7: 0; August 8: 0; August 9: 0; August 10: 0; August 11: 0; August 12: 0; August 13: 0; August 14: 0; August 15: 0; August 16: 0; August 17: 0.75; August 18: 0.62; August 19: 0.58; August 20: 0.51; August 21: 0.16; August 22: 0; August 23: 0; August 24: 0
SCEC_1_PDRP136 | Leapfrog | SCE |  |  | 0.32 | 0.2 |  | 0.1 | 0.43 |  | 0.43 | 0.49 |  |  | March 1: 0; March 2: 0; March 3: 0; March 4: 0; March 5: 0; March 6: 0; March 7: 0; March 8: 0; March 9: 0; March 10: 0; March 11: 0; March 12: 0; March 13: 0; March 14: 0; March 15: 0; March 16: 0; March 17: 0; March 18: 0.31; March 19: 0.32; March 20: 0.32; March 21: 0.32; March 22: 0; March 23: 0; March 24: 0; April 1: 0; April 2: 0; April 3: 0; April 4: 0; April 5: 0; April 6: 0; April 7: 0; April 8: 0; April 9: 0; April 10: 0; April 11: 0; April 12: 0; April 13: 0; April 14: 0; April 15: 0; April 16: 0; April 17: 0; April 18: 0.19; April 19: 0.2; April 20: 0.21; April 21: 0.19; April 22: 0; April 23: 0; April 24: 0; June 1: 0; June 2: 0; June 3: 0; June 4: 0; June 5: 0; June 6: 0; June 7: 0; June 8: 0; June 9: 0; June 10: 0; June 11: 0; June 12: 0; June 13: 0; June 14: 0; June 15: 0; June 16: 0; June 17: 0.11; June 18: 0.1; June 19: 0.1; June 20: 0.1; June 21: 0.02; June 22: 0; June 23: 0; June 24: 0; July 1: 0; July 2: 0; July 3: 0; July 4: 0; July 5: 0; July 6: 0; July 7: 0; July 8: 0; July 9: 0; July 10: 0; July 11: 0; July 12: 0; July 13: 0; July 14: 0; July 15: 0; July 16: 0; July 17: 0.43; July 18: 0.38; July 19: 0.4; July 20: 0.34; July 21: 0.07; July 22: 0; July 23: 0; July 24: 0; September 1: 0; September 2: 0; September 3: 0; September 4: 0; September 5: 0; September 6: 0; September 7: 0; September 8: 0; September 9: 0; September 10: 0; September 11: 0; September 12: 0; September 13: 0; September 14: 0; September 15: 0; September 16: 0; September 17: 0.43; September 18: 0.43; September 19: 0.41; September 20: 0.38; September 21: 0.14; September 22: 0; September 23: 0; September 24: 0; October 1: 0; October 2: 0; October 3: 0; October 4: 0; October 5: 0; October 6: 0; October 7: 0; October 8: 0; October 9: 0; October 10: 0; October 11: 0; October 12: 0; October 13: 0; October 14: 0; October 15: 0; October 16: 0; October 17: 0.54; October 18: 0.49; October 19: 0.44; October 20: 0.41; October 21: 0.07; October 22: 0; October 23: 0; October 24: 0
SCEC_1_PDRP138 | Leapfrog | SCE |  |  | 0.19 |  | 0.86 | 0.55 | 0.51 | [5 empty] | March 1: 0; March 2: 0; March 3: 0; March 4: 0; March 5: 0; March 6: 0; March 7: 0; March 8: 0; March 9: 0; March 10: 0; March 11: 0; March 12: 0; March 13: 0; March 14: 0; March 15: 0; March 16: 0; March 17: 0; March 18: 0.18; March 19: 0.19; March 20: 0.19; March 21: 0.19; March 22: 0; March 23: 0; March 24: 0; May 1: 0; May 2: 0; May 3: 0; May 4: 0; May 5: 0; May 6: 0; May 7: 0; May 8: 0; May 9: 0; May 10: 0; May 11: 0; May 12: 0; May 13: 0; May 14: 0; May 15: 0; May 16: 0; May 17: 0; May 18: 0.88; May 19: 0.86; May 20: 0.85; May 21: 0.83; May 22: 0.06; May 23: 0; May 24: 0; June 1: 0; June 2: 0; June 3: 0; June 4: 0; June 5: 0; June 6: 0; June 7: 0; June 8: 0; June 9: 0; June 10: 0; June 11: 0; June 12: 0; June 13: 0; June 14: 0; June 15: 0; June 16: 0; June 17: 0.6; June 18: 0.55; June 19: 0.56; June 20: 0.54; June 21: 0.11; June 22: 0; June 23: 0; June 24: 0; July 1: 0; July 2: 0; July 3: 0; July 4: 0; July 5: 0; July 6: 0; July 7: 0; July 8: 0; July 9: 0; July 10: 0; July 11: 0; July 12: 0; July 13: 0; July 14: 0; July 15: 0; July 16: 0; July 17: 0.51; July 18: 0.46; July 19: 0.48; July 20: 0.4; July 21: 0.09; July 22: 0; July 23: 0; July 24: 0
SCEC_1_PDRP139 | Leapfrog | SCE |  |  | 0.66 |  | 0.44 | 0.63 |  | 0.16 |  | 0.4 |  |  | March 1: 0; March 2: 0; March 3: 0; March 4: 0; March 5: 0; March 6: 0; March 7: 0; March 8: 0; March 9: 0; March 10: 0; March 11: 0; March 12: 0; March 13: 0; March 14: 0; March 15: 0; March 16: 0; March 17: 0; March 18: 0.64; March 19: 0.66; March 20: 0.67; March 21: 0.65; March 22: 0; March 23: 0; March 24: 0; May 1: 0; May 2: 0; May 3: 0; May 4: 0; May 5: 0; May 6: 0; May 7: 0; May 8: 0; May 9: 0; May 10: 0; May 11: 0; May 12: 0; May 13: 0; May 14: 0; May 15: 0; May 16: 0; May 17: 0; May 18: 0.45; May 19: 0.44; May 20: 0.44; May 21: 0.42; May 22: 0.03; May 23: 0; May 24: 0; June 1: 0; June 2: 0; June 3: 0; June 4: 0; June 5: 0; June 6: 0; June 7: 0; June 8: 0; June 9: 0; June 10: 0; June 11: 0; June 12: 0; June 13: 0; June 14: 0; June 15: 0; June 16: 0; June 17: 0.69; June 18: 0.63; June 19: 0.65; June 20: 0.62; June 21: 0.12; June 22: 0; June 23: 0; June 24: 0; August 1: 0; August 2: 0; August 3: 0; August 4: 0; August 5: 0; August 6: 0; August 7: 0; August 8: 0; August 9: 0; August 10: 0; August 11: 0; August 12: 0; August 13: 0; August 14: 0; August 15: 0; August 16: 0; August 17: 0.19; August 18: 0.16; August 19: 0.15; August 20: 0.13; August 21: 0.04; August 22: 0; August 23: 0; August 24: 0; October 1: 0; October 2: 0; October 3: 0; October 4: 0; October 5: 0; October 6: 0; October 7: 0; October 8: 0; October 9: 0; October 10: 0; October 11: 0; October 12: 0; October 13: 0; October 14: 0; October 15: 0; October 16: 0; October 17: 0.44; October 18: 0.4; October 19: 0.36; October 20: 0.34; October 21: 0.05; October 22: 0; October 23: 0; October 24: 0
SCEC_1_PDRP155 | Leapfrog | SCE |  |  | 0.25 | 0.49 |  | 0.18 |  | 0.53 |  | 0.37 |  |  | March 1: 0; March 2: 0; March 3: 0; March 4: 0; March 5: 0; March 6: 0; March 7: 0; March 8: 0; March 9: 0; March 10: 0; March 11: 0; March 12: 0; March 13: 0; March 14: 0; March 15: 0; March 16: 0; March 17: 0; March 18: 0.24; March 19: 0.25; March 20: 0.25; March 21: 0.25; March 22: 0; March 23: 0; March 24: 0; April 1: 0; April 2: 0; April 3: 0; April 4: 0; April 5: 0; April 6: 0; April 7: 0; April 8: 0; April 9: 0; April 10: 0; April 11: 0; April 12: 0; April 13: 0; April 14: 0; April 15: 0; April 16: 0; April 17: 0; April 18: 0.47; April 19: 0.49; April 20: 0.51; April 21: 0.47; April 22: 0; April 23: 0; April 24: 0; June 1: 0; June 2: 0; June 3: 0; June 4: 0; June 5: 0; June 6: 0; June 7: 0; June 8: 0; June 9: 0; June 10: 0; June 11: 0; June 12: 0; June 13: 0; June 14: 0; June 15: 0; June 16: 0; June 17: 0.2; June 18: 0.18; June 19: 0.18; June 20: 0.18; June 21: 0.04; June 22: 0; June 23: 0; June 24: 0; August 1: 0; August 2: 0; August 3: 0; August 4: 0; August 5: 0; August 6: 0; August 7: 0; August 8: 0; August 9: 0; August 10: 0; August 11: 0; August 12: 0; August 13: 0; August 14: 0; August 15: 0; August 16: 0; August 17: 0.64; August 18: 0.53; August 19: 0.5; August 20: 0.44; August 21: 0.13; August 22: 0; August 23: 0; August 24: 0; October 1: 0; October 2: 0; October 3: 0; October 4: 0; October 5: 0; October 6: 0; October 7: 0; October 8: 0; October 9: 0; October 10: 0; October 11: 0; October 12: 0; October 13: 0; October 14: 0; October 15: 0; October 16: 0; October 17: 0.41; October 18: 0.37; October 19: 0.33; October 20: 0.31; October 21: 0.05; October 22: 0; October 23: 0; October 24: 0
SCEC_1_PDRP158 | Leapfrog | SCE |  |  | 0.17 |  |  | 0.11 | [6 empty] | March 1: 0; March 2: 0; March 3: 0; March 4: 0; March 5: 0; March 6: 0; March 7: 0; March 8: 0; March 9: 0; March 10: 0; March 11: 0; March 12: 0; March 13: 0; March 14: 0; March 15: 0; March 16: 0; March 17: 0; March 18: 0.16; March 19: 0.17; March 20: 0.17; March 21: 0.17; March 22: 0; March 23: 0; March 24: 0; June 1: 0; June 2: 0; June 3: 0; June 4: 0; June 5: 0; June 6: 0; June 7: 0; June 8: 0; June 9: 0; June 10: 0; June 11: 0; June 12: 0; June 13: 0; June 14: 0; June 15: 0; June 16: 0; June 17: 0.12; June 18: 0.11; June 19: 0.11; June 20: 0.11; June 21: 0.02; June 22: 0; June 23: 0; June 24: 0
SCEC_1_PDRP161 | Leapfrog | SCE |  |  | 0.11 | 0.35 | 1.01 | 1.52 |  |  | 0.13 | 0.56 |  |  | March 1: 0; March 2: 0; March 3: 0; March 4: 0; March 5: 0; March 6: 0; March 7: 0; March 8: 0; March 9: 0; March 10: 0; March 11: 0; March 12: 0; March 13: 0; March 14: 0; March 15: 0; March 16: 0; March 17: 0; March 18: 0.11; March 19: 0.11; March 20: 0.11; March 21: 0.11; March 22: 0; March 23: 0; March 24: 0; April 1: 0; April 2: 0; April 3: 0; April 4: 0; April 5: 0; April 6: 0; April 7: 0; April 8: 0; April 9: 0; April 10: 0; April 11: 0; April 12: 0; April 13: 0; April 14: 0; April 15: 0; April 16: 0; April 17: 0; April 18: 0.34; April 19: 0.35; April 20: 0.36; April 21: 0.34; April 22: 0; April 23: 0; April 24: 0; May 1: 0; May 2: 0; May 3: 0; May 4: 0; May 5: 0; May 6: 0; May 7: 0; May 8: 0; May 9: 0; May 10: 0; May 11: 0; May 12: 0; May 13: 0; May 14: 0; May 15: 0; May 16: 0; May 17: 0; May 18: 1.03; May 19: 1.01; May 20: 1; May 21: 0.97; May 22: 0.07; May 23: 0; May 24: 0; June 1: 0; June 2: 0; June 3: 0; June 4: 0; June 5: 0; June 6: 0; June 7: 0; June 8: 0; June 9: 0; June 10: 0; June 11: 0; June 12: 0; June 13: 0; June 14: 0; June 15: 0; June 16: 0; June 17: 1.66; June 18: 1.52; June 19: 1.56; June 20: 1.49; June 21: 0.3; June 22: 0; June 23: 0; June 24: 0; September 1: 0; September 2: 0; September 3: 0; September 4: 0; September 5: 0; September 6: 0; September 7: 0; September 8: 0; September 9: 0; September 10: 0; September 11: 0; September 12: 0; September 13: 0; September 14: 0; September 15: 0; September 16: 0; September 17: 0.13; September 18: 0.13; September 19: 0.12; September 20: 0.11; September 21: 0.04; September 22: 0; September 23: 0; September 24: 0; October 1: 0; October 2: 0; October 3: 0; October 4: 0; October 5: 0; October 6: 0; October 7: 0; October 8: 0; October 9: 0; October 10: 0; October 11: 0; October 12: 0; October 13: 0; October 14: 0; October 15: 0; October 16: 0; October 17: 0.62; October 18: 0.56; October 19: 0.5; October 20: 0.47; October 21: 0.08; October 22: 0; October 23: 0; October 24: 0
SCEC_1_PDRP181 | Leapfrog | SCE |  |  | 0.74 | 0.8 | 0.16 |  | 0.57 | 0.4 | 0.21 | 0.99 |  |  | March 1: 0; March 2: 0; March 3: 0; March 4: 0; March 5: 0; March 6: 0; March 7: 0; March 8: 0; March 9: 0; March 10: 0; March 11: 0; March 12: 0; March 13: 0; March 14: 0; March 15: 0; March 16: 0; March 17: 0; March 18: 0.71; March 19: 0.74; March 20: 0.75; March 21: 0.73; March 22: 0; March 23: 0; March 24: 0; April 1: 0; April 2: 0; April 3: 0; April 4: 0; April 5: 0; April 6: 0; April 7: 0; April 8: 0; April 9: 0; April 10: 0; April 11: 0; April 12: 0; April 13: 0; April 14: 0; April 15: 0; April 16: 0; April 17: 0; April 18: 0.77; April 19: 0.8; April 20: 0.83; April 21: 0.77; April 22: 0; April 23: 0; April 24: 0; May 1: 0; May 2: 0; May 3: 0; May 4: 0; May 5: 0; May 6: 0; May 7: 0; May 8: 0; May 9: 0; May 10: 0; May 11: 0; May 12: 0; May 13: 0; May 14: 0; May 15: 0; May 16: 0; May 17: 0; May 18: 0.16; May 19: 0.16; May 20: 0.16; May 21: 0.15; May 22: 0.01; May 23: 0; May 24: 0; July 1: 0; July 2: 0; July 3: 0; July 4: 0; July 5: 0; July 6: 0; July 7: 0; July 8: 0; July 9: 0; July 10: 0; July 11: 0; July 12: 0; July 13: 0; July 14: 0; July 15: 0; July 16: 0; July 17: 0.57; July 18: 0.51; July 19: 0.54; July 20: 0.45; July 21: 0.1; July 22: 0; July 23: 0; July 24: 0; August 1: 0; August 2: 0; August 3: 0; August 4: 0; August 5: 0; August 6: 0; August 7: 0; August 8: 0; August 9: 0; August 10: 0; August 11: 0; August 12: 0; August 13: 0; August 14: 0; August 15: 0; August 16: 0; August 17: 0.48; August 18: 0.4; August 19: 0.37; August 20: 0.33; August 21: 0.1; August 22: 0; August 23: 0; August 24: 0; September 1: 0; September 2: 0; September 3: 0; September 4: 0; September 5: 0; September 6: 0; September 7: 0; September 8: 0; September 9: 0; September 10: 0; September 11: 0; September 12: 0; September 13: 0; September 14: 0; September 15: 0; September 16: 0; September 17: 0.21; September 18: 0.21; September 19: 0.2; September 20: 0.18; September 21: 0.07; September 22: 0; September 23: 0; September 24: 0; October 1: 0; October 2: 0; October 3: 0; October 4: 0; October 5: 0; October 6: 0; October 7: 0; October 8: 0; October 9: 0; October 10: 0; October 11: 0; October 12: 0; October 13: 0; October 14: 0; October 15: 0; October 16: 0; October 17: 1.09; October 18: 0.99; October 19: 0.88; October 20: 0.83; October 21: 0.13; October 22: 0; October 23: 0; October 24: 0
SCEN_6_PDRP60 | Leapfrog | SCE |  |  | 0.53 |  |  | 0.26 |  |  | 0.59 | 0.51 |  |  | March 1: 0; March 2: 0; March 3: 0; March 4: 0; March 5: 0; March 6: 0; March 7: 0; March 8: 0; March 9: 0; March 10: 0; March 11: 0; March 12: 0; March 13: 0; March 14: 0; March 15: 0; March 16: 0; March 17: 0; March 18: 0.51; March 19: 0.53; March 20: 0.53; March 21: 0.53; March 22: 0; March 23: 0; March 24: 0; June 1: 0; June 2: 0; June 3: 0; June 4: 0; June 5: 0; June 6: 0; June 7: 0; June 8: 0; June 9: 0; June 10: 0; June 11: 0; June 12: 0; June 13: 0; June 14: 0; June 15: 0; June 16: 0; June 17: 0.28; June 18: 0.26; June 19: 0.27; June 20: 0.25; June 21: 0.05; June 22: 0; June 23: 0; June 24: 0; September 1: 0; September 2: 0; September 3: 0; September 4: 0; September 5: 0; September 6: 0; September 7: 0; September 8: 0; September 9: 0; September 10: 0; September 11: 0; September 12: 0; September 13: 0; September 14: 0; September 15: 0; September 16: 0; September 17: 0.59; September 18: 0.58; September 19: 0.56; September 20: 0.52; September 21: 0.19; September 22: 0; September 23: 0; September 24: 0; October 1: 0; October 2: 0; October 3: 0; October 4: 0; October 5: 0; October 6: 0; October 7: 0; October 8: 0; October 9: 0; October 10: 0; October 11: 0; October 12: 0; October 13: 0; October 14: 0; October 15: 0; October 16: 0; October 17: 0.56; October 18: 0.51; October 19: 0.45; October 20: 0.43; October 21: 0.07; October 22: 0; October 23: 0; October 24: 0
SCEN_6_PDRP65 | Leapfrog | SCE |  |  | 0.11 |  | 0.51 | 0.54 | 0.22 |  |  | 0.5 |  |  | March 1: 0; March 2: 0; March 3: 0; March 4: 0; March 5: 0; March 6: 0; March 7: 0; March 8: 0; March 9: 0; March 10: 0; March 11: 0; March 12: 0; March 13: 0; March 14: 0; March 15: 0; March 16: 0; March 17: 0; March 18: 0.11; March 19: 0.11; March 20: 0.11; March 21: 0.11; March 22: 0; March 23: 0; March 24: 0; May 1: 0; May 2: 0; May 3: 0; May 4: 0; May 5: 0; May 6: 0; May 7: 0; May 8: 0; May 9: 0; May 10: 0; May 11: 0; May 12: 0; May 13: 0; May 14: 0; May 15: 0; May 16: 0; May 17: 0; May 18: 0.52; May 19: 0.51; May 20: 0.51; May 21: 0.49; May 22: 0.04; May 23: 0; May 24: 0; June 1: 0; June 2: 0; June 3: 0; June 4: 0; June 5: 0; June 6: 0; June 7: 0; June 8: 0; June 9: 0; June 10: 0; June 11: 0; June 12: 0; June 13: 0; June 14: 0; June 15: 0; June 16: 0; June 17: 0.59; June 18: 0.54; June 19: 0.55; June 20: 0.53; June 21: 0.11; June 22: 0; June 23: 0; June 24: 0; July 1: 0; July 2: 0; July 3: 0; July 4: 0; July 5: 0; July 6: 0; July 7: 0; July 8: 0; July 9: 0; July 10: 0; July 11: 0; July 12: 0; July 13: 0; July 14: 0; July 15: 0; July 16: 0; July 17: 0.22; July 18: 0.2; July 19: 0.21; July 20: 0.17; July 21: 0.04; July 22: 0; July 23: 0; July 24: 0; October 1: 0; October 2: 0; October 3: 0; October 4: 0; October 5: 0; October 6: 0; October 7: 0; October 8: 0; October 9: 0; October 10: 0; October 11: 0; October 12: 0; October 13: 0; October 14: 0; October 15: 0; October 16: 0; October 17: 0.55; October 18: 0.5; October 19: 0.45; October 20: 0.42; October 21: 0.07; October 22: 0; October 23: 0; October 24: 0
SCEN_6_PDRP76 | Leapfrog | SCE |  |  | 0.12 | 0.27 |  | 0.73 | 0.49 |  | 0.55 | 0.1 |  |  | March 1: 0; March 2: 0; March 3: 0; March 4: 0; March 5: 0; March 6: 0; March 7: 0; March 8: 0; March 9: 0; March 10: 0; March 11: 0; March 12: 0; March 13: 0; March 14: 0; March 15: 0; March 16: 0; March 17: 0; March 18: 0.12; March 19: 0.12; March 20: 0.12; March 21: 0.12; March 22: 0; March 23: 0; March 24: 0; April 1: 0; April 2: 0; April 3: 0; April 4: 0; April 5: 0; April 6: 0; April 7: 0; April 8: 0; April 9: 0; April 10: 0; April 11: 0; April 12: 0; April 13: 0; April 14: 0; April 15: 0; April 16: 0; April 17: 0; April 18: 0.26; April 19: 0.27; April 20: 0.28; April 21: 0.26; April 22: 0; April 23: 0; April 24: 0; June 1: 0; June 2: 0; June 3: 0; June 4: 0; June 5: 0; June 6: 0; June 7: 0; June 8: 0; June 9: 0; June 10: 0; June 11: 0; June 12: 0; June 13: 0; June 14: 0; June 15: 0; June 16: 0; June 17: 0.8; June 18: 0.73; June 19: 0.75; June 20: 0.71; June 21: 0.14; June 22: 0; June 23: 0; June 24: 0; July 1: 0; July 2: 0; July 3: 0; July 4: 0; July 5: 0; July 6: 0; July 7: 0; July 8: 0; July 9: 0; July 10: 0; July 11: 0; July 12: 0; July 13: 0; July 14: 0; July 15: 0; July 16: 0; July 17: 0.49; July 18: 0.44; July 19: 0.46; July 20: 0.39; July 21: 0.08; July 22: 0; July 23: 0; July 24: 0; September 1: 0; September 2: 0; September 3: 0; September 4: 0; September 5: 0; September 6: 0; September 7: 0; September 8: 0; September 9: 0; September 10: 0; September 11: 0; September 12: 0; September 13: 0; September 14: 0; September 15: 0; September 16: 0; September 17: 0.55; September 18: 0.54; September 19: 0.52; September 20: 0.48; September 21: 0.18; September 22: 0; September 23: 0; September 24: 0; October 1: 0; October 2: 0; October 3: 0; October 4: 0; October 5: 0; October 6: 0; October 7: 0; October 8: 0; October 9: 0; October 10: 0; October 11: 0; October 12: 0; October 13: 0; October 14: 0; October 15: 0; October 16: 0; October 17: 0.11; October 18: 0.1; October 19: 0.09; October 20: 0.08; October 21: 0.01; October 22: 0; October 23: 0; October 24: 0
SCEN_6_PDRP95 | Leapfrog | SCE |  |  | 0.21 |  |  |  |  | 0.51 | 0.58 | 0.58 |  |  | March 1: 0; March 2: 0; March 3: 0; March 4: 0; March 5: 0; March 6: 0; March 7: 0; March 8: 0; March 9: 0; March 10: 0; March 11: 0; March 12: 0; March 13: 0; March 14: 0; March 15: 0; March 16: 0; March 17: 0; March 18: 0.2; March 19: 0.21; March 20: 0.21; March 21: 0.21; March 22: 0; March 23: 0; March 24: 0; August 1: 0; August 2: 0; August 3: 0; August 4: 0; August 5: 0; August 6: 0; August 7: 0; August 8: 0; August 9: 0; August 10: 0; August 11: 0; August 12: 0; August 13: 0; August 14: 0; August 15: 0; August 16: 0; August 17: 0.61; August 18: 0.51; August 19: 0.48; August 20: 0.42; August 21: 0.13; August 22: 0; August 23: 0; August 24: 0; September 1: 0; September 2: 0; September 3: 0; September 4: 0; September 5: 0; September 6: 0; September 7: 0; September 8: 0; September 9: 0; September 10: 0; September 11: 0; September 12: 0; September 13: 0; September 14: 0; September 15: 0; September 16: 0; September 17: 0.58; September 18: 0.57; September 19: 0.55; September 20: 0.51; September 21: 0.19; September 22: 0; September 23: 0; September 24: 0; October 1: 0; October 2: 0; October 3: 0; October 4: 0; October 5: 0; October 6: 0; October 7: 0; October 8: 0; October 9: 0; October 10: 0; October 11: 0; October 12: 0; October 13: 0; October 14: 0; October 15: 0; October 16: 0; October 17: 0.64; October 18: 0.58; October 19: 0.52; October 20: 0.49; October 21: 0.08; October 22: 0; October 23: 0; October 24: 0
SCEW_2_PDRP124 | Leapfrog | SCE |  |  | 0.12 |  | 0.44 | 0.48 |  | 0.22 | 0.99 |  |  |  | March 1: 0; March 2: 0; March 3: 0; March 4: 0; March 5: 0; March 6: 0; March 7: 0; March 8: 0; March 9: 0; March 10: 0; March 11: 0; March 12: 0; March 13: 0; March 14: 0; March 15: 0; March 16: 0; March 17: 0; March 18: 0.12; March 19: 0.12; March 20: 0.12; March 21: 0.12; March 22: 0; March 23: 0; March 24: 0; May 1: 0; May 2: 0; May 3: 0; May 4: 0; May 5: 0; May 6: 0; May 7: 0; May 8: 0; May 9: 0; May 10: 0; May 11: 0; May 12: 0; May 13: 0; May 14: 0; May 15: 0; May 16: 0; May 17: 0; May 18: 0.45; May 19: 0.44; May 20: 0.44; May 21: 0.42; May 22: 0.03; May 23: 0; May 24: 0; June 1: 0; June 2: 0; June 3: 0; June 4: 0; June 5: 0; June 6: 0; June 7: 0; June 8: 0; June 9: 0; June 10: 0; June 11: 0; June 12: 0; June 13: 0; June 14: 0; June 15: 0; June 16: 0; June 17: 0.52; June 18: 0.48; June 19: 0.49; June 20: 0.47; June 21: 0.1; June 22: 0; June 23: 0; June 24: 0; August 1: 0; August 2: 0; August 3: 0; August 4: 0; August 5: 0; August 6: 0; August 7: 0; August 8: 0; August 9: 0; August 10: 0; August 11: 0; August 12: 0; August 13: 0; August 14: 0; August 15: 0; August 16: 0; August 17: 0.26; August 18: 0.22; August 19: 0.21; August 20: 0.18; August 21: 0.06; August 22: 0; August 23: 0; August 24: 0; September 1: 0; September 2: 0; September 3: 0; September 4: 0; September 5: 0; September 6: 0; September 7: 0; September 8: 0; September 9: 0; September 10: 0; September 11: 0; September 12: 0; September 13: 0; September 14: 0; September 15: 0; September 16: 0; September 17: 0.99; September 18: 0.98; September 19: 0.94; September 20: 0.87; September 21: 0.33; September 22: 0; September 23: 0; September 24: 0
SCHD_1_PDRP42 | Leapfrog | SCE |  |  | 0.12 |  | 0.11 | 0.43 | 0.16 |  | 0.45 |  |  |  | March 1: 0; March 2: 0; March 3: 0; March 4: 0; March 5: 0; March 6: 0; March 7: 0; March 8: 0; March 9: 0; March 10: 0; March 11: 0; March 12: 0; March 13: 0; March 14: 0; March 15: 0; March 16: 0; March 17: 0; March 18: 0.12; March 19: 0.12; March 20: 0.12; March 21: 0.12; March 22: 0; March 23: 0; March 24: 0; May 1: 0; May 2: 0; May 3: 0; May 4: 0; May 5: 0; May 6: 0; May 7: 0; May 8: 0; May 9: 0; May 10: 0; May 11: 0; May 12: 0; May 13: 0; May 14: 0; May 15: 0; May 16: 0; May 17: 0; May 18: 0.11; May 19: 0.11; May 20: 0.11; May 21: 0.11; May 22: 0.01; May 23: 0; May 24: 0; June 1: 0; June 2: 0; June 3: 0; June 4: 0; June 5: 0; June 6: 0; June 7: 0; June 8: 0; June 9: 0; June 10: 0; June 11: 0; June 12: 0; June 13: 0; June 14: 0; June 15: 0; June 16: 0; June 17: 0.47; June 18: 0.43; June 19: 0.44; June 20: 0.42; June 21: 0.09; June 22: 0; June 23: 0; June 24: 0; July 1: 0; July 2: 0; July 3: 0; July 4: 0; July 5: 0; July 6: 0; July 7: 0; July 8: 0; July 9: 0; July 10: 0; July 11: 0; July 12: 0; July 13: 0; July 14: 0; July 15: 0; July 16: 0; July 17: 0.16; July 18: 0.14; July 19: 0.15; July 20: 0.13; July 21: 0.03; July 22: 0; July 23: 0; July 24: 0; September 1: 0; September 2: 0; September 3: 0; September 4: 0; September 5: 0; September 6: 0; September 7: 0; September 8: 0; September 9: 0; September 10: 0; September 11: 0; September 12: 0; September 13: 0; September 14: 0; September 15: 0; September 16: 0; September 17: 0.45; September 18: 0.45; September 19: 0.43; September 20: 0.39; September 21: 0.15; September 22: 0; September 23: 0; September 24: 0
SCHD_1_PDRP63 | Leapfrog | SCE |  |  | 0.14 | 0.11 |  | 0.15 | 0.13 | 0.28 |  |  |  |  | March 1: 0; March 2: 0; March 3: 0; March 4: 0; March 5: 0; March 6: 0; March 7: 0; March 8: 0; March 9: 0; March 10: 0; March 11: 0; March 12: 0; March 13: 0; March 14: 0; March 15: 0; March 16: 0; March 17: 0; March 18: 0.14; March 19: 0.14; March 20: 0.14; March 21: 0.14; March 22: 0; March 23: 0; March 24: 0; April 1: 0; April 2: 0; April 3: 0; April 4: 0; April 5: 0; April 6: 0; April 7: 0; April 8: 0; April 9: 0; April 10: 0; April 11: 0; April 12: 0; April 13: 0; April 14: 0; April 15: 0; April 16: 0; April 17: 0; April 18: 0.11; April 19: 0.11; April 20: 0.11; April 21: 0.11; April 22: 0; April 23: 0; April 24: 0; June 1: 0; June 2: 0; June 3: 0; June 4: 0; June 5: 0; June 6: 0; June 7: 0; June 8: 0; June 9: 0; June 10: 0; June 11: 0; June 12: 0; June 13: 0; June 14: 0; June 15: 0; June 16: 0; June 17: 0.16; June 18: 0.15; June 19: 0.15; June 20: 0.15; June 21: 0.03; June 22: 0; June 23: 0; June 24: 0; July 1: 0; July 2: 0; July 3: 0; July 4: 0; July 5: 0; July 6: 0; July 7: 0; July 8: 0; July 9: 0; July 10: 0; July 11: 0; July 12: 0; July 13: 0; July 14: 0; July 15: 0; July 16: 0; July 17: 0.13; July 18: 0.12; July 19: 0.12; July 20: 0.1; July 21: 0.02; July 22: 0; July 23: 0; July 24: 0; August 1: 0; August 2: 0; August 3: 0; August 4: 0; August 5: 0; August 6: 0; August 7: 0; August 8: 0; August 9: 0; August 10: 0; August 11: 0; August 12: 0; August 13: 0; August 14: 0; August 15: 0; August 16: 0; August 17: 0.34; August 18: 0.28; August 19: 0.26; August 20: 0.23; August 21: 0.07; August 22: 0; August 23: 0; August 24: 0
SCNW_6_PDRP41 | Leapfrog | SCE |  |  | 0.15 |  |  |  |  | 0.51 |  | 0.52 |  |  | March 1: 0; March 2: 0; March 3: 0; March 4: 0; March 5: 0; March 6: 0; March 7: 0; March 8: 0; March 9: 0; March 10: 0; March 11: 0; March 12: 0; March 13: 0; March 14: 0; March 15: 0; March 16: 0; March 17: 0; March 18: 0.14; March 19: 0.15; March 20: 0.15; March 21: 0.15; March 22: 0; March 23: 0; March 24: 0; August 1: 0; August 2: 0; August 3: 0; August 4: 0; August 5: 0; August 6: 0; August 7: 0; August 8: 0; August 9: 0; August 10: 0; August 11: 0; August 12: 0; August 13: 0; August 14: 0; August 15: 0; August 16: 0; August 17: 0.61; August 18: 0.51; August 19: 0.48; August 20: 0.42; August 21: 0.13; August 22: 0; August 23: 0; August 24: 0; October 1: 0; October 2: 0; October 3: 0; October 4: 0; October 5: 0; October 6: 0; October 7: 0; October 8: 0; October 9: 0; October 10: 0; October 11: 0; October 12: 0; October 13: 0; October 14: 0; October 15: 0; October 16: 0; October 17: 0.57; October 18: 0.52; October 19: 0.46; October 20: 0.44; October 21: 0.07; October 22: 0; October 23: 0; October 24: 0
SCNW_6_PDRP46 | Leapfrog | SCE |  |  | 0.14 | 0.14 |  | 0.11 | 0.19 |  |  | 0.23 |  |  | March 1: 0; March 2: 0; March 3: 0; March 4: 0; March 5: 0; March 6: 0; March 7: 0; March 8: 0; March 9: 0; March 10: 0; March 11: 0; March 12: 0; March 13: 0; March 14: 0; March 15: 0; March 16: 0; March 17: 0; March 18: 0.14; March 19: 0.14; March 20: 0.14; March 21: 0.14; March 22: 0; March 23: 0; March 24: 0; April 1: 0; April 2: 0; April 3: 0; April 4: 0; April 5: 0; April 6: 0; April 7: 0; April 8: 0; April 9: 0; April 10: 0; April 11: 0; April 12: 0; April 13: 0; April 14: 0; April 15: 0; April 16: 0; April 17: 0; April 18: 0.13; April 19: 0.14; April 20: 0.15; April 21: 0.14; April 22: 0; April 23: 0; April 24: 0; June 1: 0; June 2: 0; June 3: 0; June 4: 0; June 5: 0; June 6: 0; June 7: 0; June 8: 0; June 9: 0; June 10: 0; June 11: 0; June 12: 0; June 13: 0; June 14: 0; June 15: 0; June 16: 0; June 17: 0.12; June 18: 0.11; June 19: 0.11; June 20: 0.11; June 21: 0.02; June 22: 0; June 23: 0; June 24: 0; July 1: 0; July 2: 0; July 3: 0; July 4: 0; July 5: 0; July 6: 0; July 7: 0; July 8: 0; July 9: 0; July 10: 0; July 11: 0; July 12: 0; July 13: 0; July 14: 0; July 15: 0; July 16: 0; July 17: 0.19; July 18: 0.17; July 19: 0.18; July 20: 0.15; July 21: 0.03; July 22: 0; July 23: 0; July 24: 0; October 1: 0; October 2: 0; October 3: 0; October 4: 0; October 5: 0; October 6: 0; October 7: 0; October 8: 0; October 9: 0; October 10: 0; October 11: 0; October 12: 0; October 13: 0; October 14: 0; October 15: 0; October 16: 0; October 17: 0.25; October 18: 0.23; October 19: 0.21; October 20: 0.19; October 21: 0.03; October 22: 0; October 23: 0; October 24: 0
SDG1_1_PDRP101 | Leapfrog | SDGE |  |  | 0.29 |  |  | 0.36 | 0.25 |  | 0.43 | 0.17 |  |  | March 1: 0; March 2: 0; March 3: 0; March 4: 0; March 5: 0; March 6: 0; March 7: 0; March 8: 0; March 9: 0; March 10: 0; March 11: 0; March 12: 0; March 13: 0; March 14: 0; March 15: 0; March 16: 0; March 17: 0; March 18: 0.28; March 19: 0.29; March 20: 0.29; March 21: 0.29; March 22: 0; March 23: 0; March 24: 0; June 1: 0; June 2: 0; June 3: 0; June 4: 0; June 5: 0; June 6: 0; June 7: 0; June 8: 0; June 9: 0; June 10: 0; June 11: 0; June 12: 0; June 13: 0; June 14: 0; June 15: 0; June 16: 0; June 17: 0.34; June 18: 0.36; June 19: 0.37; June 20: 0.35; June 21: 0; June 22: 0; June 23: 0; June 24: 0; July 1: 0; July 2: 0; July 3: 0; July 4: 0; July 5: 0; July 6: 0; July 7: 0; July 8: 0; July 9: 0; July 10: 0; July 11: 0; July 12: 0; July 13: 0; July 14: 0; July 15: 0; July 16: 0; July 17: 0.25; July 18: 0.22; July 19: 0.23; July 20: 0.2; July 21: 0.03; July 22: 0; July 23: 0; July 24: 0; September 1: 0; September 2: 0; September 3: 0; September 4: 0; September 5: 0; September 6: 0; September 7: 0; September 8: 0; September 9: 0; September 10: 0; September 11: 0; September 12: 0; September 13: 0; September 14: 0; September 15: 0; September 16: 0; September 17: 0.43; September 18: 0.41; September 19: 0.38; September 20: 0.35; September 21: 0.06; September 22: 0; September 23: 0; September 24: 0; October 1: 0; October 2: 0; October 3: 0; October 4: 0; October 5: 0; October 6: 0; October 7: 0; October 8: 0; October 9: 0; October 10: 0; October 11: 0; October 12: 0; October 13: 0; October 14: 0; October 15: 0; October 16: 0; October 17: 0.19; October 18: 0.17; October 19: 0.15; October 20: 0.14; October 21: 0.01; October 22: 0; October 23: 0; October 24: 0
SDG1_1_PDRP105 | Leapfrog | SDGE |  |  | 0.13 | 0.1 | 0.11 | 0.12 | 0.32 | 0.64 | 0.13 |  |  |  | March 1: 0; March 2: 0; March 3: 0; March 4: 0; March 5: 0; March 6: 0; March 7: 0; March 8: 0; March 9: 0; March 10: 0; March 11: 0; March 12: 0; March 13: 0; March 14: 0; March 15: 0; March 16: 0; March 17: 0; March 18: 0.13; March 19: 0.13; March 20: 0.13; March 21: 0.13; March 22: 0; March 23: 0; March 24: 0; April 1: 0; April 2: 0; April 3: 0; April 4: 0; April 5: 0; April 6: 0; April 7: 0; April 8: 0; April 9: 0; April 10: 0; April 11: 0; April 12: 0; April 13: 0; April 14: 0; April 15: 0; April 16: 0; April 17: 0; April 18: 0.1; April 19: 0.1; April 20: 0.1; April 21: 0.1; April 22: 0; April 23: 0; April 24: 0; May 1: 0; May 2: 0; May 3: 0; May 4: 0; May 5: 0; May 6: 0; May 7: 0; May 8: 0; May 9: 0; May 10: 0; May 11: 0; May 12: 0; May 13: 0; May 14: 0; May 15: 0; May 16: 0; May 17: 0; May 18: 0.1; May 19: 0.11; May 20: 0.11; May 21: 0.1; May 22: 0; May 23: 0; May 24: 0; June 1: 0; June 2: 0; June 3: 0; June 4: 0; June 5: 0; June 6: 0; June 7: 0; June 8: 0; June 9: 0; June 10: 0; June 11: 0; June 12: 0; June 13: 0; June 14: 0; June 15: 0; June 16: 0; June 17: 0.11; June 18: 0.12; June 19: 0.12; June 20: 0.12; June 21: 0; June 22: 0; June 23: 0; June 24: 0; July 1: 0; July 2: 0; July 3: 0; July 4: 0; July 5: 0; July 6: 0; July 7: 0; July 8: 0; July 9: 0; July 10: 0; July 11: 0; July 12: 0; July 13: 0; July 14: 0; July 15: 0; July 16: 0; July 17: 0.32; July 18: 0.29; July 19: 0.29; July 20: 0.25; July 21: 0.04; July 22: 0; July 23: 0; July 24: 0; August 1: 0; August 2: 0; August 3: 0; August 4: 0; August 5: 0; August 6: 0; August 7: 0; August 8: 0; August 9: 0; August 10: 0; August 11: 0; August 12: 0; August 13: 0; August 14: 0; August 15: 0; August 16: 0; August 17: 0.75; August 18: 0.64; August 19: 0.59; August 20: 0.53; August 21: 0.12; August 22: 0; August 23: 0; August 24: 0; September 1: 0; September 2: 0; September 3: 0; September 4: 0; September 5: 0; September 6: 0; September 7: 0; September 8: 0; September 9: 0; September 10: 0; September 11: 0; September 12: 0; September 13: 0; September 14: 0; September 15: 0; September 16: 0; September 17: 0.13; September 18: 0.12; September 19: 0.11; September 20: 0.11; September 21: 0.02; September 22: 0; September 23: 0; September 24: 0
SDG1_1_PDRP88 | Leapfrog | SDGE |  |  | 0.22 |  | 0.42 | 0.68 | 0.11 | 0.48 |  |  |  |  | March 1: 0; March 2: 0; March 3: 0; March 4: 0; March 5: 0; March 6: 0; March 7: 0; March 8: 0; March 9: 0; March 10: 0; March 11: 0; March 12: 0; March 13: 0; March 14: 0; March 15: 0; March 16: 0; March 17: 0; March 18: 0.21; March 19: 0.22; March 20: 0.22; March 21: 0.22; March 22: 0; March 23: 0; March 24: 0; May 1: 0; May 2: 0; May 3: 0; May 4: 0; May 5: 0; May 6: 0; May 7: 0; May 8: 0; May 9: 0; May 10: 0; May 11: 0; May 12: 0; May 13: 0; May 14: 0; May 15: 0; May 16: 0; May 17: 0; May 18: 0.39; May 19: 0.42; May 20: 0.41; May 21: 0.4; May 22: 0; May 23: 0; May 24: 0; June 1: 0; June 2: 0; June 3: 0; June 4: 0; June 5: 0; June 6: 0; June 7: 0; June 8: 0; June 9: 0; June 10: 0; June 11: 0; June 12: 0; June 13: 0; June 14: 0; June 15: 0; June 16: 0; June 17: 0.64; June 18: 0.68; June 19: 0.69; June 20: 0.66; June 21: 0; June 22: 0; June 23: 0; June 24: 0; July 1: 0; July 2: 0; July 3: 0; July 4: 0; July 5: 0; July 6: 0; July 7: 0; July 8: 0; July 9: 0; July 10: 0; July 11: 0; July 12: 0; July 13: 0; July 14: 0; July 15: 0; July 16: 0; July 17: 0.11; July 18: 0.1; July 19: 0.1; July 20: 0.09; July 21: 0.02; July 22: 0; July 23: 0; July 24: 0; August 1: 0; August 2: 0; August 3: 0; August 4: 0; August 5: 0; August 6: 0; August 7: 0; August 8: 0; August 9: 0; August 10: 0; August 11: 0; August 12: 0; August 13: 0; August 14: 0; August 15: 0; August 16: 0; August 17: 0.56; August 18: 0.48; August 19: 0.45; August 20: 0.4; August 21: 0.09; August 22: 0; August 23: 0; August 24: 0
SDG1_1_PDRP96 | Leapfrog | SDGE |  |  | 0.11 | 0.14 | 0.73 | 0.24 |  | 0.18 | 0.2 | 0.61 |  |  | March 1: 0; March 2: 0; March 3: 0; March 4: 0; March 5: 0; March 6: 0; March 7: 0; March 8: 0; March 9: 0; March 10: 0; March 11: 0; March 12: 0; March 13: 0; March 14: 0; March 15: 0; March 16: 0; March 17: 0; March 18: 0.11; March 19: 0.11; March 20: 0.11; March 21: 0.11; March 22: 0; March 23: 0; March 24: 0; April 1: 0; April 2: 0; April 3: 0; April 4: 0; April 5: 0; April 6: 0; April 7: 0; April 8: 0; April 9: 0; April 10: 0; April 11: 0; April 12: 0; April 13: 0; April 14: 0; April 15: 0; April 16: 0; April 17: 0; April 18: 0.13; April 19: 0.14; April 20: 0.15; April 21: 0.14; April 22: 0; April 23: 0; April 24: 0; May 1: 0; May 2: 0; May 3: 0; May 4: 0; May 5: 0; May 6: 0; May 7: 0; May 8: 0; May 9: 0; May 10: 0; May 11: 0; May 12: 0; May 13: 0; May 14: 0; May 15: 0; May 16: 0; May 17: 0; May 18: 0.68; May 19: 0.73; May 20: 0.71; May 21: 0.7; May 22: 0; May 23: 0; May 24: 0; June 1: 0; June 2: 0; June 3: 0; June 4: 0; June 5: 0; June 6: 0; June 7: 0; June 8: 0; June 9: 0; June 10: 0; June 11: 0; June 12: 0; June 13: 0; June 14: 0; June 15: 0; June 16: 0; June 17: 0.23; June 18: 0.24; June 19: 0.24; June 20: 0.23; June 21: 0; June 22: 0; June 23: 0; June 24: 0; August 1: 0; August 2: 0; August 3: 0; August 4: 0; August 5: 0; August 6: 0; August 7: 0; August 8: 0; August 9: 0; August 10: 0; August 11: 0; August 12: 0; August 13: 0; August 14: 0; August 15: 0; August 16: 0; August 17: 0.21; August 18: 0.18; August 19: 0.17; August 20: 0.15; August 21: 0.03; August 22: 0; August 23: 0; August 24: 0; September 1: 0; September 2: 0; September 3: 0; September 4: 0; September 5: 0; September 6: 0; September 7: 0; September 8: 0; September 9: 0; September 10: 0; September 11: 0; September 12: 0; September 13: 0; September 14: 0; September 15: 0; September 16: 0; September 17: 0.2; September 18: 0.19; September 19: 0.17; September 20: 0.16; September 21: 0.03; September 22: 0; September 23: 0; September 24: 0; October 1: 0; October 2: 0; October 3: 0; October 4: 0; October 5: 0; October 6: 0; October 7: 0; October 8: 0; October 9: 0; October 10: 0; October 11: 0; October 12: 0; October 13: 0; October 14: 0; October 15: 0; October 16: 0; October 17: 0.67; October 18: 0.61; October 19: 0.54; October 20: 0.51; October 21: 0.04; October 22: 0; October 23: 0; October 24: 0
SDG1_1_PDRP97 | Leapfrog | SDGE |  |  | 0.1 | 0.1 | 0.19 | 0.11 |  |  | 0.57 |  |  |  | March 1: 0; March 2: 0; March 3: 0; March 4: 0; March 5: 0; March 6: 0; March 7: 0; March 8: 0; March 9: 0; March 10: 0; March 11: 0; March 12: 0; March 13: 0; March 14: 0; March 15: 0; March 16: 0; March 17: 0; March 18: 0.1; March 19: 0.1; March 20: 0.1; March 21: 0.1; March 22: 0; March 23: 0; March 24: 0; April 1: 0; April 2: 0; April 3: 0; April 4: 0; April 5: 0; April 6: 0; April 7: 0; April 8: 0; April 9: 0; April 10: 0; April 11: 0; April 12: 0; April 13: 0; April 14: 0; April 15: 0; April 16: 0; April 17: 0; April 18: 0.1; April 19: 0.1; April 20: 0.1; April 21: 0.1; April 22: 0; April 23: 0; April 24: 0; May 1: 0; May 2: 0; May 3: 0; May 4: 0; May 5: 0; May 6: 0; May 7: 0; May 8: 0; May 9: 0; May 10: 0; May 11: 0; May 12: 0; May 13: 0; May 14: 0; May 15: 0; May 16: 0; May 17: 0; May 18: 0.18; May 19: 0.19; May 20: 0.18; May 21: 0.18; May 22: 0; May 23: 0; May 24: 0; June 1: 0; June 2: 0; June 3: 0; June 4: 0; June 5: 0; June 6: 0; June 7: 0; June 8: 0; June 9: 0; June 10: 0; June 11: 0; June 12: 0; June 13: 0; June 14: 0; June 15: 0; June 16: 0; June 17: 0.1; June 18: 0.11; June 19: 0.11; June 20: 0.11; June 21: 0; June 22: 0; June 23: 0; June 24: 0; September 1: 0; September 2: 0; September 3: 0; September 4: 0; September 5: 0; September 6: 0; September 7: 0; September 8: 0; September 9: 0; September 10: 0; September 11: 0; September 12: 0; September 13: 0; September 14: 0; September 15: 0; September 16: 0; September 17: 0.57; September 18: 0.54; September 19: 0.5; September 20: 0.46; September 21: 0.08; September 22: 0; September 23: 0; September 24: 0
SDG1_1_PDRP98 | Leapfrog | SDGE |  |  | 0.84 | 0.7 | 0.18 | 0.11 | 0.13 | 0.67 | 0.36 | 0.45 | [50 empty] | 0 | 0 | 0 | 0 | 0 | 0 | 0 | 0 | 0 | 0 | 0 | 0 | 0 | 0 | 0 | 0 | 0 | 0.81 | 0.84 | 0.84 | 0.83 | 0 | 0 | 0 | 0 | 0 | 0 | 0 | 0 | 0 | 0 | 0 | 0 | 0 | 0 | 0 | 0 | 0 | 0 | 0 | 0 | 0.67 | 0.7 | 0.73 | 0.68 | 0 | 0 | 0 | 0 | 0 | 0 | 0 | 0 | 0 | 0 | 0 | 0 | 0 | 0 | 0 | 0 | 0 | 0 | 0 | 0 | 0.17 | 0.18 | 0.17 | 0.17 | 0 | 0 | 0 | 0 | 0 | 0 | 0 | 0 | 0 | 0 | 0 | 0 | 0 | 0 | 0 | 0 | 0 | 0 | 0 | 0.1 | 0.11 | 0.11 | 0.11 | 0 | 0 | 0 | 0 | 0 | 0 | 0 | 0 | 0 | 0 | 0 | 0 | 0 | 0 | 0 | 0 | 0 | 0 | 0 | 0 | 0.13 | 0.12 | 0.12 | 0.1 | 0.02 | 0 | 0 | 0 | 0 | 0 | 0 | 0 | 0 | 0 | 0 | 0 | 0 | 0 | 0 | 0 | 0 | 0 | 0 | 0 | 0.79 | 0.67 | 0.62 | 0.56 | 0.12 | 0 | 0 | 0 | 0 | 0 | 0 | 0 | 0 | 0 | 0 | 0 | 0 | 0 | 0 | 0 | 0 | 0 | 0 | 0 | 0.36 | 0.34 | 0.31 | 0.29 | 0.05 | 0 | 0 | 0 | 0 | 0 | 0 | 0 | 0 | 0 | 0 | 0 | 0 | 0 | 0 | 0 | 0 | 0 | 0 | 0 | 0.49 | 0.45 | 0.4 | 0.37 | 0.03 | 0 | 0 | 0
PGCC_1_PDRP20 | Leapfrog | PGE |  |  |  | 0.1 |  | 0.2 | 0.1 | 0.33 | 0.31 |  |  |  | April 1: 0; April 2: 0; April 3: 0; April 4: 0; April 5: 0; April 6: 0; April 7: 0; April 8: 0; April 9: 0; April 10: 0; April 11: 0; April 12: 0; April 13: 0; April 14: 0; April 15: 0; April 16: 0; April 17: 0; April 18: 0.1; April 19: 0.1; April 20: 0.1; April 21: 0.1; April 22: 0; April 23: 0; April 24: 0; June 1: 0; June 2: 0; June 3: 0; June 4: 0; June 5: 0; June 6: 0; June 7: 0; June 8: 0; June 9: 0; June 10: 0; June 11: 0; June 12: 0; June 13: 0; June 14: 0; June 15: 0; June 16: 0; June 17: 0.22; June 18: 0.2; June 19: 0.21; June 20: 0.2; June 21: 0.04; June 22: 0; June 23: 0; June 24: 0; July 1: 0; July 2: 0; July 3: 0; July 4: 0; July 5: 0; July 6: 0; July 7: 0; July 8: 0; July 9: 0; July 10: 0; July 11: 0; July 12: 0; July 13: 0; July 14: 0; July 15: 0; July 16: 0; July 17: 0.1; July 18: 0.09; July 19: 0.09; July 20: 0.08; July 21: 0.01; July 22: 0; July 23: 0; July 24: 0; August 1: 0; August 2: 0; August 3: 0; August 4: 0; August 5: 0; August 6: 0; August 7: 0; August 8: 0; August 9: 0; August 10: 0; August 11: 0; August 12: 0; August 13: 0; August 14: 0; August 15: 0; August 16: 0; August 17: 0.39; August 18: 0.33; August 19: 0.31; August 20: 0.27; August 21: 0.08; August 22: 0; August 23: 0; August 24: 0; September 1: 0; September 2: 0; September 3: 0; September 4: 0; September 5: 0; September 6: 0; September 7: 0; September 8: 0; September 9: 0; September 10: 0; September 11: 0; September 12: 0; September 13: 0; September 14: 0; September 15: 0; September 16: 0; September 17: 0.31; September 18: 0.31; September 19: 0.3; September 20: 0.28; September 21: 0.12; September 22: 0; September 23: 0; September 24: 0
PGEB_2_PDRP101 | Leapfrog | PGE |  |  |  | 0.53 |  | 0.12 |  | 0.24 | 0.18 |  |  |  | April 1: 0; April 2: 0; April 3: 0; April 4: 0; April 5: 0; April 6: 0; April 7: 0; April 8: 0; April 9: 0; April 10: 0; April 11: 0; April 12: 0; April 13: 0; April 14: 0; April 15: 0; April 16: 0; April 17: 0; April 18: 0.51; April 19: 0.53; April 20: 0.55; April 21: 0.51; April 22: 0; April 23: 0; April 24: 0; June 1: 0; June 2: 0; June 3: 0; June 4: 0; June 5: 0; June 6: 0; June 7: 0; June 8: 0; June 9: 0; June 10: 0; June 11: 0; June 12: 0; June 13: 0; June 14: 0; June 15: 0; June 16: 0; June 17: 0.13; June 18: 0.12; June 19: 0.12; June 20: 0.12; June 21: 0.02; June 22: 0; June 23: 0; June 24: 0; August 1: 0; August 2: 0; August 3: 0; August 4: 0; August 5: 0; August 6: 0; August 7: 0; August 8: 0; August 9: 0; August 10: 0; August 11: 0; August 12: 0; August 13: 0; August 14: 0; August 15: 0; August 16: 0; August 17: 0.29; August 18: 0.24; August 19: 0.22; August 20: 0.2; August 21: 0.06; August 22: 0; August 23: 0; August 24: 0; September 1: 0; September 2: 0; September 3: 0; September 4: 0; September 5: 0; September 6: 0; September 7: 0; September 8: 0; September 9: 0; September 10: 0; September 11: 0; September 12: 0; September 13: 0; September 14: 0; September 15: 0; September 16: 0; September 17: 0.18; September 18: 0.18; September 19: 0.17; September 20: 0.16; September 21: 0.07; September 22: 0; September 23: 0; September 24: 0
PGEB_2_PDRP104 | Leapfrog | PGE |  |  |  | 0.8 |  |  | 0.12 | 0.23 | 0.14 |  |  |  | April 1: 0; April 2: 0; April 3: 0; April 4: 0; April 5: 0; April 6: 0; April 7: 0; April 8: 0; April 9: 0; April 10: 0; April 11: 0; April 12: 0; April 13: 0; April 14: 0; April 15: 0; April 16: 0; April 17: 0; April 18: 0.77; April 19: 0.8; April 20: 0.83; April 21: 0.77; April 22: 0; April 23: 0; April 24: 0; July 1: 0; July 2: 0; July 3: 0; July 4: 0; July 5: 0; July 6: 0; July 7: 0; July 8: 0; July 9: 0; July 10: 0; July 11: 0; July 12: 0; July 13: 0; July 14: 0; July 15: 0; July 16: 0; July 17: 0.12; July 18: 0.11; July 19: 0.11; July 20: 0.09; July 21: 0.02; July 22: 0; July 23: 0; July 24: 0; August 1: 0; August 2: 0; August 3: 0; August 4: 0; August 5: 0; August 6: 0; August 7: 0; August 8: 0; August 9: 0; August 10: 0; August 11: 0; August 12: 0; August 13: 0; August 14: 0; August 15: 0; August 16: 0; August 17: 0.27; August 18: 0.23; August 19: 0.21; August 20: 0.19; August 21: 0.05; August 22: 0; August 23: 0; August 24: 0; September 1: 0; September 2: 0; September 3: 0; September 4: 0; September 5: 0; September 6: 0; September 7: 0; September 8: 0; September 9: 0; September 10: 0; September 11: 0; September 12: 0; September 13: 0; September 14: 0; September 15: 0; September 16: 0; September 17: 0.14; September 18: 0.14; September 19: 0.14; September 20: 0.12; September 21: 0.05; September 22: 0; September 23: 0; September 24: 0
PGEB_2_PDRP68 | Leapfrog | PGE |  |  |  | 0.22 |  |  |  | 0.57 |  |  |  |  | April 1: 0; April 2: 0; April 3: 0; April 4: 0; April 5: 0; April 6: 0; April 7: 0; April 8: 0; April 9: 0; April 10: 0; April 11: 0; April 12: 0; April 13: 0; April 14: 0; April 15: 0; April 16: 0; April 17: 0; April 18: 0.21; April 19: 0.22; April 20: 0.23; April 21: 0.21; April 22: 0; April 23: 0; April 24: 0; August 1: 0; August 2: 0; August 3: 0; August 4: 0; August 5: 0; August 6: 0; August 7: 0; August 8: 0; August 9: 0; August 10: 0; August 11: 0; August 12: 0; August 13: 0; August 14: 0; August 15: 0; August 16: 0; August 17: 0.68; August 18: 0.57; August 19: 0.53; August 20: 0.47; August 21: 0.13; August 22: 0; August 23: 0; August 24: 0
PGEB_2_PDRP83 | Leapfrog | PGE |  |  |  | 0.1 |  |  | 0.17 |  | 0.39 |  |  |  | April 1: 0; April 2: 0; April 3: 0; April 4: 0; April 5: 0; April 6: 0; April 7: 0; April 8: 0; April 9: 0; April 10: 0; April 11: 0; April 12: 0; April 13: 0; April 14: 0; April 15: 0; April 16: 0; April 17: 0; April 18: 0.1; April 19: 0.1; April 20: 0.1; April 21: 0.1; April 22: 0; April 23: 0; April 24: 0; July 1: 0; July 2: 0; July 3: 0; July 4: 0; July 5: 0; July 6: 0; July 7: 0; July 8: 0; July 9: 0; July 10: 0; July 11: 0; July 12: 0; July 13: 0; July 14: 0; July 15: 0; July 16: 0; July 17: 0.17; July 18: 0.15; July 19: 0.16; July 20: 0.13; July 21: 0.03; July 22: 0; July 23: 0; July 24: 0; September 1: 0; September 2: 0; September 3: 0; September 4: 0; September 5: 0; September 6: 0; September 7: 0; September 8: 0; September 9: 0; September 10: 0; September 11: 0; September 12: 0; September 13: 0; September 14: 0; September 15: 0; September 16: 0; September 17: 0.39; September 18: 0.39; September 19: 0.38; September 20: 0.35; September 21: 0.15; September 22: 0; September 23: 0; September 24: 0
PGEB_2_PDRP97 | Leapfrog | PGE |  |  |  | 0.94 |  | 0.12 | [6 empty] | April 1: 0; April 2: 0; April 3: 0; April 4: 0; April 5: 0; April 6: 0; April 7: 0; April 8: 0; April 9: 0; April 10: 0; April 11: 0; April 12: 0; April 13: 0; April 14: 0; April 15: 0; April 16: 0; April 17: 0; April 18: 0.91; April 19: 0.94; April 20: 0.98; April 21: 0.91; April 22: 0; April 23: 0; April 24: 0; June 1: 0; June 2: 0; June 3: 0; June 4: 0; June 5: 0; June 6: 0; June 7: 0; June 8: 0; June 9: 0; June 10: 0; June 11: 0; June 12: 0; June 13: 0; June 14: 0; June 15: 0; June 16: 0; June 17: 0.13; June 18: 0.12; June 19: 0.12; June 20: 0.12; June 21: 0.02; June 22: 0; June 23: 0; June 24: 0
PGF1_2_PDRP69 | Leapfrog | PGE |  |  |  | 0.2 | 0.23 |  | 0.54 |  | 0.11 | 0.1 |  |  | April 1: 0; April 2: 0; April 3: 0; April 4: 0; April 5: 0; April 6: 0; April 7: 0; April 8: 0; April 9: 0; April 10: 0; April 11: 0; April 12: 0; April 13: 0; April 14: 0; April 15: 0; April 16: 0; April 17: 0; April 18: 0.19; April 19: 0.2; April 20: 0.21; April 21: 0.19; April 22: 0; April 23: 0; April 24: 0; May 1: 0; May 2: 0; May 3: 0; May 4: 0; May 5: 0; May 6: 0; May 7: 0; May 8: 0; May 9: 0; May 10: 0; May 11: 0; May 12: 0; May 13: 0; May 14: 0; May 15: 0; May 16: 0; May 17: 0; May 18: 0.24; May 19: 0.23; May 20: 0.23; May 21: 0.22; May 22: 0.02; May 23: 0; May 24: 0; July 1: 0; July 2: 0; July 3: 0; July 4: 0; July 5: 0; July 6: 0; July 7: 0; July 8: 0; July 9: 0; July 10: 0; July 11: 0; July 12: 0; July 13: 0; July 14: 0; July 15: 0; July 16: 0; July 17: 0.54; July 18: 0.48; July 19: 0.5; July 20: 0.43; July 21: 0.08; July 22: 0; July 23: 0; July 24: 0; September 1: 0; September 2: 0; September 3: 0; September 4: 0; September 5: 0; September 6: 0; September 7: 0; September 8: 0; September 9: 0; September 10: 0; September 11: 0; September 12: 0; September 13: 0; September 14: 0; September 15: 0; September 16: 0; September 17: 0.11; September 18: 0.11; September 19: 0.11; September 20: 0.1; September 21: 0.04; September 22: 0; September 23: 0; September 24: 0; October 1: 0; October 2: 0; October 3: 0; October 4: 0; October 5: 0; October 6: 0; October 7: 0; October 8: 0; October 9: 0; October 10: 0; October 11: 0; October 12: 0; October 13: 0; October 14: 0; October 15: 0; October 16: 0; October 17: 0.11; October 18: 0.1; October 19: 0.09; October 20: 0.09; October 21: 0.02; October 22: 0; October 23: 0; October 24: 0
PGF1_2_PDRP74 | Leapfrog | PGE |  |  |  | 0.19 | 0.14 | 0.55 | 0.45 | 0.13 | 0.14 |  |  |  | April 1: 0; April 2: 0; April 3: 0; April 4: 0; April 5: 0; April 6: 0; April 7: 0; April 8: 0; April 9: 0; April 10: 0; April 11: 0; April 12: 0; April 13: 0; April 14: 0; April 15: 0; April 16: 0; April 17: 0; April 18: 0.18; April 19: 0.19; April 20: 0.2; April 21: 0.18; April 22: 0; April 23: 0; April 24: 0; May 1: 0; May 2: 0; May 3: 0; May 4: 0; May 5: 0; May 6: 0; May 7: 0; May 8: 0; May 9: 0; May 10: 0; May 11: 0; May 12: 0; May 13: 0; May 14: 0; May 15: 0; May 16: 0; May 17: 0; May 18: 0.14; May 19: 0.14; May 20: 0.14; May 21: 0.13; May 22: 0.01; May 23: 0; May 24: 0; June 1: 0; June 2: 0; June 3: 0; June 4: 0; June 5: 0; June 6: 0; June 7: 0; June 8: 0; June 9: 0; June 10: 0; June 11: 0; June 12: 0; June 13: 0; June 14: 0; June 15: 0; June 16: 0; June 17: 0.6; June 18: 0.55; June 19: 0.56; June 20: 0.54; June 21: 0.11; June 22: 0; June 23: 0; June 24: 0; July 1: 0; July 2: 0; July 3: 0; July 4: 0; July 5: 0; July 6: 0; July 7: 0; July 8: 0; July 9: 0; July 10: 0; July 11: 0; July 12: 0; July 13: 0; July 14: 0; July 15: 0; July 16: 0; July 17: 0.45; July 18: 0.4; July 19: 0.42; July 20: 0.35; July 21: 0.07; July 22: 0; July 23: 0; July 24: 0; August 1: 0; August 2: 0; August 3: 0; August 4: 0; August 5: 0; August 6: 0; August 7: 0; August 8: 0; August 9: 0; August 10: 0; August 11: 0; August 12: 0; August 13: 0; August 14: 0; August 15: 0; August 16: 0; August 17: 0.16; August 18: 0.13; August 19: 0.12; August 20: 0.11; August 21: 0.03; August 22: 0; August 23: 0; August 24: 0; September 1: 0; September 2: 0; September 3: 0; September 4: 0; September 5: 0; September 6: 0; September 7: 0; September 8: 0; September 9: 0; September 10: 0; September 11: 0; September 12: 0; September 13: 0; September 14: 0; September 15: 0; September 16: 0; September 17: 0.14; September 18: 0.14; September 19: 0.14; September 20: 0.12; September 21: 0.05; September 22: 0; September 23: 0; September 24: 0
PGF1_2_PDRP76 | Leapfrog | PGE |  |  |  | 0.11 | 0.1 | 0.31 | 0.51 | 0.37 |  | 0.46 |  |  | April 1: 0; April 2: 0; April 3: 0; April 4: 0; April 5: 0; April 6: 0; April 7: 0; April 8: 0; April 9: 0; April 10: 0; April 11: 0; April 12: 0; April 13: 0; April 14: 0; April 15: 0; April 16: 0; April 17: 0; April 18: 0.11; April 19: 0.11; April 20: 0.11; April 21: 0.11; April 22: 0; April 23: 0; April 24: 0; May 1: 0; May 2: 0; May 3: 0; May 4: 0; May 5: 0; May 6: 0; May 7: 0; May 8: 0; May 9: 0; May 10: 0; May 11: 0; May 12: 0; May 13: 0; May 14: 0; May 15: 0; May 16: 0; May 17: 0; May 18: 0.1; May 19: 0.1; May 20: 0.1; May 21: 0.1; May 22: 0.01; May 23: 0; May 24: 0; June 1: 0; June 2: 0; June 3: 0; June 4: 0; June 5: 0; June 6: 0; June 7: 0; June 8: 0; June 9: 0; June 10: 0; June 11: 0; June 12: 0; June 13: 0; June 14: 0; June 15: 0; June 16: 0; June 17: 0.34; June 18: 0.31; June 19: 0.32; June 20: 0.3; June 21: 0.06; June 22: 0; June 23: 0; June 24: 0; July 1: 0; July 2: 0; July 3: 0; July 4: 0; July 5: 0; July 6: 0; July 7: 0; July 8: 0; July 9: 0; July 10: 0; July 11: 0; July 12: 0; July 13: 0; July 14: 0; July 15: 0; July 16: 0; July 17: 0.51; July 18: 0.46; July 19: 0.47; July 20: 0.4; July 21: 0.08; July 22: 0; July 23: 0; July 24: 0; August 1: 0; August 2: 0; August 3: 0; August 4: 0; August 5: 0; August 6: 0; August 7: 0; August 8: 0; August 9: 0; August 10: 0; August 11: 0; August 12: 0; August 13: 0; August 14: 0; August 15: 0; August 16: 0; August 17: 0.44; August 18: 0.37; August 19: 0.35; August 20: 0.31; August 21: 0.09; August 22: 0; August 23: 0; August 24: 0; October 1: 0; October 2: 0; October 3: 0; October 4: 0; October 5: 0; October 6: 0; October 7: 0; October 8: 0; October 9: 0; October 10: 0; October 11: 0; October 12: 0; October 13: 0; October 14: 0; October 15: 0; October 16: 0; October 17: 0.51; October 18: 0.46; October 19: 0.41; October 20: 0.39; October 21: 0.1; October 22: 0; October 23: 0; October 24: 0
PGF1_2_PDRP85 | Leapfrog | PGE |  |  |  | 0.47 | 0.39 |  | 0.11 |  | 0.29 | 0.28 |  |  | April 1: 0; April 2: 0; April 3: 0; April 4: 0; April 5: 0; April 6: 0; April 7: 0; April 8: 0; April 9: 0; April 10: 0; April 11: 0; April 12: 0; April 13: 0; April 14: 0; April 15: 0; April 16: 0; April 17: 0; April 18: 0.45; April 19: 0.47; April 20: 0.49; April 21: 0.45; April 22: 0; April 23: 0; April 24: 0; May 1: 0; May 2: 0; May 3: 0; May 4: 0; May 5: 0; May 6: 0; May 7: 0; May 8: 0; May 9: 0; May 10: 0; May 11: 0; May 12: 0; May 13: 0; May 14: 0; May 15: 0; May 16: 0; May 17: 0; May 18: 0.4; May 19: 0.39; May 20: 0.39; May 21: 0.38; May 22: 0.03; May 23: 0; May 24: 0; July 1: 0; July 2: 0; July 3: 0; July 4: 0; July 5: 0; July 6: 0; July 7: 0; July 8: 0; July 9: 0; July 10: 0; July 11: 0; July 12: 0; July 13: 0; July 14: 0; July 15: 0; July 16: 0; July 17: 0.11; July 18: 0.1; July 19: 0.1; July 20: 0.09; July 21: 0.02; July 22: 0; July 23: 0; July 24: 0; September 1: 0; September 2: 0; September 3: 0; September 4: 0; September 5: 0; September 6: 0; September 7: 0; September 8: 0; September 9: 0; September 10: 0; September 11: 0; September 12: 0; September 13: 0; September 14: 0; September 15: 0; September 16: 0; September 17: 0.29; September 18: 0.29; September 19: 0.28; September 20: 0.26; September 21: 0.11; September 22: 0; September 23: 0; September 24: 0; October 1: 0; October 2: 0; October 3: 0; October 4: 0; October 5: 0; October 6: 0; October 7: 0; October 8: 0; October 9: 0; October 10: 0; October 11: 0; October 12: 0; October 13: 0; October 14: 0; October 15: 0; October 16: 0; October 17: 0.31; October 18: 0.28; October 19: 0.25; October 20: 0.24; October 21: 0.06; October 22: 0; October 23: 0; October 24: 0
PGF1_2_PDRP96 | Leapfrog | PGE |  |  |  | 0.11 |  |  |  | 0.16 | 0.13 |  |  |  | April 1: 0; April 2: 0; April 3: 0; April 4: 0; April 5: 0; April 6: 0; April 7: 0; April 8: 0; April 9: 0; April 10: 0; April 11: 0; April 12: 0; April 13: 0; April 14: 0; April 15: 0; April 16: 0; April 17: 0; April 18: 0.11; April 19: 0.11; April 20: 0.11; April 21: 0.11; April 22: 0; April 23: 0; April 24: 0; August 1: 0; August 2: 0; August 3: 0; August 4: 0; August 5: 0; August 6: 0; August 7: 0; August 8: 0; August 9: 0; August 10: 0; August 11: 0; August 12: 0; August 13: 0; August 14: 0; August 15: 0; August 16: 0; August 17: 0.19; August 18: 0.16; August 19: 0.15; August 20: 0.13; August 21: 0.04; August 22: 0; August 23: 0; August 24: 0; September 1: 0; September 2: 0; September 3: 0; September 4: 0; September 5: 0; September 6: 0; September 7: 0; September 8: 0; September 9: 0; September 10: 0; September 11: 0; September 12: 0; September 13: 0; September 14: 0; September 15: 0; September 16: 0; September 17: 0.13; September 18: 0.13; September 19: 0.13; September 20: 0.12; September 21: 0.05; September 22: 0; September 23: 0; September 24: 0
PGFG_1_PDRP20 | Leapfrog | PGE |  |  |  | 0.23 |  |  | 0.11 | 0.26 |  | 0.25 |  |  | April 1: 0; April 2: 0; April 3: 0; April 4: 0; April 5: 0; April 6: 0; April 7: 0; April 8: 0; April 9: 0; April 10: 0; April 11: 0; April 12: 0; April 13: 0; April 14: 0; April 15: 0; April 16: 0; April 17: 0; April 18: 0.22; April 19: 0.23; April 20: 0.24; April 21: 0.22; April 22: 0; April 23: 0; April 24: 0; July 1: 0; July 2: 0; July 3: 0; July 4: 0; July 5: 0; July 6: 0; July 7: 0; July 8: 0; July 9: 0; July 10: 0; July 11: 0; July 12: 0; July 13: 0; July 14: 0; July 15: 0; July 16: 0; July 17: 0.11; July 18: 0.1; July 19: 0.1; July 20: 0.09; July 21: 0.02; July 22: 0; July 23: 0; July 24: 0; August 1: 0; August 2: 0; August 3: 0; August 4: 0; August 5: 0; August 6: 0; August 7: 0; August 8: 0; August 9: 0; August 10: 0; August 11: 0; August 12: 0; August 13: 0; August 14: 0; August 15: 0; August 16: 0; August 17: 0.31; August 18: 0.26; August 19: 0.24; August 20: 0.22; August 21: 0.06; August 22: 0; August 23: 0; August 24: 0; October 1: 0; October 2: 0; October 3: 0; October 4: 0; October 5: 0; October 6: 0; October 7: 0; October 8: 0; October 9: 0; October 10: 0; October 11: 0; October 12: 0; October 13: 0; October 14: 0; October 15: 0; October 16: 0; October 17: 0.28; October 18: 0.25; October 19: 0.22; October 20: 0.21; October 21: 0.06; October 22: 0; October 23: 0; October 24: 0
PGKN_2_PDRP33 | Leapfrog | PGE |  |  |  | 0.12 |  |  | 0.15 |  |  | 0.21 |  |  | April 1: 0; April 2: 0; April 3: 0; April 4: 0; April 5: 0; April 6: 0; April 7: 0; April 8: 0; April 9: 0; April 10: 0; April 11: 0; April 12: 0; April 13: 0; April 14: 0; April 15: 0; April 16: 0; April 17: 0; April 18: 0.12; April 19: 0.12; April 20: 0.13; April 21: 0.12; April 22: 0; April 23: 0; April 24: 0; July 1: 0; July 2: 0; July 3: 0; July 4: 0; July 5: 0; July 6: 0; July 7: 0; July 8: 0; July 9: 0; July 10: 0; July 11: 0; July 12: 0; July 13: 0; July 14: 0; July 15: 0; July 16: 0; July 17: 0.15; July 18: 0.13; July 19: 0.14; July 20: 0.12; July 21: 0.02; July 22: 0; July 23: 0; July 24: 0; October 1: 0; October 2: 0; October 3: 0; October 4: 0; October 5: 0; October 6: 0; October 7: 0; October 8: 0; October 9: 0; October 10: 0; October 11: 0; October 12: 0; October 13: 0; October 14: 0; October 15: 0; October 16: 0; October 17: 0.23; October 18: 0.21; October 19: 0.19; October 20: 0.18; October 21: 0.05; October 22: 0; October 23: 0; October 24: 0
PGNB_2_PDRP27 | Leapfrog | PGE |  |  |  | 0.12 |  | 0.12 | 0.17 | [5 empty] | April 1: 0; April 2: 0; April 3: 0; April 4: 0; April 5: 0; April 6: 0; April 7: 0; April 8: 0; April 9: 0; April 10: 0; April 11: 0; April 12: 0; April 13: 0; April 14: 0; April 15: 0; April 16: 0; April 17: 0; April 18: 0.12; April 19: 0.12; April 20: 0.13; April 21: 0.12; April 22: 0; April 23: 0; April 24: 0; June 1: 0; June 2: 0; June 3: 0; June 4: 0; June 5: 0; June 6: 0; June 7: 0; June 8: 0; June 9: 0; June 10: 0; June 11: 0; June 12: 0; June 13: 0; June 14: 0; June 15: 0; June 16: 0; June 17: 0.13; June 18: 0.12; June 19: 0.12; June 20: 0.12; June 21: 0.02; June 22: 0; June 23: 0; June 24: 0; July 1: 0; July 2: 0; July 3: 0; July 4: 0; July 5: 0; July 6: 0; July 7: 0; July 8: 0; July 9: 0; July 10: 0; July 11: 0; July 12: 0; July 13: 0; July 14: 0; July 15: 0; July 16: 0; July 17: 0.17; July 18: 0.15; July 19: 0.16; July 20: 0.13; July 21: 0.03; July 22: 0; July 23: 0; July 24: 0
PGP2_2_PDRP55 | Leapfrog | PGE |  |  |  | 0.15 | 0.31 | 0.24 |  |  | 0.15 |  |  |  | April 1: 0; April 2: 0; April 3: 0; April 4: 0; April 5: 0; April 6: 0; April 7: 0; April 8: 0; April 9: 0; April 10: 0; April 11: 0; April 12: 0; April 13: 0; April 14: 0; April 15: 0; April 16: 0; April 17: 0; April 18: 0.14; April 19: 0.15; April 20: 0.16; April 21: 0.15; April 22: 0; April 23: 0; April 24: 0; May 1: 0; May 2: 0; May 3: 0; May 4: 0; May 5: 0; May 6: 0; May 7: 0; May 8: 0; May 9: 0; May 10: 0; May 11: 0; May 12: 0; May 13: 0; May 14: 0; May 15: 0; May 16: 0; May 17: 0; May 18: 0.32; May 19: 0.31; May 20: 0.31; May 21: 0.3; May 22: 0.02; May 23: 0; May 24: 0; June 1: 0; June 2: 0; June 3: 0; June 4: 0; June 5: 0; June 6: 0; June 7: 0; June 8: 0; June 9: 0; June 10: 0; June 11: 0; June 12: 0; June 13: 0; June 14: 0; June 15: 0; June 16: 0; June 17: 0.26; June 18: 0.24; June 19: 0.25; June 20: 0.23; June 21: 0.05; June 22: 0; June 23: 0; June 24: 0; September 1: 0; September 2: 0; September 3: 0; September 4: 0; September 5: 0; September 6: 0; September 7: 0; September 8: 0; September 9: 0; September 10: 0; September 11: 0; September 12: 0; September 13: 0; September 14: 0; September 15: 0; September 16: 0; September 17: 0.15; September 18: 0.15; September 19: 0.14; September 20: 0.13; September 21: 0.06; September 22: 0; September 23: 0; September 24: 0
PGP2_2_PDRP61 | Leapfrog | PGE |  |  |  | 0.34 |  | 0.73 | 0.22 |  |  | 0.13 |  |  | April 1: 0; April 2: 0; April 3: 0; April 4: 0; April 5: 0; April 6: 0; April 7: 0; April 8: 0; April 9: 0; April 10: 0; April 11: 0; April 12: 0; April 13: 0; April 14: 0; April 15: 0; April 16: 0; April 17: 0; April 18: 0.33; April 19: 0.34; April 20: 0.35; April 21: 0.33; April 22: 0; April 23: 0; April 24: 0; June 1: 0; June 2: 0; June 3: 0; June 4: 0; June 5: 0; June 6: 0; June 7: 0; June 8: 0; June 9: 0; June 10: 0; June 11: 0; June 12: 0; June 13: 0; June 14: 0; June 15: 0; June 16: 0; June 17: 0.8; June 18: 0.73; June 19: 0.75; June 20: 0.71; June 21: 0.14; June 22: 0; June 23: 0; June 24: 0; July 1: 0; July 2: 0; July 3: 0; July 4: 0; July 5: 0; July 6: 0; July 7: 0; July 8: 0; July 9: 0; July 10: 0; July 11: 0; July 12: 0; July 13: 0; July 14: 0; July 15: 0; July 16: 0; July 17: 0.22; July 18: 0.2; July 19: 0.2; July 20: 0.17; July 21: 0.03; July 22: 0; July 23: 0; July 24: 0; October 1: 0; October 2: 0; October 3: 0; October 4: 0; October 5: 0; October 6: 0; October 7: 0; October 8: 0; October 9: 0; October 10: 0; October 11: 0; October 12: 0; October 13: 0; October 14: 0; October 15: 0; October 16: 0; October 17: 0.14; October 18: 0.13; October 19: 0.12; October 20: 0.11; October 21: 0.03; October 22: 0; October 23: 0; October 24: 0
PGP2_2_PDRP62 | Leapfrog | PGE |  |  |  | 0.18 | [5 empty] | 0.12 |  |  | April 1: 0; April 2: 0; April 3: 0; April 4: 0; April 5: 0; April 6: 0; April 7: 0; April 8: 0; April 9: 0; April 10: 0; April 11: 0; April 12: 0; April 13: 0; April 14: 0; April 15: 0; April 16: 0; April 17: 0; April 18: 0.17; April 19: 0.18; April 20: 0.19; April 21: 0.17; April 22: 0; April 23: 0; April 24: 0; October 1: 0; October 2: 0; October 3: 0; October 4: 0; October 5: 0; October 6: 0; October 7: 0; October 8: 0; October 9: 0; October 10: 0; October 11: 0; October 12: 0; October 13: 0; October 14: 0; October 15: 0; October 16: 0; October 17: 0.13; October 18: 0.12; October 19: 0.11; October 20: 0.1; October 21: 0.03; October 22: 0; October 23: 0; October 24: 0
PGSB_1_PDRP60 | Leapfrog | PGE |  |  |  | 0.16 |  | 0.13 | 0.12 | 0.54 | 0.12 |  |  |  | April 1: 0; April 2: 0; April 3: 0; April 4: 0; April 5: 0; April 6: 0; April 7: 0; April 8: 0; April 9: 0; April 10: 0; April 11: 0; April 12: 0; April 13: 0; April 14: 0; April 15: 0; April 16: 0; April 17: 0; April 18: 0.15; April 19: 0.16; April 20: 0.17; April 21: 0.15; April 22: 0; April 23: 0; April 24: 0; June 1: 0; June 2: 0; June 3: 0; June 4: 0; June 5: 0; June 6: 0; June 7: 0; June 8: 0; June 9: 0; June 10: 0; June 11: 0; June 12: 0; June 13: 0; June 14: 0; June 15: 0; June 16: 0; June 17: 0.14; June 18: 0.13; June 19: 0.13; June 20: 0.13; June 21: 0.03; June 22: 0; June 23: 0; June 24: 0; July 1: 0; July 2: 0; July 3: 0; July 4: 0; July 5: 0; July 6: 0; July 7: 0; July 8: 0; July 9: 0; July 10: 0; July 11: 0; July 12: 0; July 13: 0; July 14: 0; July 15: 0; July 16: 0; July 17: 0.12; July 18: 0.11; July 19: 0.11; July 20: 0.09; July 21: 0.02; July 22: 0; July 23: 0; July 24: 0; August 1: 0; August 2: 0; August 3: 0; August 4: 0; August 5: 0; August 6: 0; August 7: 0; August 8: 0; August 9: 0; August 10: 0; August 11: 0; August 12: 0; August 13: 0; August 14: 0; August 15: 0; August 16: 0; August 17: 0.65; August 18: 0.54; August 19: 0.5; August 20: 0.45; August 21: 0.13; August 22: 0; August 23: 0; August 24: 0; September 1: 0; September 2: 0; September 3: 0; September 4: 0; September 5: 0; September 6: 0; September 7: 0; September 8: 0; September 9: 0; September 10: 0; September 11: 0; September 12: 0; September 13: 0; September 14: 0; September 15: 0; September 16: 0; September 17: 0.12; September 18: 0.12; September 19: 0.12; September 20: 0.11; September 21: 0.04; September 22: 0; September 23: 0; September 24: 0
PGSB_1_PDRP63 | Leapfrog | PGE |  |  |  | 0.2 | 0.17 | 0.19 | 0.58 | 0.22 |  | 0.9 |  |  | April 1: 0; April 2: 0; April 3: 0; April 4: 0; April 5: 0; April 6: 0; April 7: 0; April 8: 0; April 9: 0; April 10: 0; April 11: 0; April 12: 0; April 13: 0; April 14: 0; April 15: 0; April 16: 0; April 17: 0; April 18: 0.19; April 19: 0.2; April 20: 0.21; April 21: 0.19; April 22: 0; April 23: 0; April 24: 0; May 1: 0; May 2: 0; May 3: 0; May 4: 0; May 5: 0; May 6: 0; May 7: 0; May 8: 0; May 9: 0; May 10: 0; May 11: 0; May 12: 0; May 13: 0; May 14: 0; May 15: 0; May 16: 0; May 17: 0; May 18: 0.18; May 19: 0.17; May 20: 0.17; May 21: 0.16; May 22: 0.01; May 23: 0; May 24: 0; June 1: 0; June 2: 0; June 3: 0; June 4: 0; June 5: 0; June 6: 0; June 7: 0; June 8: 0; June 9: 0; June 10: 0; June 11: 0; June 12: 0; June 13: 0; June 14: 0; June 15: 0; June 16: 0; June 17: 0.21; June 18: 0.19; June 19: 0.19; June 20: 0.19; June 21: 0.04; June 22: 0; June 23: 0; June 24: 0; July 1: 0; July 2: 0; July 3: 0; July 4: 0; July 5: 0; July 6: 0; July 7: 0; July 8: 0; July 9: 0; July 10: 0; July 11: 0; July 12: 0; July 13: 0; July 14: 0; July 15: 0; July 16: 0; July 17: 0.58; July 18: 0.52; July 19: 0.54; July 20: 0.46; July 21: 0.09; July 22: 0; July 23: 0; July 24: 0; August 1: 0; August 2: 0; August 3: 0; August 4: 0; August 5: 0; August 6: 0; August 7: 0; August 8: 0; August 9: 0; August 10: 0; August 11: 0; August 12: 0; August 13: 0; August 14: 0; August 15: 0; August 16: 0; August 17: 0.26; August 18: 0.22; August 19: 0.21; August 20: 0.18; August 21: 0.05; August 22: 0; August 23: 0; August 24: 0; October 1: 0; October 2: 0; October 3: 0; October 4: 0; October 5: 0; October 6: 0; October 7: 0; October 8: 0; October 9: 0; October 10: 0; October 11: 0; October 12: 0; October 13: 0; October 14: 0; October 15: 0; October 16: 0; October 17: 1; October 18: 0.9; October 19: 0.81; October 20: 0.77; October 21: 0.2; October 22: 0; October 23: 0; October 24: 0
PGSB_1_PDRP66 | Leapfrog | PGE |  |  |  | 0.1 | 0.11 | 0.11 | 0.57 |  | 0.36 |  |  |  | April 1: 0; April 2: 0; April 3: 0; April 4: 0; April 5: 0; April 6: 0; April 7: 0; April 8: 0; April 9: 0; April 10: 0; April 11: 0; April 12: 0; April 13: 0; April 14: 0; April 15: 0; April 16: 0; April 17: 0; April 18: 0.1; April 19: 0.1; April 20: 0.1; April 21: 0.1; April 22: 0; April 23: 0; April 24: 0; May 1: 0; May 2: 0; May 3: 0; May 4: 0; May 5: 0; May 6: 0; May 7: 0; May 8: 0; May 9: 0; May 10: 0; May 11: 0; May 12: 0; May 13: 0; May 14: 0; May 15: 0; May 16: 0; May 17: 0; May 18: 0.11; May 19: 0.11; May 20: 0.11; May 21: 0.11; May 22: 0.01; May 23: 0; May 24: 0; June 1: 0; June 2: 0; June 3: 0; June 4: 0; June 5: 0; June 6: 0; June 7: 0; June 8: 0; June 9: 0; June 10: 0; June 11: 0; June 12: 0; June 13: 0; June 14: 0; June 15: 0; June 16: 0; June 17: 0.12; June 18: 0.11; June 19: 0.11; June 20: 0.11; June 21: 0.02; June 22: 0; June 23: 0; June 24: 0; July 1: 0; July 2: 0; July 3: 0; July 4: 0; July 5: 0; July 6: 0; July 7: 0; July 8: 0; July 9: 0; July 10: 0; July 11: 0; July 12: 0; July 13: 0; July 14: 0; July 15: 0; July 16: 0; July 17: 0.57; July 18: 0.51; July 19: 0.53; July 20: 0.45; July 21: 0.08; July 22: 0; July 23: 0; July 24: 0; September 1: 0; September 2: 0; September 3: 0; September 4: 0; September 5: 0; September 6: 0; September 7: 0; September 8: 0; September 9: 0; September 10: 0; September 11: 0; September 12: 0; September 13: 0; September 14: 0; September 15: 0; September 16: 0; September 17: 0.36; September 18: 0.36; September 19: 0.35; September 20: 0.32; September 21: 0.13; September 22: 0; September 23: 0; September 24: 0
PGSB_1_PDRP83 | Leapfrog | PGE |  |  |  | 0.23 | 0.5 | 0.56 | 0.15 | 0.37 |  | 0.91 |  |  | April 1: 0; April 2: 0; April 3: 0; April 4: 0; April 5: 0; April 6: 0; April 7: 0; April 8: 0; April 9: 0; April 10: 0; April 11: 0; April 12: 0; April 13: 0; April 14: 0; April 15: 0; April 16: 0; April 17: 0; April 18: 0.22; April 19: 0.23; April 20: 0.24; April 21: 0.22; April 22: 0; April 23: 0; April 24: 0; May 1: 0; May 2: 0; May 3: 0; May 4: 0; May 5: 0; May 6: 0; May 7: 0; May 8: 0; May 9: 0; May 10: 0; May 11: 0; May 12: 0; May 13: 0; May 14: 0; May 15: 0; May 16: 0; May 17: 0; May 18: 0.52; May 19: 0.5; May 20: 0.5; May 21: 0.48; May 22: 0.04; May 23: 0; May 24: 0; June 1: 0; June 2: 0; June 3: 0; June 4: 0; June 5: 0; June 6: 0; June 7: 0; June 8: 0; June 9: 0; June 10: 0; June 11: 0; June 12: 0; June 13: 0; June 14: 0; June 15: 0; June 16: 0; June 17: 0.61; June 18: 0.56; June 19: 0.57; June 20: 0.55; June 21: 0.11; June 22: 0; June 23: 0; June 24: 0; July 1: 0; July 2: 0; July 3: 0; July 4: 0; July 5: 0; July 6: 0; July 7: 0; July 8: 0; July 9: 0; July 10: 0; July 11: 0; July 12: 0; July 13: 0; July 14: 0; July 15: 0; July 16: 0; July 17: 0.15; July 18: 0.13; July 19: 0.14; July 20: 0.12; July 21: 0.02; July 22: 0; July 23: 0; July 24: 0; August 1: 0; August 2: 0; August 3: 0; August 4: 0; August 5: 0; August 6: 0; August 7: 0; August 8: 0; August 9: 0; August 10: 0; August 11: 0; August 12: 0; August 13: 0; August 14: 0; August 15: 0; August 16: 0; August 17: 0.44; August 18: 0.37; August 19: 0.35; August 20: 0.31; August 21: 0.09; August 22: 0; August 23: 0; August 24: 0; October 1: 0; October 2: 0; October 3: 0; October 4: 0; October 5: 0; October 6: 0; October 7: 0; October 8: 0; October 9: 0; October 10: 0; October 11: 0; October 12: 0; October 13: 0; October 14: 0; October 15: 0; October 16: 0; October 17: 1.01; October 18: 0.91; October 19: 0.82; October 20: 0.78; October 21: 0.2; October 22: 0; October 23: 0; October 24: 0
PGSB_1_PDRP91 | Leapfrog | PGE |  |  |  | 0.14 |  | 0.61 |  | 0.11 | 0.57 | 0.31 |  |  | April 1: 0; April 2: 0; April 3: 0; April 4: 0; April 5: 0; April 6: 0; April 7: 0; April 8: 0; April 9: 0; April 10: 0; April 11: 0; April 12: 0; April 13: 0; April 14: 0; April 15: 0; April 16: 0; April 17: 0; April 18: 0.13; April 19: 0.14; April 20: 0.15; April 21: 0.14; April 22: 0; April 23: 0; April 24: 0; June 1: 0; June 2: 0; June 3: 0; June 4: 0; June 5: 0; June 6: 0; June 7: 0; June 8: 0; June 9: 0; June 10: 0; June 11: 0; June 12: 0; June 13: 0; June 14: 0; June 15: 0; June 16: 0; June 17: 0.66; June 18: 0.61; June 19: 0.63; June 20: 0.6; June 21: 0.12; June 22: 0; June 23: 0; June 24: 0; August 1: 0; August 2: 0; August 3: 0; August 4: 0; August 5: 0; August 6: 0; August 7: 0; August 8: 0; August 9: 0; August 10: 0; August 11: 0; August 12: 0; August 13: 0; August 14: 0; August 15: 0; August 16: 0; August 17: 0.13; August 18: 0.11; August 19: 0.1; August 20: 0.09; August 21: 0.03; August 22: 0; August 23: 0; August 24: 0; September 1: 0; September 2: 0; September 3: 0; September 4: 0; September 5: 0; September 6: 0; September 7: 0; September 8: 0; September 9: 0; September 10: 0; September 11: 0; September 12: 0; September 13: 0; September 14: 0; September 15: 0; September 16: 0; September 17: 0.57; September 18: 0.57; September 19: 0.55; September 20: 0.51; September 21: 0.21; September 22: 0; September 23: 0; September 24: 0; October 1: 0; October 2: 0; October 3: 0; October 4: 0; October 5: 0; October 6: 0; October 7: 0; October 8: 0; October 9: 0; October 10: 0; October 11: 0; October 12: 0; October 13: 0; October 14: 0; October 15: 0; October 16: 0; October 17: 0.34; October 18: 0.31; October 19: 0.28; October 20: 0.26; October 21: 0.07; October 22: 0; October 23: 0; October 24: 0
PGSB_1_PDRP94 | Leapfrog | PGE |  |  |  | 0.32 |  |  |  | 0.19 |  |  |  |  | April 1: 0; April 2: 0; April 3: 0; April 4: 0; April 5: 0; April 6: 0; April 7: 0; April 8: 0; April 9: 0; April 10: 0; April 11: 0; April 12: 0; April 13: 0; April 14: 0; April 15: 0; April 16: 0; April 17: 0; April 18: 0.31; April 19: 0.32; April 20: 0.33; April 21: 0.31; April 22: 0; April 23: 0; April 24: 0; August 1: 0; August 2: 0; August 3: 0; August 4: 0; August 5: 0; August 6: 0; August 7: 0; August 8: 0; August 9: 0; August 10: 0; August 11: 0; August 12: 0; August 13: 0; August 14: 0; August 15: 0; August 16: 0; August 17: 0.23; August 18: 0.19; August 19: 0.18; August 20: 0.16; August 21: 0.04; August 22: 0; August 23: 0; August 24: 0
PGSB_1_PDRP95 | Leapfrog | PGE |  |  |  | 0.37 |  | 0.18 | 0.19 | 0.15 | 0.1 | 0.1 |  |  | April 1: 0; April 2: 0; April 3: 0; April 4: 0; April 5: 0; April 6: 0; April 7: 0; April 8: 0; April 9: 0; April 10: 0; April 11: 0; April 12: 0; April 13: 0; April 14: 0; April 15: 0; April 16: 0; April 17: 0; April 18: 0.36; April 19: 0.37; April 20: 0.39; April 21: 0.36; April 22: 0; April 23: 0; April 24: 0; June 1: 0; June 2: 0; June 3: 0; June 4: 0; June 5: 0; June 6: 0; June 7: 0; June 8: 0; June 9: 0; June 10: 0; June 11: 0; June 12: 0; June 13: 0; June 14: 0; June 15: 0; June 16: 0; June 17: 0.2; June 18: 0.18; June 19: 0.18; June 20: 0.18; June 21: 0.04; June 22: 0; June 23: 0; June 24: 0; July 1: 0; July 2: 0; July 3: 0; July 4: 0; July 5: 0; July 6: 0; July 7: 0; July 8: 0; July 9: 0; July 10: 0; July 11: 0; July 12: 0; July 13: 0; July 14: 0; July 15: 0; July 16: 0; July 17: 0.19; July 18: 0.17; July 19: 0.18; July 20: 0.15; July 21: 0.03; July 22: 0; July 23: 0; July 24: 0; August 1: 0; August 2: 0; August 3: 0; August 4: 0; August 5: 0; August 6: 0; August 7: 0; August 8: 0; August 9: 0; August 10: 0; August 11: 0; August 12: 0; August 13: 0; August 14: 0; August 15: 0; August 16: 0; August 17: 0.18; August 18: 0.15; August 19: 0.14; August 20: 0.12; August 21: 0.03; August 22: 0; August 23: 0; August 24: 0; September 1: 0; September 2: 0; September 3: 0; September 4: 0; September 5: 0; September 6: 0; September 7: 0; September 8: 0; September 9: 0; September 10: 0; September 11: 0; September 12: 0; September 13: 0; September 14: 0; September 15: 0; September 16: 0; September 17: 0.1; September 18: 0.1; September 19: 0.1; September 20: 0.09; September 21: 0.04; September 22: 0; September 23: 0; September 24: 0; October 1: 0; October 2: 0; October 3: 0; October 4: 0; October 5: 0; October 6: 0; October 7: 0; October 8: 0; October 9: 0; October 10: 0; October 11: 0; October 12: 0; October 13: 0; October 14: 0; October 15: 0; October 16: 0; October 17: 0.11; October 18: 0.1; October 19: 0.09; October 20: 0.09; October 21: 0.02; October 22: 0; October 23: 0; October 24: 0
PGSF_2_PDRP53 | Leapfrog | PGE |  |  |  | 0.1 | 0.43 |  |  |  |  | 0.18 |  |  | April 1: 0; April 2: 0; April 3: 0; April 4: 0; April 5: 0; April 6: 0; April 7: 0; April 8: 0; April 9: 0; April 10: 0; April 11: 0; April 12: 0; April 13: 0; April 14: 0; April 15: 0; April 16: 0; April 17: 0; April 18: 0.1; April 19: 0.1; April 20: 0.1; April 21: 0.1; April 22: 0; April 23: 0; April 24: 0; May 1: 0; May 2: 0; May 3: 0; May 4: 0; May 5: 0; May 6: 0; May 7: 0; May 8: 0; May 9: 0; May 10: 0; May 11: 0; May 12: 0; May 13: 0; May 14: 0; May 15: 0; May 16: 0; May 17: 0; May 18: 0.44; May 19: 0.43; May 20: 0.43; May 21: 0.41; May 22: 0.03; May 23: 0; May 24: 0; October 1: 0; October 2: 0; October 3: 0; October 4: 0; October 5: 0; October 6: 0; October 7: 0; October 8: 0; October 9: 0; October 10: 0; October 11: 0; October 12: 0; October 13: 0; October 14: 0; October 15: 0; October 16: 0; October 17: 0.2; October 18: 0.18; October 19: 0.16; October 20: 0.15; October 21: 0.04; October 22: 0; October 23: 0; October 24: 0
PGSI_1_PDRP40 | Leapfrog | PGE |  |  |  | 0.1 |  | 0.64 | 0.16 | 0.12 | 0.11 |  |  |  | April 1: 0; April 2: 0; April 3: 0; April 4: 0; April 5: 0; April 6: 0; April 7: 0; April 8: 0; April 9: 0; April 10: 0; April 11: 0; April 12: 0; April 13: 0; April 14: 0; April 15: 0; April 16: 0; April 17: 0; April 18: 0.1; April 19: 0.1; April 20: 0.1; April 21: 0.1; April 22: 0; April 23: 0; April 24: 0; June 1: 0; June 2: 0; June 3: 0; June 4: 0; June 5: 0; June 6: 0; June 7: 0; June 8: 0; June 9: 0; June 10: 0; June 11: 0; June 12: 0; June 13: 0; June 14: 0; June 15: 0; June 16: 0; June 17: 0.7; June 18: 0.64; June 19: 0.66; June 20: 0.63; June 21: 0.12; June 22: 0; June 23: 0; June 24: 0; July 1: 0; July 2: 0; July 3: 0; July 4: 0; July 5: 0; July 6: 0; July 7: 0; July 8: 0; July 9: 0; July 10: 0; July 11: 0; July 12: 0; July 13: 0; July 14: 0; July 15: 0; July 16: 0; July 17: 0.16; July 18: 0.14; July 19: 0.15; July 20: 0.13; July 21: 0.02; July 22: 0; July 23: 0; July 24: 0; August 1: 0; August 2: 0; August 3: 0; August 4: 0; August 5: 0; August 6: 0; August 7: 0; August 8: 0; August 9: 0; August 10: 0; August 11: 0; August 12: 0; August 13: 0; August 14: 0; August 15: 0; August 16: 0; August 17: 0.14; August 18: 0.12; August 19: 0.11; August 20: 0.1; August 21: 0.03; August 22: 0; August 23: 0; August 24: 0; September 1: 0; September 2: 0; September 3: 0; September 4: 0; September 5: 0; September 6: 0; September 7: 0; September 8: 0; September 9: 0; September 10: 0; September 11: 0; September 12: 0; September 13: 0; September 14: 0; September 15: 0; September 16: 0; September 17: 0.11; September 18: 0.11; September 19: 0.11; September 20: 0.1; September 21: 0.04; September 22: 0; September 23: 0; September 24: 0
PGSI_1_PDRP48 | Leapfrog | PGE |  |  |  | 0.2 |  | 0.15 | 0.1 | 0.11 | 0.56 |  |  |  | April 1: 0; April 2: 0; April 3: 0; April 4: 0; April 5: 0; April 6: 0; April 7: 0; April 8: 0; April 9: 0; April 10: 0; April 11: 0; April 12: 0; April 13: 0; April 14: 0; April 15: 0; April 16: 0; April 17: 0; April 18: 0.19; April 19: 0.2; April 20: 0.21; April 21: 0.19; April 22: 0; April 23: 0; April 24: 0; June 1: 0; June 2: 0; June 3: 0; June 4: 0; June 5: 0; June 6: 0; June 7: 0; June 8: 0; June 9: 0; June 10: 0; June 11: 0; June 12: 0; June 13: 0; June 14: 0; June 15: 0; June 16: 0; June 17: 0.16; June 18: 0.15; June 19: 0.15; June 20: 0.15; June 21: 0.03; June 22: 0; June 23: 0; June 24: 0; July 1: 0; July 2: 0; July 3: 0; July 4: 0; July 5: 0; July 6: 0; July 7: 0; July 8: 0; July 9: 0; July 10: 0; July 11: 0; July 12: 0; July 13: 0; July 14: 0; July 15: 0; July 16: 0; July 17: 0.1; July 18: 0.09; July 19: 0.09; July 20: 0.08; July 21: 0.01; July 22: 0; July 23: 0; July 24: 0; August 1: 0; August 2: 0; August 3: 0; August 4: 0; August 5: 0; August 6: 0; August 7: 0; August 8: 0; August 9: 0; August 10: 0; August 11: 0; August 12: 0; August 13: 0; August 14: 0; August 15: 0; August 16: 0; August 17: 0.13; August 18: 0.11; August 19: 0.1; August 20: 0.09; August 21: 0.03; August 22: 0; August 23: 0; August 24: 0; September 1: 0; September 2: 0; September 3: 0; September 4: 0; September 5: 0; September 6: 0; September 7: 0; September 8: 0; September 9: 0; September 10: 0; September 11: 0; September 12: 0; September 13: 0; September 14: 0; September 15: 0; September 16: 0; September 17: 0.56; September 18: 0.56; September 19: 0.54; September 20: 0.5; September 21: 0.21; September 22: 0; September 23: 0; September 24: 0
PGST_2_PDRP33 | Leapfrog | PGE |  |  |  | 0.25 | 0.15 |  |  | 0.12 | 0.12 | 0.13 |  |  | April 1: 0; April 2: 0; April 3: 0; April 4: 0; April 5: 0; April 6: 0; April 7: 0; April 8: 0; April 9: 0; April 10: 0; April 11: 0; April 12: 0; April 13: 0; April 14: 0; April 15: 0; April 16: 0; April 17: 0; April 18: 0.24; April 19: 0.25; April 20: 0.26; April 21: 0.24; April 22: 0; April 23: 0; April 24: 0; May 1: 0; May 2: 0; May 3: 0; May 4: 0; May 5: 0; May 6: 0; May 7: 0; May 8: 0; May 9: 0; May 10: 0; May 11: 0; May 12: 0; May 13: 0; May 14: 0; May 15: 0; May 16: 0; May 17: 0; May 18: 0.15; May 19: 0.15; May 20: 0.15; May 21: 0.14; May 22: 0.01; May 23: 0; May 24: 0; August 1: 0; August 2: 0; August 3: 0; August 4: 0; August 5: 0; August 6: 0; August 7: 0; August 8: 0; August 9: 0; August 10: 0; August 11: 0; August 12: 0; August 13: 0; August 14: 0; August 15: 0; August 16: 0; August 17: 0.14; August 18: 0.12; August 19: 0.11; August 20: 0.1; August 21: 0.03; August 22: 0; August 23: 0; August 24: 0; September 1: 0; September 2: 0; September 3: 0; September 4: 0; September 5: 0; September 6: 0; September 7: 0; September 8: 0; September 9: 0; September 10: 0; September 11: 0; September 12: 0; September 13: 0; September 14: 0; September 15: 0; September 16: 0; September 17: 0.12; September 18: 0.12; September 19: 0.12; September 20: 0.11; September 21: 0.04; September 22: 0; September 23: 0; September 24: 0; October 1: 0; October 2: 0; October 3: 0; October 4: 0; October 5: 0; October 6: 0; October 7: 0; October 8: 0; October 9: 0; October 10: 0; October 11: 0; October 12: 0; October 13: 0; October 14: 0; October 15: 0; October 16: 0; October 17: 0.14; October 18: 0.13; October 19: 0.12; October 20: 0.11; October 21: 0.03; October 22: 0; October 23: 0; October 24: 0
PGST_2_PDRP39 | Leapfrog | PGE |  |  |  | 0.1 |  | 0.18 | 0.15 | 0.35 |  |  |  |  | April 1: 0; April 2: 0; April 3: 0; April 4: 0; April 5: 0; April 6: 0; April 7: 0; April 8: 0; April 9: 0; April 10: 0; April 11: 0; April 12: 0; April 13: 0; April 14: 0; April 15: 0; April 16: 0; April 17: 0; April 18: 0.1; April 19: 0.1; April 20: 0.1; April 21: 0.1; April 22: 0; April 23: 0; April 24: 0; June 1: 0; June 2: 0; June 3: 0; June 4: 0; June 5: 0; June 6: 0; June 7: 0; June 8: 0; June 9: 0; June 10: 0; June 11: 0; June 12: 0; June 13: 0; June 14: 0; June 15: 0; June 16: 0; June 17: 0.2; June 18: 0.18; June 19: 0.18; June 20: 0.18; June 21: 0.04; June 22: 0; June 23: 0; June 24: 0; July 1: 0; July 2: 0; July 3: 0; July 4: 0; July 5: 0; July 6: 0; July 7: 0; July 8: 0; July 9: 0; July 10: 0; July 11: 0; July 12: 0; July 13: 0; July 14: 0; July 15: 0; July 16: 0; July 17: 0.15; July 18: 0.13; July 19: 0.14; July 20: 0.12; July 21: 0.02; July 22: 0; July 23: 0; July 24: 0; August 1: 0; August 2: 0; August 3: 0; August 4: 0; August 5: 0; August 6: 0; August 7: 0; August 8: 0; August 9: 0; August 10: 0; August 11: 0; August 12: 0; August 13: 0; August 14: 0; August 15: 0; August 16: 0; August 17: 0.42; August 18: 0.35; August 19: 0.33; August 20: 0.29; August 21: 0.08; August 22: 0; August 23: 0; August 24: 0
PGZP_2_PDRP36 | Leapfrog | PGE |  |  |  | 0.1 | 0.1 | 0.21 | [6 empty] | April 1: 0; April 2: 0; April 3: 0; April 4: 0; April 5: 0; April 6: 0; April 7: 0; April 8: 0; April 9: 0; April 10: 0; April 11: 0; April 12: 0; April 13: 0; April 14: 0; April 15: 0; April 16: 0; April 17: 0; April 18: 0.1; April 19: 0.1; April 20: 0.1; April 21: 0.1; April 22: 0; April 23: 0; April 24: 0; May 1: 0; May 2: 0; May 3: 0; May 4: 0; May 5: 0; May 6: 0; May 7: 0; May 8: 0; May 9: 0; May 10: 0; May 11: 0; May 12: 0; May 13: 0; May 14: 0; May 15: 0; May 16: 0; May 17: 0; May 18: 0.1; May 19: 0.1; May 20: 0.1; May 21: 0.1; May 22: 0.01; May 23: 0; May 24: 0; June 1: 0; June 2: 0; June 3: 0; June 4: 0; June 5: 0; June 6: 0; June 7: 0; June 8: 0; June 9: 0; June 10: 0; June 11: 0; June 12: 0; June 13: 0; June 14: 0; June 15: 0; June 16: 0; June 17: 0.23; June 18: 0.21; June 19: 0.22; June 20: 0.21; June 21: 0.04; June 22: 0; June 23: 0; June 24: 0
PGZP_2_PDRP41 | Leapfrog | PGE |  |  |  | 0.11 | 0.13 |  |  |  |  | 0.1 |  |  | April 1: 0; April 2: 0; April 3: 0; April 4: 0; April 5: 0; April 6: 0; April 7: 0; April 8: 0; April 9: 0; April 10: 0; April 11: 0; April 12: 0; April 13: 0; April 14: 0; April 15: 0; April 16: 0; April 17: 0; April 18: 0.11; April 19: 0.11; April 20: 0.11; April 21: 0.11; April 22: 0; April 23: 0; April 24: 0; May 1: 0; May 2: 0; May 3: 0; May 4: 0; May 5: 0; May 6: 0; May 7: 0; May 8: 0; May 9: 0; May 10: 0; May 11: 0; May 12: 0; May 13: 0; May 14: 0; May 15: 0; May 16: 0; May 17: 0; May 18: 0.13; May 19: 0.13; May 20: 0.13; May 21: 0.13; May 22: 0.01; May 23: 0; May 24: 0; October 1: 0; October 2: 0; October 3: 0; October 4: 0; October 5: 0; October 6: 0; October 7: 0; October 8: 0; October 9: 0; October 10: 0; October 11: 0; October 12: 0; October 13: 0; October 14: 0; October 15: 0; October 16: 0; October 17: 0.11; October 18: 0.1; October 19: 0.09; October 20: 0.09; October 21: 0.02; October 22: 0; October 23: 0; October 24: 0
SCEC_1_PDRP108 | Leapfrog | SCE |  |  |  | 0.11 | 0.53 | 0.49 | 0.56 | 0.5 | 0.67 |  |  |  | April 1: 0; April 2: 0; April 3: 0; April 4: 0; April 5: 0; April 6: 0; April 7: 0; April 8: 0; April 9: 0; April 10: 0; April 11: 0; April 12: 0; April 13: 0; April 14: 0; April 15: 0; April 16: 0; April 17: 0; April 18: 0.11; April 19: 0.11; April 20: 0.11; April 21: 0.11; April 22: 0; April 23: 0; April 24: 0; May 1: 0; May 2: 0; May 3: 0; May 4: 0; May 5: 0; May 6: 0; May 7: 0; May 8: 0; May 9: 0; May 10: 0; May 11: 0; May 12: 0; May 13: 0; May 14: 0; May 15: 0; May 16: 0; May 17: 0; May 18: 0.54; May 19: 0.53; May 20: 0.53; May 21: 0.51; May 22: 0.04; May 23: 0; May 24: 0; June 1: 0; June 2: 0; June 3: 0; June 4: 0; June 5: 0; June 6: 0; June 7: 0; June 8: 0; June 9: 0; June 10: 0; June 11: 0; June 12: 0; June 13: 0; June 14: 0; June 15: 0; June 16: 0; June 17: 0.54; June 18: 0.49; June 19: 0.5; June 20: 0.48; June 21: 0.1; June 22: 0; June 23: 0; June 24: 0; July 1: 0; July 2: 0; July 3: 0; July 4: 0; July 5: 0; July 6: 0; July 7: 0; July 8: 0; July 9: 0; July 10: 0; July 11: 0; July 12: 0; July 13: 0; July 14: 0; July 15: 0; July 16: 0; July 17: 0.56; July 18: 0.5; July 19: 0.53; July 20: 0.44; July 21: 0.09; July 22: 0; July 23: 0; July 24: 0; August 1: 0; August 2: 0; August 3: 0; August 4: 0; August 5: 0; August 6: 0; August 7: 0; August 8: 0; August 9: 0; August 10: 0; August 11: 0; August 12: 0; August 13: 0; August 14: 0; August 15: 0; August 16: 0; August 17: 0.6; August 18: 0.5; August 19: 0.47; August 20: 0.41; August 21: 0.13; August 22: 0; August 23: 0; August 24: 0; September 1: 0; September 2: 0; September 3: 0; September 4: 0; September 5: 0; September 6: 0; September 7: 0; September 8: 0; September 9: 0; September 10: 0; September 11: 0; September 12: 0; September 13: 0; September 14: 0; September 15: 0; September 16: 0; September 17: 0.67; September 18: 0.66; September 19: 0.64; September 20: 0.59; September 21: 0.22; September 22: 0; September 23: 0; September 24: 0
SCEC_1_PDRP110 | Leapfrog | SCE |  |  |  | 0.11 | 0.78 | 0.56 | 0.23 | 1.83 | 0.27 |  |  |  | April 1: 0; April 2: 0; April 3: 0; April 4: 0; April 5: 0; April 6: 0; April 7: 0; April 8: 0; April 9: 0; April 10: 0; April 11: 0; April 12: 0; April 13: 0; April 14: 0; April 15: 0; April 16: 0; April 17: 0; April 18: 0.11; April 19: 0.11; April 20: 0.11; April 21: 0.11; April 22: 0; April 23: 0; April 24: 0; May 1: 0; May 2: 0; May 3: 0; May 4: 0; May 5: 0; May 6: 0; May 7: 0; May 8: 0; May 9: 0; May 10: 0; May 11: 0; May 12: 0; May 13: 0; May 14: 0; May 15: 0; May 16: 0; May 17: 0; May 18: 0.8; May 19: 0.78; May 20: 0.78; May 21: 0.75; May 22: 0.06; May 23: 0; May 24: 0; June 1: 0; June 2: 0; June 3: 0; June 4: 0; June 5: 0; June 6: 0; June 7: 0; June 8: 0; June 9: 0; June 10: 0; June 11: 0; June 12: 0; June 13: 0; June 14: 0; June 15: 0; June 16: 0; June 17: 0.61; June 18: 0.56; June 19: 0.57; June 20: 0.55; June 21: 0.11; June 22: 0; June 23: 0; June 24: 0; July 1: 0; July 2: 0; July 3: 0; July 4: 0; July 5: 0; July 6: 0; July 7: 0; July 8: 0; July 9: 0; July 10: 0; July 11: 0; July 12: 0; July 13: 0; July 14: 0; July 15: 0; July 16: 0; July 17: 0.23; July 18: 0.21; July 19: 0.22; July 20: 0.18; July 21: 0.04; July 22: 0; July 23: 0; July 24: 0; August 1: 0; August 2: 0; August 3: 0; August 4: 0; August 5: 0; August 6: 0; August 7: 0; August 8: 0; August 9: 0; August 10: 0; August 11: 0; August 12: 0; August 13: 0; August 14: 0; August 15: 0; August 16: 0; August 17: 2.2; August 18: 1.83; August 19: 1.71; August 20: 1.52; August 21: 0.46; August 22: 0; August 23: 0; August 24: 0; September 1: 0; September 2: 0; September 3: 0; September 4: 0; September 5: 0; September 6: 0; September 7: 0; September 8: 0; September 9: 0; September 10: 0; September 11: 0; September 12: 0; September 13: 0; September 14: 0; September 15: 0; September 16: 0; September 17: 0.27; September 18: 0.27; September 19: 0.26; September 20: 0.24; September 21: 0.09; September 22: 0; September 23: 0; September 24: 0
SCEC_1_PDRP116 | Leapfrog | SCE |  |  |  | 0.53 | 0.53 |  |  | 0.15 |  |  |  |  | April 1: 0; April 2: 0; April 3: 0; April 4: 0; April 5: 0; April 6: 0; April 7: 0; April 8: 0; April 9: 0; April 10: 0; April 11: 0; April 12: 0; April 13: 0; April 14: 0; April 15: 0; April 16: 0; April 17: 0; April 18: 0.51; April 19: 0.53; April 20: 0.55; April 21: 0.51; April 22: 0; April 23: 0; April 24: 0; May 1: 0; May 2: 0; May 3: 0; May 4: 0; May 5: 0; May 6: 0; May 7: 0; May 8: 0; May 9: 0; May 10: 0; May 11: 0; May 12: 0; May 13: 0; May 14: 0; May 15: 0; May 16: 0; May 17: 0; May 18: 0.54; May 19: 0.53; May 20: 0.53; May 21: 0.51; May 22: 0.04; May 23: 0; May 24: 0; August 1: 0; August 2: 0; August 3: 0; August 4: 0; August 5: 0; August 6: 0; August 7: 0; August 8: 0; August 9: 0; August 10: 0; August 11: 0; August 12: 0; August 13: 0; August 14: 0; August 15: 0; August 16: 0; August 17: 0.18; August 18: 0.15; August 19: 0.14; August 20: 0.12; August 21: 0.04; August 22: 0; August 23: 0; August 24: 0
SCEC_1_PDRP117 | Leapfrog | SCE |  |  |  | 0.11 |  |  | 0.34 |  |  | 0.62 |  |  | April 1: 0; April 2: 0; April 3: 0; April 4: 0; April 5: 0; April 6: 0; April 7: 0; April 8: 0; April 9: 0; April 10: 0; April 11: 0; April 12: 0; April 13: 0; April 14: 0; April 15: 0; April 16: 0; April 17: 0; April 18: 0.11; April 19: 0.11; April 20: 0.11; April 21: 0.11; April 22: 0; April 23: 0; April 24: 0; July 1: 0; July 2: 0; July 3: 0; July 4: 0; July 5: 0; July 6: 0; July 7: 0; July 8: 0; July 9: 0; July 10: 0; July 11: 0; July 12: 0; July 13: 0; July 14: 0; July 15: 0; July 16: 0; July 17: 0.34; July 18: 0.3; July 19: 0.32; July 20: 0.27; July 21: 0.06; July 22: 0; July 23: 0; July 24: 0; October 1: 0; October 2: 0; October 3: 0; October 4: 0; October 5: 0; October 6: 0; October 7: 0; October 8: 0; October 9: 0; October 10: 0; October 11: 0; October 12: 0; October 13: 0; October 14: 0; October 15: 0; October 16: 0; October 17: 0.68; October 18: 0.62; October 19: 0.55; October 20: 0.52; October 21: 0.08; October 22: 0; October 23: 0; October 24: 0
SCEC_1_PDRP119 | Leapfrog | SCE |  |  |  | 0.41 | 0.13 | 0.11 | 0.55 | 0.48 | 0.12 | 0.11 |  |  | April 1: 0; April 2: 0; April 3: 0; April 4: 0; April 5: 0; April 6: 0; April 7: 0; April 8: 0; April 9: 0; April 10: 0; April 11: 0; April 12: 0; April 13: 0; April 14: 0; April 15: 0; April 16: 0; April 17: 0; April 18: 0.4; April 19: 0.41; April 20: 0.43; April 21: 0.4; April 22: 0; April 23: 0; April 24: 0; May 1: 0; May 2: 0; May 3: 0; May 4: 0; May 5: 0; May 6: 0; May 7: 0; May 8: 0; May 9: 0; May 10: 0; May 11: 0; May 12: 0; May 13: 0; May 14: 0; May 15: 0; May 16: 0; May 17: 0; May 18: 0.13; May 19: 0.13; May 20: 0.13; May 21: 0.13; May 22: 0.01; May 23: 0; May 24: 0; June 1: 0; June 2: 0; June 3: 0; June 4: 0; June 5: 0; June 6: 0; June 7: 0; June 8: 0; June 9: 0; June 10: 0; June 11: 0; June 12: 0; June 13: 0; June 14: 0; June 15: 0; June 16: 0; June 17: 0.12; June 18: 0.11; June 19: 0.11; June 20: 0.11; June 21: 0.02; June 22: 0; June 23: 0; June 24: 0; July 1: 0; July 2: 0; July 3: 0; July 4: 0; July 5: 0; July 6: 0; July 7: 0; July 8: 0; July 9: 0; July 10: 0; July 11: 0; July 12: 0; July 13: 0; July 14: 0; July 15: 0; July 16: 0; July 17: 0.55; July 18: 0.49; July 19: 0.52; July 20: 0.44; July 21: 0.09; July 22: 0; July 23: 0; July 24: 0; August 1: 0; August 2: 0; August 3: 0; August 4: 0; August 5: 0; August 6: 0; August 7: 0; August 8: 0; August 9: 0; August 10: 0; August 11: 0; August 12: 0; August 13: 0; August 14: 0; August 15: 0; August 16: 0; August 17: 0.58; August 18: 0.48; August 19: 0.45; August 20: 0.4; August 21: 0.12; August 22: 0; August 23: 0; August 24: 0; September 1: 0; September 2: 0; September 3: 0; September 4: 0; September 5: 0; September 6: 0; September 7: 0; September 8: 0; September 9: 0; September 10: 0; September 11: 0; September 12: 0; September 13: 0; September 14: 0; September 15: 0; September 16: 0; September 17: 0.12; September 18: 0.12; September 19: 0.11; September 20: 0.11; September 21: 0.04; September 22: 0; September 23: 0; September 24: 0; October 1: 0; October 2: 0; October 3: 0; October 4: 0; October 5: 0; October 6: 0; October 7: 0; October 8: 0; October 9: 0; October 10: 0; October 11: 0; October 12: 0; October 13: 0; October 14: 0; October 15: 0; October 16: 0; October 17: 0.12; October 18: 0.11; October 19: 0.1; October 20: 0.09; October 21: 0.01; October 22: 0; October 23: 0; October 24: 0
SCEC_1_PDRP151 | Leapfrog | SCE |  |  |  | 0.36 |  |  | 0.86 | 0.11 |  | 0.16 |  |  | April 1: 0; April 2: 0; April 3: 0; April 4: 0; April 5: 0; April 6: 0; April 7: 0; April 8: 0; April 9: 0; April 10: 0; April 11: 0; April 12: 0; April 13: 0; April 14: 0; April 15: 0; April 16: 0; April 17: 0; April 18: 0.35; April 19: 0.36; April 20: 0.38; April 21: 0.35; April 22: 0; April 23: 0; April 24: 0; July 1: 0; July 2: 0; July 3: 0; July 4: 0; July 5: 0; July 6: 0; July 7: 0; July 8: 0; July 9: 0; July 10: 0; July 11: 0; July 12: 0; July 13: 0; July 14: 0; July 15: 0; July 16: 0; July 17: 0.86; July 18: 0.77; July 19: 0.81; July 20: 0.68; July 21: 0.14; July 22: 0; July 23: 0; July 24: 0; August 1: 0; August 2: 0; August 3: 0; August 4: 0; August 5: 0; August 6: 0; August 7: 0; August 8: 0; August 9: 0; August 10: 0; August 11: 0; August 12: 0; August 13: 0; August 14: 0; August 15: 0; August 16: 0; August 17: 0.13; August 18: 0.11; August 19: 0.1; August 20: 0.09; August 21: 0.03; August 22: 0; August 23: 0; August 24: 0; October 1: 0; October 2: 0; October 3: 0; October 4: 0; October 5: 0; October 6: 0; October 7: 0; October 8: 0; October 9: 0; October 10: 0; October 11: 0; October 12: 0; October 13: 0; October 14: 0; October 15: 0; October 16: 0; October 17: 0.18; October 18: 0.16; October 19: 0.14; October 20: 0.13; October 21: 0.02; October 22: 0; October 23: 0; October 24: 0
SCEC_1_PDRP154 | Leapfrog | SCE |  |  |  | 0.51 | 0.42 | 0.23 | 0.42 | 0.32 | 0.57 | 0.64 |  |  | April 1: 0; April 2: 0; April 3: 0; April 4: 0; April 5: 0; April 6: 0; April 7: 0; April 8: 0; April 9: 0; April 10: 0; April 11: 0; April 12: 0; April 13: 0; April 14: 0; April 15: 0; April 16: 0; April 17: 0; April 18: 0.49; April 19: 0.51; April 20: 0.53; April 21: 0.49; April 22: 0; April 23: 0; April 24: 0; May 1: 0; May 2: 0; May 3: 0; May 4: 0; May 5: 0; May 6: 0; May 7: 0; May 8: 0; May 9: 0; May 10: 0; May 11: 0; May 12: 0; May 13: 0; May 14: 0; May 15: 0; May 16: 0; May 17: 0; May 18: 0.43; May 19: 0.42; May 20: 0.42; May 21: 0.4; May 22: 0.03; May 23: 0; May 24: 0; June 1: 0; June 2: 0; June 3: 0; June 4: 0; June 5: 0; June 6: 0; June 7: 0; June 8: 0; June 9: 0; June 10: 0; June 11: 0; June 12: 0; June 13: 0; June 14: 0; June 15: 0; June 16: 0; June 17: 0.25; June 18: 0.23; June 19: 0.24; June 20: 0.23; June 21: 0.05; June 22: 0; June 23: 0; June 24: 0; July 1: 0; July 2: 0; July 3: 0; July 4: 0; July 5: 0; July 6: 0; July 7: 0; July 8: 0; July 9: 0; July 10: 0; July 11: 0; July 12: 0; July 13: 0; July 14: 0; July 15: 0; July 16: 0; July 17: 0.42; July 18: 0.38; July 19: 0.39; July 20: 0.33; July 21: 0.07; July 22: 0; July 23: 0; July 24: 0; August 1: 0; August 2: 0; August 3: 0; August 4: 0; August 5: 0; August 6: 0; August 7: 0; August 8: 0; August 9: 0; August 10: 0; August 11: 0; August 12: 0; August 13: 0; August 14: 0; August 15: 0; August 16: 0; August 17: 0.38; August 18: 0.32; August 19: 0.3; August 20: 0.27; August 21: 0.08; August 22: 0; August 23: 0; August 24: 0; September 1: 0; September 2: 0; September 3: 0; September 4: 0; September 5: 0; September 6: 0; September 7: 0; September 8: 0; September 9: 0; September 10: 0; September 11: 0; September 12: 0; September 13: 0; September 14: 0; September 15: 0; September 16: 0; September 17: 0.57; September 18: 0.56; September 19: 0.54; September 20: 0.5; September 21: 0.19; September 22: 0; September 23: 0; September 24: 0; October 1: 0; October 2: 0; October 3: 0; October 4: 0; October 5: 0; October 6: 0; October 7: 0; October 8: 0; October 9: 0; October 10: 0; October 11: 0; October 12: 0; October 13: 0; October 14: 0; October 15: 0; October 16: 0; October 17: 0.71; October 18: 0.64; October 19: 0.57; October 20: 0.54; October 21: 0.09; October 22: 0; October 23: 0; October 24: 0
SCEC_1_PDRP156 | Leapfrog | SCE |  |  |  | 0.46 | 0.37 | 0.63 | 0.41 |  |  | 0.99 |  |  | April 1: 0; April 2: 0; April 3: 0; April 4: 0; April 5: 0; April 6: 0; April 7: 0; April 8: 0; April 9: 0; April 10: 0; April 11: 0; April 12: 0; April 13: 0; April 14: 0; April 15: 0; April 16: 0; April 17: 0; April 18: 0.44; April 19: 0.46; April 20: 0.48; April 21: 0.45; April 22: 0; April 23: 0; April 24: 0; May 1: 0; May 2: 0; May 3: 0; May 4: 0; May 5: 0; May 6: 0; May 7: 0; May 8: 0; May 9: 0; May 10: 0; May 11: 0; May 12: 0; May 13: 0; May 14: 0; May 15: 0; May 16: 0; May 17: 0; May 18: 0.38; May 19: 0.37; May 20: 0.37; May 21: 0.36; May 22: 0.03; May 23: 0; May 24: 0; June 1: 0; June 2: 0; June 3: 0; June 4: 0; June 5: 0; June 6: 0; June 7: 0; June 8: 0; June 9: 0; June 10: 0; June 11: 0; June 12: 0; June 13: 0; June 14: 0; June 15: 0; June 16: 0; June 17: 0.69; June 18: 0.63; June 19: 0.65; June 20: 0.62; June 21: 0.12; June 22: 0; June 23: 0; June 24: 0; July 1: 0; July 2: 0; July 3: 0; July 4: 0; July 5: 0; July 6: 0; July 7: 0; July 8: 0; July 9: 0; July 10: 0; July 11: 0; July 12: 0; July 13: 0; July 14: 0; July 15: 0; July 16: 0; July 17: 0.41; July 18: 0.37; July 19: 0.39; July 20: 0.33; July 21: 0.07; July 22: 0; July 23: 0; July 24: 0; October 1: 0; October 2: 0; October 3: 0; October 4: 0; October 5: 0; October 6: 0; October 7: 0; October 8: 0; October 9: 0; October 10: 0; October 11: 0; October 12: 0; October 13: 0; October 14: 0; October 15: 0; October 16: 0; October 17: 1.09; October 18: 0.99; October 19: 0.88; October 20: 0.83; October 21: 0.13; October 22: 0; October 23: 0; October 24: 0
SCEC_1_PDRP157 | Leapfrog | SCE |  |  |  | 0.32 | 0.98 | 0.38 |  |  |  | 0.16 |  |  | April 1: 0; April 2: 0; April 3: 0; April 4: 0; April 5: 0; April 6: 0; April 7: 0; April 8: 0; April 9: 0; April 10: 0; April 11: 0; April 12: 0; April 13: 0; April 14: 0; April 15: 0; April 16: 0; April 17: 0; April 18: 0.31; April 19: 0.32; April 20: 0.33; April 21: 0.31; April 22: 0; April 23: 0; April 24: 0; May 1: 0; May 2: 0; May 3: 0; May 4: 0; May 5: 0; May 6: 0; May 7: 0; May 8: 0; May 9: 0; May 10: 0; May 11: 0; May 12: 0; May 13: 0; May 14: 0; May 15: 0; May 16: 0; May 17: 0; May 18: 1; May 19: 0.98; May 20: 0.97; May 21: 0.94; May 22: 0.07; May 23: 0; May 24: 0; June 1: 0; June 2: 0; June 3: 0; June 4: 0; June 5: 0; June 6: 0; June 7: 0; June 8: 0; June 9: 0; June 10: 0; June 11: 0; June 12: 0; June 13: 0; June 14: 0; June 15: 0; June 16: 0; June 17: 0.41; June 18: 0.38; June 19: 0.39; June 20: 0.37; June 21: 0.08; June 22: 0; June 23: 0; June 24: 0; October 1: 0; October 2: 0; October 3: 0; October 4: 0; October 5: 0; October 6: 0; October 7: 0; October 8: 0; October 9: 0; October 10: 0; October 11: 0; October 12: 0; October 13: 0; October 14: 0; October 15: 0; October 16: 0; October 17: 0.18; October 18: 0.16; October 19: 0.14; October 20: 0.13; October 21: 0.02; October 22: 0; October 23: 0; October 24: 0
SCEN_6_PDRP101 | Leapfrog | SCE |  |  |  | 0.6 |  | 0.1 | 0.24 | 0.28 |  |  |  |  | April 1: 0; April 2: 0; April 3: 0; April 4: 0; April 5: 0; April 6: 0; April 7: 0; April 8: 0; April 9: 0; April 10: 0; April 11: 0; April 12: 0; April 13: 0; April 14: 0; April 15: 0; April 16: 0; April 17: 0; April 18: 0.58; April 19: 0.6; April 20: 0.63; April 21: 0.58; April 22: 0; April 23: 0; April 24: 0; June 1: 0; June 2: 0; June 3: 0; June 4: 0; June 5: 0; June 6: 0; June 7: 0; June 8: 0; June 9: 0; June 10: 0; June 11: 0; June 12: 0; June 13: 0; June 14: 0; June 15: 0; June 16: 0; June 17: 0.11; June 18: 0.1; June 19: 0.1; June 20: 0.1; June 21: 0.02; June 22: 0; June 23: 0; June 24: 0; July 1: 0; July 2: 0; July 3: 0; July 4: 0; July 5: 0; July 6: 0; July 7: 0; July 8: 0; July 9: 0; July 10: 0; July 11: 0; July 12: 0; July 13: 0; July 14: 0; July 15: 0; July 16: 0; July 17: 0.24; July 18: 0.21; July 19: 0.23; July 20: 0.19; July 21: 0.04; July 22: 0; July 23: 0; July 24: 0; August 1: 0; August 2: 0; August 3: 0; August 4: 0; August 5: 0; August 6: 0; August 7: 0; August 8: 0; August 9: 0; August 10: 0; August 11: 0; August 12: 0; August 13: 0; August 14: 0; August 15: 0; August 16: 0; August 17: 0.34; August 18: 0.28; August 19: 0.26; August 20: 0.23; August 21: 0.07; August 22: 0; August 23: 0; August 24: 0
SCEN_6_PDRP66 | Leapfrog | SCE |  |  |  | 0.58 | 0.5 | 0.13 | 0.1 | 0.64 |  | 0.13 |  |  | April 1: 0; April 2: 0; April 3: 0; April 4: 0; April 5: 0; April 6: 0; April 7: 0; April 8: 0; April 9: 0; April 10: 0; April 11: 0; April 12: 0; April 13: 0; April 14: 0; April 15: 0; April 16: 0; April 17: 0; April 18: 0.56; April 19: 0.58; April 20: 0.6; April 21: 0.56; April 22: 0; April 23: 0; April 24: 0; May 1: 0; May 2: 0; May 3: 0; May 4: 0; May 5: 0; May 6: 0; May 7: 0; May 8: 0; May 9: 0; May 10: 0; May 11: 0; May 12: 0; May 13: 0; May 14: 0; May 15: 0; May 16: 0; May 17: 0; May 18: 0.51; May 19: 0.5; May 20: 0.5; May 21: 0.48; May 22: 0.04; May 23: 0; May 24: 0; June 1: 0; June 2: 0; June 3: 0; June 4: 0; June 5: 0; June 6: 0; June 7: 0; June 8: 0; June 9: 0; June 10: 0; June 11: 0; June 12: 0; June 13: 0; June 14: 0; June 15: 0; June 16: 0; June 17: 0.14; June 18: 0.13; June 19: 0.13; June 20: 0.13; June 21: 0.03; June 22: 0; June 23: 0; June 24: 0; July 1: 0; July 2: 0; July 3: 0; July 4: 0; July 5: 0; July 6: 0; July 7: 0; July 8: 0; July 9: 0; July 10: 0; July 11: 0; July 12: 0; July 13: 0; July 14: 0; July 15: 0; July 16: 0; July 17: 0.1; July 18: 0.09; July 19: 0.09; July 20: 0.08; July 21: 0.02; July 22: 0; July 23: 0; July 24: 0; August 1: 0; August 2: 0; August 3: 0; August 4: 0; August 5: 0; August 6: 0; August 7: 0; August 8: 0; August 9: 0; August 10: 0; August 11: 0; August 12: 0; August 13: 0; August 14: 0; August 15: 0; August 16: 0; August 17: 0.77; August 18: 0.64; August 19: 0.6; August 20: 0.53; August 21: 0.16; August 22: 0; August 23: 0; August 24: 0; October 1: 0; October 2: 0; October 3: 0; October 4: 0; October 5: 0; October 6: 0; October 7: 0; October 8: 0; October 9: 0; October 10: 0; October 11: 0; October 12: 0; October 13: 0; October 14: 0; October 15: 0; October 16: 0; October 17: 0.14; October 18: 0.13; October 19: 0.12; October 20: 0.11; October 21: 0.02; October 22: 0; October 23: 0; October 24: 0
SCEN_6_PDRP97 | Leapfrog | SCE |  |  |  | 0.12 |  | 0.99 |  | 0.64 | 0.52 | 0.56 |  |  | April 1: 0; April 2: 0; April 3: 0; April 4: 0; April 5: 0; April 6: 0; April 7: 0; April 8: 0; April 9: 0; April 10: 0; April 11: 0; April 12: 0; April 13: 0; April 14: 0; April 15: 0; April 16: 0; April 17: 0; April 18: 0.12; April 19: 0.12; April 20: 0.13; April 21: 0.12; April 22: 0; April 23: 0; April 24: 0; June 1: 0; June 2: 0; June 3: 0; June 4: 0; June 5: 0; June 6: 0; June 7: 0; June 8: 0; June 9: 0; June 10: 0; June 11: 0; June 12: 0; June 13: 0; June 14: 0; June 15: 0; June 16: 0; June 17: 1.08; June 18: 0.99; June 19: 1.02; June 20: 0.97; June 21: 0.2; June 22: 0; June 23: 0; June 24: 0; August 1: 0; August 2: 0; August 3: 0; August 4: 0; August 5: 0; August 6: 0; August 7: 0; August 8: 0; August 9: 0; August 10: 0; August 11: 0; August 12: 0; August 13: 0; August 14: 0; August 15: 0; August 16: 0; August 17: 0.77; August 18: 0.64; August 19: 0.6; August 20: 0.53; August 21: 0.16; August 22: 0; August 23: 0; August 24: 0; September 1: 0; September 2: 0; September 3: 0; September 4: 0; September 5: 0; September 6: 0; September 7: 0; September 8: 0; September 9: 0; September 10: 0; September 11: 0; September 12: 0; September 13: 0; September 14: 0; September 15: 0; September 16: 0; September 17: 0.52; September 18: 0.51; September 19: 0.49; September 20: 0.46; September 21: 0.17; September 22: 0; September 23: 0; September 24: 0; October 1: 0; October 2: 0; October 3: 0; October 4: 0; October 5: 0; October 6: 0; October 7: 0; October 8: 0; October 9: 0; October 10: 0; October 11: 0; October 12: 0; October 13: 0; October 14: 0; October 15: 0; October 16: 0; October 17: 0.62; October 18: 0.56; October 19: 0.5; October 20: 0.47; October 21: 0.08; October 22: 0; October 23: 0; October 24: 0
SCEW_2_PDRP120 | Leapfrog | SCE |  |  |  | 0.34 | 0.61 | 0.13 | 0.6 |  | 0.17 | 0.59 |  |  | April 1: 0; April 2: 0; April 3: 0; April 4: 0; April 5: 0; April 6: 0; April 7: 0; April 8: 0; April 9: 0; April 10: 0; April 11: 0; April 12: 0; April 13: 0; April 14: 0; April 15: 0; April 16: 0; April 17: 0; April 18: 0.33; April 19: 0.34; April 20: 0.35; April 21: 0.33; April 22: 0; April 23: 0; April 24: 0; May 1: 0; May 2: 0; May 3: 0; May 4: 0; May 5: 0; May 6: 0; May 7: 0; May 8: 0; May 9: 0; May 10: 0; May 11: 0; May 12: 0; May 13: 0; May 14: 0; May 15: 0; May 16: 0; May 17: 0; May 18: 0.62; May 19: 0.61; May 20: 0.61; May 21: 0.59; May 22: 0.04; May 23: 0; May 24: 0; June 1: 0; June 2: 0; June 3: 0; June 4: 0; June 5: 0; June 6: 0; June 7: 0; June 8: 0; June 9: 0; June 10: 0; June 11: 0; June 12: 0; June 13: 0; June 14: 0; June 15: 0; June 16: 0; June 17: 0.14; June 18: 0.13; June 19: 0.13; June 20: 0.13; June 21: 0.03; June 22: 0; June 23: 0; June 24: 0; July 1: 0; July 2: 0; July 3: 0; July 4: 0; July 5: 0; July 6: 0; July 7: 0; July 8: 0; July 9: 0; July 10: 0; July 11: 0; July 12: 0; July 13: 0; July 14: 0; July 15: 0; July 16: 0; July 17: 0.6; July 18: 0.54; July 19: 0.56; July 20: 0.48; July 21: 0.1; July 22: 0; July 23: 0; July 24: 0; September 1: 0; September 2: 0; September 3: 0; September 4: 0; September 5: 0; September 6: 0; September 7: 0; September 8: 0; September 9: 0; September 10: 0; September 11: 0; September 12: 0; September 13: 0; September 14: 0; September 15: 0; September 16: 0; September 17: 0.17; September 18: 0.17; September 19: 0.16; September 20: 0.15; September 21: 0.06; September 22: 0; September 23: 0; September 24: 0; October 1: 0; October 2: 0; October 3: 0; October 4: 0; October 5: 0; October 6: 0; October 7: 0; October 8: 0; October 9: 0; October 10: 0; October 11: 0; October 12: 0; October 13: 0; October 14: 0; October 15: 0; October 16: 0; October 17: 0.65; October 18: 0.59; October 19: 0.53; October 20: 0.5; October 21: 0.08; October 22: 0; October 23: 0; October 24: 0
SCEW_2_PDRP123 | Leapfrog | SCE |  |  |  | 0.12 | 0.15 |  | 0.59 |  | 1.36 | 0.71 |  |  | April 1: 0; April 2: 0; April 3: 0; April 4: 0; April 5: 0; April 6: 0; April 7: 0; April 8: 0; April 9: 0; April 10: 0; April 11: 0; April 12: 0; April 13: 0; April 14: 0; April 15: 0; April 16: 0; April 17: 0; April 18: 0.12; April 19: 0.12; April 20: 0.13; April 21: 0.12; April 22: 0; April 23: 0; April 24: 0; May 1: 0; May 2: 0; May 3: 0; May 4: 0; May 5: 0; May 6: 0; May 7: 0; May 8: 0; May 9: 0; May 10: 0; May 11: 0; May 12: 0; May 13: 0; May 14: 0; May 15: 0; May 16: 0; May 17: 0; May 18: 0.15; May 19: 0.15; May 20: 0.15; May 21: 0.14; May 22: 0.01; May 23: 0; May 24: 0; July 1: 0; July 2: 0; July 3: 0; July 4: 0; July 5: 0; July 6: 0; July 7: 0; July 8: 0; July 9: 0; July 10: 0; July 11: 0; July 12: 0; July 13: 0; July 14: 0; July 15: 0; July 16: 0; July 17: 0.59; July 18: 0.53; July 19: 0.55; July 20: 0.47; July 21: 0.1; July 22: 0; July 23: 0; July 24: 0; September 1: 0; September 2: 0; September 3: 0; September 4: 0; September 5: 0; September 6: 0; September 7: 0; September 8: 0; September 9: 0; September 10: 0; September 11: 0; September 12: 0; September 13: 0; September 14: 0; September 15: 0; September 16: 0; September 17: 1.36; September 18: 1.35; September 19: 1.29; September 20: 1.19; September 21: 0.45; September 22: 0; September 23: 0; September 24: 0; October 1: 0; October 2: 0; October 3: 0; October 4: 0; October 5: 0; October 6: 0; October 7: 0; October 8: 0; October 9: 0; October 10: 0; October 11: 0; October 12: 0; October 13: 0; October 14: 0; October 15: 0; October 16: 0; October 17: 0.78; October 18: 0.71; October 19: 0.63; October 20: 0.6; October 21: 0.1; October 22: 0; October 23: 0; October 24: 0
SCEW_2_PDRP130 | Leapfrog | SCE |  |  |  | 0.15 | 0.4 | 0.62 |  | 0.16 | 0.12 |  |  |  | April 1: 0; April 2: 0; April 3: 0; April 4: 0; April 5: 0; April 6: 0; April 7: 0; April 8: 0; April 9: 0; April 10: 0; April 11: 0; April 12: 0; April 13: 0; April 14: 0; April 15: 0; April 16: 0; April 17: 0; April 18: 0.14; April 19: 0.15; April 20: 0.16; April 21: 0.15; April 22: 0; April 23: 0; April 24: 0; May 1: 0; May 2: 0; May 3: 0; May 4: 0; May 5: 0; May 6: 0; May 7: 0; May 8: 0; May 9: 0; May 10: 0; May 11: 0; May 12: 0; May 13: 0; May 14: 0; May 15: 0; May 16: 0; May 17: 0; May 18: 0.41; May 19: 0.4; May 20: 0.4; May 21: 0.39; May 22: 0.03; May 23: 0; May 24: 0; June 1: 0; June 2: 0; June 3: 0; June 4: 0; June 5: 0; June 6: 0; June 7: 0; June 8: 0; June 9: 0; June 10: 0; June 11: 0; June 12: 0; June 13: 0; June 14: 0; June 15: 0; June 16: 0; June 17: 0.68; June 18: 0.62; June 19: 0.64; June 20: 0.61; June 21: 0.12; June 22: 0; June 23: 0; June 24: 0; August 1: 0; August 2: 0; August 3: 0; August 4: 0; August 5: 0; August 6: 0; August 7: 0; August 8: 0; August 9: 0; August 10: 0; August 11: 0; August 12: 0; August 13: 0; August 14: 0; August 15: 0; August 16: 0; August 17: 0.19; August 18: 0.16; August 19: 0.15; August 20: 0.13; August 21: 0.04; August 22: 0; August 23: 0; August 24: 0; September 1: 0; September 2: 0; September 3: 0; September 4: 0; September 5: 0; September 6: 0; September 7: 0; September 8: 0; September 9: 0; September 10: 0; September 11: 0; September 12: 0; September 13: 0; September 14: 0; September 15: 0; September 16: 0; September 17: 0.12; September 18: 0.12; September 19: 0.11; September 20: 0.11; September 21: 0.04; September 22: 0; September 23: 0; September 24: 0
SCHD_1_PDRP64 | Leapfrog | SCE |  |  |  | 0.11 | 0.11 | 0.15 | 0.1 | 0.11 | 0.13 | 0.11 |  |  | April 1: 0; April 2: 0; April 3: 0; April 4: 0; April 5: 0; April 6: 0; April 7: 0; April 8: 0; April 9: 0; April 10: 0; April 11: 0; April 12: 0; April 13: 0; April 14: 0; April 15: 0; April 16: 0; April 17: 0; April 18: 0.11; April 19: 0.11; April 20: 0.11; April 21: 0.11; April 22: 0; April 23: 0; April 24: 0; May 1: 0; May 2: 0; May 3: 0; May 4: 0; May 5: 0; May 6: 0; May 7: 0; May 8: 0; May 9: 0; May 10: 0; May 11: 0; May 12: 0; May 13: 0; May 14: 0; May 15: 0; May 16: 0; May 17: 0; May 18: 0.11; May 19: 0.11; May 20: 0.11; May 21: 0.11; May 22: 0.01; May 23: 0; May 24: 0; June 1: 0; June 2: 0; June 3: 0; June 4: 0; June 5: 0; June 6: 0; June 7: 0; June 8: 0; June 9: 0; June 10: 0; June 11: 0; June 12: 0; June 13: 0; June 14: 0; June 15: 0; June 16: 0; June 17: 0.16; June 18: 0.15; June 19: 0.15; June 20: 0.15; June 21: 0.03; June 22: 0; June 23: 0; June 24: 0; July 1: 0; July 2: 0; July 3: 0; July 4: 0; July 5: 0; July 6: 0; July 7: 0; July 8: 0; July 9: 0; July 10: 0; July 11: 0; July 12: 0; July 13: 0; July 14: 0; July 15: 0; July 16: 0; July 17: 0.1; July 18: 0.09; July 19: 0.09; July 20: 0.08; July 21: 0.02; July 22: 0; July 23: 0; July 24: 0; August 1: 0; August 2: 0; August 3: 0; August 4: 0; August 5: 0; August 6: 0; August 7: 0; August 8: 0; August 9: 0; August 10: 0; August 11: 0; August 12: 0; August 13: 0; August 14: 0; August 15: 0; August 16: 0; August 17: 0.13; August 18: 0.11; August 19: 0.1; August 20: 0.09; August 21: 0.03; August 22: 0; August 23: 0; August 24: 0; September 1: 0; September 2: 0; September 3: 0; September 4: 0; September 5: 0; September 6: 0; September 7: 0; September 8: 0; September 9: 0; September 10: 0; September 11: 0; September 12: 0; September 13: 0; September 14: 0; September 15: 0; September 16: 0; September 17: 0.13; September 18: 0.13; September 19: 0.12; September 20: 0.11; September 21: 0.04; September 22: 0; September 23: 0; September 24: 0; October 1: 0; October 2: 0; October 3: 0; October 4: 0; October 5: 0; October 6: 0; October 7: 0; October 8: 0; October 9: 0; October 10: 0; October 11: 0; October 12: 0; October 13: 0; October 14: 0; October 15: 0; October 16: 0; October 17: 0.12; October 18: 0.11; October 19: 0.1; October 20: 0.09; October 21: 0.01; October 22: 0; October 23: 0; October 24: 0
SCNW_6_PDRP43 | Leapfrog | SCE |  |  |  | 0.16 |  | 0.11 |  | 0.47 |  |  |  |  | April 1: 0; April 2: 0; April 3: 0; April 4: 0; April 5: 0; April 6: 0; April 7: 0; April 8: 0; April 9: 0; April 10: 0; April 11: 0; April 12: 0; April 13: 0; April 14: 0; April 15: 0; April 16: 0; April 17: 0; April 18: 0.15; April 19: 0.16; April 20: 0.17; April 21: 0.15; April 22: 0; April 23: 0; April 24: 0; June 1: 0; June 2: 0; June 3: 0; June 4: 0; June 5: 0; June 6: 0; June 7: 0; June 8: 0; June 9: 0; June 10: 0; June 11: 0; June 12: 0; June 13: 0; June 14: 0; June 15: 0; June 16: 0; June 17: 0.12; June 18: 0.11; June 19: 0.11; June 20: 0.11; June 21: 0.02; June 22: 0; June 23: 0; June 24: 0; August 1: 0; August 2: 0; August 3: 0; August 4: 0; August 5: 0; August 6: 0; August 7: 0; August 8: 0; August 9: 0; August 10: 0; August 11: 0; August 12: 0; August 13: 0; August 14: 0; August 15: 0; August 16: 0; August 17: 0.57; August 18: 0.47; August 19: 0.44; August 20: 0.39; August 21: 0.12; August 22: 0; August 23: 0; August 24: 0
SDG1_1_PDRP104 | Leapfrog | SDGE |  |  |  | 0.21 | 0.56 | 0.26 | 1.7 |  | 0.3 |  |  |  | April 1: 0; April 2: 0; April 3: 0; April 4: 0; April 5: 0; April 6: 0; April 7: 0; April 8: 0; April 9: 0; April 10: 0; April 11: 0; April 12: 0; April 13: 0; April 14: 0; April 15: 0; April 16: 0; April 17: 0; April 18: 0.2; April 19: 0.21; April 20: 0.22; April 21: 0.2; April 22: 0; April 23: 0; April 24: 0; May 1: 0; May 2: 0; May 3: 0; May 4: 0; May 5: 0; May 6: 0; May 7: 0; May 8: 0; May 9: 0; May 10: 0; May 11: 0; May 12: 0; May 13: 0; May 14: 0; May 15: 0; May 16: 0; May 17: 0; May 18: 0.52; May 19: 0.56; May 20: 0.54; May 21: 0.53; May 22: 0; May 23: 0; May 24: 0; June 1: 0; June 2: 0; June 3: 0; June 4: 0; June 5: 0; June 6: 0; June 7: 0; June 8: 0; June 9: 0; June 10: 0; June 11: 0; June 12: 0; June 13: 0; June 14: 0; June 15: 0; June 16: 0; June 17: 0.25; June 18: 0.26; June 19: 0.27; June 20: 0.25; June 21: 0; June 22: 0; June 23: 0; June 24: 0; July 1: 0; July 2: 0; July 3: 0; July 4: 0; July 5: 0; July 6: 0; July 7: 0; July 8: 0; July 9: 0; July 10: 0; July 11: 0; July 12: 0; July 13: 0; July 14: 0; July 15: 0; July 16: 0; July 17: 1.7; July 18: 1.52; July 19: 1.56; July 20: 1.34; July 21: 0.23; July 22: 0; July 23: 0; July 24: 0; September 1: 0; September 2: 0; September 3: 0; September 4: 0; September 5: 0; September 6: 0; September 7: 0; September 8: 0; September 9: 0; September 10: 0; September 11: 0; September 12: 0; September 13: 0; September 14: 0; September 15: 0; September 16: 0; September 17: 0.3; September 18: 0.28; September 19: 0.26; September 20: 0.24; September 21: 0.04; September 22: 0; September 23: 0; September 24: 0
SDG1_1_PDRP118 | Leapfrog | SDGE |  |  |  | 0.19 | 0.28 | 0.57 | 0.56 | 0.3 | 0.13 |  |  |  | April 1: 0; April 2: 0; April 3: 0; April 4: 0; April 5: 0; April 6: 0; April 7: 0; April 8: 0; April 9: 0; April 10: 0; April 11: 0; April 12: 0; April 13: 0; April 14: 0; April 15: 0; April 16: 0; April 17: 0; April 18: 0.18; April 19: 0.19; April 20: 0.2; April 21: 0.18; April 22: 0; April 23: 0; April 24: 0; May 1: 0; May 2: 0; May 3: 0; May 4: 0; May 5: 0; May 6: 0; May 7: 0; May 8: 0; May 9: 0; May 10: 0; May 11: 0; May 12: 0; May 13: 0; May 14: 0; May 15: 0; May 16: 0; May 17: 0; May 18: 0.26; May 19: 0.28; May 20: 0.27; May 21: 0.27; May 22: 0; May 23: 0; May 24: 0; June 1: 0; June 2: 0; June 3: 0; June 4: 0; June 5: 0; June 6: 0; June 7: 0; June 8: 0; June 9: 0; June 10: 0; June 11: 0; June 12: 0; June 13: 0; June 14: 0; June 15: 0; June 16: 0; June 17: 0.54; June 18: 0.57; June 19: 0.58; June 20: 0.56; June 21: 0; June 22: 0; June 23: 0; June 24: 0; July 1: 0; July 2: 0; July 3: 0; July 4: 0; July 5: 0; July 6: 0; July 7: 0; July 8: 0; July 9: 0; July 10: 0; July 11: 0; July 12: 0; July 13: 0; July 14: 0; July 15: 0; July 16: 0; July 17: 0.56; July 18: 0.5; July 19: 0.51; July 20: 0.44; July 21: 0.08; July 22: 0; July 23: 0; July 24: 0; August 1: 0; August 2: 0; August 3: 0; August 4: 0; August 5: 0; August 6: 0; August 7: 0; August 8: 0; August 9: 0; August 10: 0; August 11: 0; August 12: 0; August 13: 0; August 14: 0; August 15: 0; August 16: 0; August 17: 0.35; August 18: 0.3; August 19: 0.28; August 20: 0.25; August 21: 0.06; August 22: 0; August 23: 0; August 24: 0; September 1: 0; September 2: 0; September 3: 0; September 4: 0; September 5: 0; September 6: 0; September 7: 0; September 8: 0; September 9: 0; September 10: 0; September 11: 0; September 12: 0; September 13: 0; September 14: 0; September 15: 0; September 16: 0; September 17: 0.13; September 18: 0.12; September 19: 0.11; September 20: 0.11; September 21: 0.02; September 22: 0; September 23: 0; September 24: 0
SDG1_1_PDRP121 | Leapfrog | SDGE |  |  |  | 0.17 | 0.15 | 0.55 | 0.22 | 0.56 | 0.15 | 0.12 |  |  | April 1: 0; April 2: 0; April 3: 0; April 4: 0; April 5: 0; April 6: 0; April 7: 0; April 8: 0; April 9: 0; April 10: 0; April 11: 0; April 12: 0; April 13: 0; April 14: 0; April 15: 0; April 16: 0; April 17: 0; April 18: 0.16; April 19: 0.17; April 20: 0.18; April 21: 0.16; April 22: 0; April 23: 0; April 24: 0; May 1: 0; May 2: 0; May 3: 0; May 4: 0; May 5: 0; May 6: 0; May 7: 0; May 8: 0; May 9: 0; May 10: 0; May 11: 0; May 12: 0; May 13: 0; May 14: 0; May 15: 0; May 16: 0; May 17: 0; May 18: 0.14; May 19: 0.15; May 20: 0.14; May 21: 0.14; May 22: 0; May 23: 0; May 24: 0; June 1: 0; June 2: 0; June 3: 0; June 4: 0; June 5: 0; June 6: 0; June 7: 0; June 8: 0; June 9: 0; June 10: 0; June 11: 0; June 12: 0; June 13: 0; June 14: 0; June 15: 0; June 16: 0; June 17: 0.52; June 18: 0.55; June 19: 0.56; June 20: 0.54; June 21: 0; June 22: 0; June 23: 0; June 24: 0; July 1: 0; July 2: 0; July 3: 0; July 4: 0; July 5: 0; July 6: 0; July 7: 0; July 8: 0; July 9: 0; July 10: 0; July 11: 0; July 12: 0; July 13: 0; July 14: 0; July 15: 0; July 16: 0; July 17: 0.22; July 18: 0.2; July 19: 0.2; July 20: 0.17; July 21: 0.03; July 22: 0; July 23: 0; July 24: 0; August 1: 0; August 2: 0; August 3: 0; August 4: 0; August 5: 0; August 6: 0; August 7: 0; August 8: 0; August 9: 0; August 10: 0; August 11: 0; August 12: 0; August 13: 0; August 14: 0; August 15: 0; August 16: 0; August 17: 0.66; August 18: 0.56; August 19: 0.52; August 20: 0.47; August 21: 0.1; August 22: 0; August 23: 0; August 24: 0; September 1: 0; September 2: 0; September 3: 0; September 4: 0; September 5: 0; September 6: 0; September 7: 0; September 8: 0; September 9: 0; September 10: 0; September 11: 0; September 12: 0; September 13: 0; September 14: 0; September 15: 0; September 16: 0; September 17: 0.15; September 18: 0.14; September 19: 0.13; September 20: 0.12; September 21: 0.02; September 22: 0; September 23: 0; September 24: 0; October 1: 0; October 2: 0; October 3: 0; October 4: 0; October 5: 0; October 6: 0; October 7: 0; October 8: 0; October 9: 0; October 10: 0; October 11: 0; October 12: 0; October 13: 0; October 14: 0; October 15: 0; October 16: 0; October 17: 0.13; October 18: 0.12; October 19: 0.11; October 20: 0.1; October 21: 0.01; October 22: 0; October 23: 0; October 24: 0
SDG1_1_PDRP86 | Leapfrog | SDGE |  |  |  | 0.28 | 0.26 | 0.62 | 0.11 |  | 0.13 |  |  |  | April 1: 0; April 2: 0; April 3: 0; April 4: 0; April 5: 0; April 6: 0; April 7: 0; April 8: 0; April 9: 0; April 10: 0; April 11: 0; April 12: 0; April 13: 0; April 14: 0; April 15: 0; April 16: 0; April 17: 0; April 18: 0.27; April 19: 0.28; April 20: 0.29; April 21: 0.27; April 22: 0; April 23: 0; April 24: 0; May 1: 0; May 2: 0; May 3: 0; May 4: 0; May 5: 0; May 6: 0; May 7: 0; May 8: 0; May 9: 0; May 10: 0; May 11: 0; May 12: 0; May 13: 0; May 14: 0; May 15: 0; May 16: 0; May 17: 0; May 18: 0.24; May 19: 0.26; May 20: 0.25; May 21: 0.25; May 22: 0; May 23: 0; May 24: 0; June 1: 0; June 2: 0; June 3: 0; June 4: 0; June 5: 0; June 6: 0; June 7: 0; June 8: 0; June 9: 0; June 10: 0; June 11: 0; June 12: 0; June 13: 0; June 14: 0; June 15: 0; June 16: 0; June 17: 0.59; June 18: 0.62; June 19: 0.63; June 20: 0.6; June 21: 0; June 22: 0; June 23: 0; June 24: 0; July 1: 0; July 2: 0; July 3: 0; July 4: 0; July 5: 0; July 6: 0; July 7: 0; July 8: 0; July 9: 0; July 10: 0; July 11: 0; July 12: 0; July 13: 0; July 14: 0; July 15: 0; July 16: 0; July 17: 0.11; July 18: 0.1; July 19: 0.1; July 20: 0.09; July 21: 0.02; July 22: 0; July 23: 0; July 24: 0; September 1: 0; September 2: 0; September 3: 0; September 4: 0; September 5: 0; September 6: 0; September 7: 0; September 8: 0; September 9: 0; September 10: 0; September 11: 0; September 12: 0; September 13: 0; September 14: 0; September 15: 0; September 16: 0; September 17: 0.13; September 18: 0.12; September 19: 0.11; September 20: 0.11; September 21: 0.02; September 22: 0; September 23: 0; September 24: 0
SDG1_1_PDRP91 | Leapfrog | SDGE |  |  |  | 0.3 |  |  | 0.58 |  | 0.31 |  |  |  | April 1: 0; April 2: 0; April 3: 0; April 4: 0; April 5: 0; April 6: 0; April 7: 0; April 8: 0; April 9: 0; April 10: 0; April 11: 0; April 12: 0; April 13: 0; April 14: 0; April 15: 0; April 16: 0; April 17: 0; April 18: 0.29; April 19: 0.3; April 20: 0.31; April 21: 0.29; April 22: 0; April 23: 0; April 24: 0; July 1: 0; July 2: 0; July 3: 0; July 4: 0; July 5: 0; July 6: 0; July 7: 0; July 8: 0; July 9: 0; July 10: 0; July 11: 0; July 12: 0; July 13: 0; July 14: 0; July 15: 0; July 16: 0; July 17: 0.58; July 18: 0.52; July 19: 0.53; July 20: 0.46; July 21: 0.08; July 22: 0; July 23: 0; July 24: 0; September 1: 0; September 2: 0; September 3: 0; September 4: 0; September 5: 0; September 6: 0; September 7: 0; September 8: 0; September 9: 0; September 10: 0; September 11: 0; September 12: 0; September 13: 0; September 14: 0; September 15: 0; September 16: 0; September 17: 0.31; September 18: 0.29; September 19: 0.27; September 20: 0.25; September 21: 0.04; September 22: 0; September 23: 0; September 24: 0
PGST_2_PDRP03 | Ohmconnect | PGE | 0.62 | 0.62 | 0.34 | 0.8 | 2 | 2.2 | 2.2 | 2.07 | 2.07 | 2.1 |  |  | 0 | 0 | 0 | 0 | 0 | 0 | 0 | 0 | 0 | 0 | 0 | 0 | 0 | 0 | 0 | 0 | 0.61 | 0.62 | 0.62 | 0.63 | 0.62 | 0 | 0 | 0 | 0 | 0 | 0 | 0 | 0 | 0 | 0 | 0 | 0 | 0 | 0 | 0 | 0 | 0 | 0 | 0 | 0.64 | 0.65 | 0.62 | 0.63 | 0.63 | 0 | 0 | 0 | 0 | 0 | 0 | 0 | 0 | 0 | 0 | 0 | 0 | 0 | 0 | 0 | 0 | 0 | 0 | 0 | 0 | 0.36 | 0.34 | 0.35 | 0.35 | 0.36 | 0 | 0 | 0 | 0 | 0 | 0 | 0 | 0 | 0 | 0 | 0 | 0 | 0 | 0 | 0 | 0 | 0 | 0 | 0 | 0.93 | 0.8 | 0.73 | 0.8 | 0.88 | 0 | 0 | 0 | 0 | 0 | 0 | 0 | 0 | 0 | 0 | 0 | 0 | 0 | 0 | 0 | 0 | 0 | 0 | 0 | 1.47 | 2 | 1.87 | 1.52 | 1.38 | 0 | 0 | 0 | 0 | 0 | 0 | 0 | 0 | 0 | 0 | 0 | 0 | 0 | 0 | 0 | 0 | 0 | 0 | 2.29 | 2.2 | 2.7 | 2.4 | 2.75 | 0 | 0 | 0 | 0 | 0 | 0 | 0 | 0 | 0 | 0 | 0 | 0 | 0 | 0 | 0 | 0 | 0 | 0 | 0 | 2.2 | 2.09 | 2.31 | 2.02 | 2.26 | 0 | 0 | 0 | 0 | 0 | 0 | 0 | 0 | 0 | 0 | 0 | 0 | 0 | 0 | 0 | 0 | 0 | 0 | 0 | 2.22 | 2.07 | 2.23 | 1.85 | 1.98 | 0 | 0 | 0 | 0 | 0 | 0 | 0 | 0 | 0 | 0 | 0 | 0 | 0 | 0 | 0 | 0 | 0 | 0 | 0 | 2.07 | 1.96 | 2.12 | 1.74 | 1.85 | 0 | 0 | 0 | 0 | 0 | 0 | 0 | 0 | 0 | 0 | 0 | 0 | 0 | 0 | 0 | 0 | 0 | 0 | 0 | 2.34 | 2.1 | 2.39 | 2.1 | 2.19 | 0 | 0 | 0
PGZP_2_PDRP02 | Ohmconnect | PGE | 0.31 | 0.31 | 0.34 | 0.38 | 0.91 | 1.82 | 2.3 | 2.3 | 2.2 | 0.53 |  |  | 0 | 0 | 0 | 0 | 0 | 0 | 0 | 0 | 0 | 0 | 0 | 0 | 0 | 0 | 0 | 0 | 0.31 | 0.31 | 0.31 | 0.32 | 0.31 | 0 | 0 | 0 | 0 | 0 | 0 | 0 | 0 | 0 | 0 | 0 | 0 | 0 | 0 | 0 | 0 | 0 | 0 | 0 | 0.32 | 0.32 | 0.31 | 0.32 | 0.31 | 0 | 0 | 0 | 0 | 0 | 0 | 0 | 0 | 0 | 0 | 0 | 0 | 0 | 0 | 0 | 0 | 0 | 0 | 0 | 0 | 0.36 | 0.34 | 0.35 | 0.35 | 0.36 | 0 | 0 | 0 | 0 | 0 | 0 | 0 | 0 | 0 | 0 | 0 | 0 | 0 | 0 | 0 | 0 | 0 | 0 | 0 | 0.44 | 0.38 | 0.35 | 0.38 | 0.42 | 0 | 0 | 0 | 0 | 0 | 0 | 0 | 0 | 0 | 0 | 0 | 0 | 0 | 0 | 0 | 0 | 0 | 0 | 0 | 0.67 | 0.91 | 0.85 | 0.69 | 0.63 | 0 | 0 | 0 | 0 | 0 | 0 | 0 | 0 | 0 | 0 | 0 | 0 | 0 | 0 | 0 | 0 | 0 | 0 | 1.9 | 1.82 | 2.23 | 1.99 | 2.27 | 0 | 0 | 0 | 0 | 0 | 0 | 0 | 0 | 0 | 0 | 0 | 0 | 0 | 0 | 0 | 0 | 0 | 0 | 0 | 2.3 | 2.18 | 2.42 | 2.11 | 2.37 | 0 | 0 | 0 | 0 | 0 | 0 | 0 | 0 | 0 | 0 | 0 | 0 | 0 | 0 | 0 | 0 | 0 | 0 | 0 | 2.46 | 2.3 | 2.48 | 2.06 | 2.2 | 0 | 0 | 0 | 0 | 0 | 0 | 0 | 0 | 0 | 0 | 0 | 0 | 0 | 0 | 0 | 0 | 0 | 0 | 0 | 2.2 | 2.08 | 2.26 | 1.85 | 1.97 | 0 | 0 | 0 | 0 | 0 | 0 | 0 | 0 | 0 | 0 | 0 | 0 | 0 | 0 | 0 | 0 | 0 | 0 | 0 | 0.59 | 0.53 | 0.6 | 0.53 | 0.55 | 0 | 0 | 0
SCEC_1_PDRP05 | Ohmconnect | SCE | 0.36 | 0.36 | 0.4 | 0.77 | 1.13 | 1.56 | 1.55 | 1.33 | 1.27 | 0.91 |  |  | 0 | 0 | 0 | 0 | 0 | 0 | 0 | 0 | 0 | 0 | 0 | 0 | 0 | 0 | 0 | 0 | 0.36 | 0.36 | 0.36 | 0.37 | 0.36 | 0 | 0 | 0 | 0 | 0 | 0 | 0 | 0 | 0 | 0 | 0 | 0 | 0 | 0 | 0 | 0 | 0 | 0 | 0 | 0.37 | 0.38 | 0.36 | 0.37 | 0.36 | 0 | 0 | 0 | 0 | 0 | 0 | 0 | 0 | 0 | 0 | 0 | 0 | 0 | 0 | 0 | 0 | 0 | 0 | 0 | 0 | 0.43 | 0.4 | 0.41 | 0.42 | 0.42 | 0 | 0 | 0 | 0 | 0 | 0 | 0 | 0 | 0 | 0 | 0 | 0 | 0 | 0 | 0 | 0 | 0 | 0 | 0 | 0.89 | 0.77 | 0.7 | 0.77 | 0.84 | 0 | 0 | 0 | 0 | 0 | 0 | 0 | 0 | 0 | 0 | 0 | 0 | 0 | 0 | 0 | 0 | 0 | 0 | 0 | 0.83 | 1.13 | 1.06 | 0.86 | 0.78 | 0 | 0 | 0 | 0 | 0 | 0 | 0 | 0 | 0 | 0 | 0 | 0 | 0 | 0 | 0 | 0 | 0 | 0 | 1.63 | 1.56 | 1.91 | 1.7 | 1.95 | 0 | 0 | 0 | 0 | 0 | 0 | 0 | 0 | 0 | 0 | 0 | 0 | 0 | 0 | 0 | 0 | 0 | 0 | 0 | 1.55 | 1.47 | 1.63 | 1.42 | 1.59 | 0 | 0 | 0 | 0 | 0 | 0 | 0 | 0 | 0 | 0 | 0 | 0 | 0 | 0 | 0 | 0 | 0 | 0 | 0 | 1.42 | 1.33 | 1.43 | 1.19 | 1.27 | 0 | 0 | 0 | 0 | 0 | 0 | 0 | 0 | 0 | 0 | 0 | 0 | 0 | 0 | 0 | 0 | 0 | 0 | 0 | 1.27 | 1.2 | 1.3 | 1.07 | 1.14 | 0 | 0 | 0 | 0 | 0 | 0 | 0 | 0 | 0 | 0 | 0 | 0 | 0 | 0 | 0 | 0 | 0 | 0 | 0 | 1.02 | 0.91 | 1.03 | 0.91 | 0.95 | 0 | 0 | 0
SCEN_6_PDRP01 | Ohmconnect | SCE | 0.26 | 0.26 | 0.28 | 0.54 | 0.79 | 1.1 | 1.03 | 0.72 | 0.51 | 0.28 |  |  | 0 | 0 | 0 | 0 | 0 | 0 | 0 | 0 | 0 | 0 | 0 | 0 | 0 | 0 | 0 | 0 | 0.26 | 0.26 | 0.26 | 0.26 | 0.26 | 0 | 0 | 0 | 0 | 0 | 0 | 0 | 0 | 0 | 0 | 0 | 0 | 0 | 0 | 0 | 0 | 0 | 0 | 0 | 0.27 | 0.27 | 0.26 | 0.26 | 0.26 | 0 | 0 | 0 | 0 | 0 | 0 | 0 | 0 | 0 | 0 | 0 | 0 | 0 | 0 | 0 | 0 | 0 | 0 | 0 | 0 | 0.3 | 0.28 | 0.29 | 0.29 | 0.29 | 0 | 0 | 0 | 0 | 0 | 0 | 0 | 0 | 0 | 0 | 0 | 0 | 0 | 0 | 0 | 0 | 0 | 0 | 0 | 0.63 | 0.54 | 0.49 | 0.54 | 0.59 | 0 | 0 | 0 | 0 | 0 | 0 | 0 | 0 | 0 | 0 | 0 | 0 | 0 | 0 | 0 | 0 | 0 | 0 | 0 | 0.58 | 0.79 | 0.74 | 0.6 | 0.54 | 0 | 0 | 0 | 0 | 0 | 0 | 0 | 0 | 0 | 0 | 0 | 0 | 0 | 0 | 0 | 0 | 0 | 0 | 1.15 | 1.1 | 1.35 | 1.2 | 1.37 | 0 | 0 | 0 | 0 | 0 | 0 | 0 | 0 | 0 | 0 | 0 | 0 | 0 | 0 | 0 | 0 | 0 | 0 | 0 | 1.03 | 0.98 | 1.08 | 0.94 | 1.06 | 0 | 0 | 0 | 0 | 0 | 0 | 0 | 0 | 0 | 0 | 0 | 0 | 0 | 0 | 0 | 0 | 0 | 0 | 0 | 0.77 | 0.72 | 0.78 | 0.65 | 0.69 | 0 | 0 | 0 | 0 | 0 | 0 | 0 | 0 | 0 | 0 | 0 | 0 | 0 | 0 | 0 | 0 | 0 | 0 | 0 | 0.51 | 0.48 | 0.52 | 0.43 | 0.46 | 0 | 0 | 0 | 0 | 0 | 0 | 0 | 0 | 0 | 0 | 0 | 0 | 0 | 0 | 0 | 0 | 0 | 0 | 0 | 0.31 | 0.28 | 0.32 | 0.28 | 0.29 | 0 | 0 | 0
SCEN_6_PDRP02 | Ohmconnect | SCE | 0.25 | 0.25 | 0.28 | 0.54 | 0.79 | 1.09 | 1.22 | 1.22 | 1.22 | 0.28 |  |  | 0 | 0 | 0 | 0 | 0 | 0 | 0 | 0 | 0 | 0 | 0 | 0 | 0 | 0 | 0 | 0 | 0.25 | 0.25 | 0.25 | 0.25 | 0.25 | 0 | 0 | 0 | 0 | 0 | 0 | 0 | 0 | 0 | 0 | 0 | 0 | 0 | 0 | 0 | 0 | 0 | 0 | 0 | 0.26 | 0.26 | 0.25 | 0.25 | 0.25 | 0 | 0 | 0 | 0 | 0 | 0 | 0 | 0 | 0 | 0 | 0 | 0 | 0 | 0 | 0 | 0 | 0 | 0 | 0 | 0 | 0.3 | 0.28 | 0.29 | 0.29 | 0.29 | 0 | 0 | 0 | 0 | 0 | 0 | 0 | 0 | 0 | 0 | 0 | 0 | 0 | 0 | 0 | 0 | 0 | 0 | 0 | 0.63 | 0.54 | 0.49 | 0.54 | 0.59 | 0 | 0 | 0 | 0 | 0 | 0 | 0 | 0 | 0 | 0 | 0 | 0 | 0 | 0 | 0 | 0 | 0 | 0 | 0 | 0.58 | 0.79 | 0.74 | 0.6 | 0.54 | 0 | 0 | 0 | 0 | 0 | 0 | 0 | 0 | 0 | 0 | 0 | 0 | 0 | 0 | 0 | 0 | 0 | 0 | 1.14 | 1.09 | 1.34 | 1.19 | 1.36 | 0 | 0 | 0 | 0 | 0 | 0 | 0 | 0 | 0 | 0 | 0 | 0 | 0 | 0 | 0 | 0 | 0 | 0 | 0 | 1.22 | 1.16 | 1.28 | 1.12 | 1.25 | 0 | 0 | 0 | 0 | 0 | 0 | 0 | 0 | 0 | 0 | 0 | 0 | 0 | 0 | 0 | 0 | 0 | 0 | 0 | 1.31 | 1.22 | 1.31 | 1.09 | 1.17 | 0 | 0 | 0 | 0 | 0 | 0 | 0 | 0 | 0 | 0 | 0 | 0 | 0 | 0 | 0 | 0 | 0 | 0 | 0 | 1.22 | 1.15 | 1.25 | 1.02 | 1.09 | 0 | 0 | 0 | 0 | 0 | 0 | 0 | 0 | 0 | 0 | 0 | 0 | 0 | 0 | 0 | 0 | 0 | 0 | 0 | 0.31 | 0.28 | 0.32 | 0.28 | 0.29 | 0 | 0 | 0
PGSB_1_PDRP56 | Ohmconnect | PGE | 0.14 | 0.14 | 0.16 | 0.31 | 0.45 | 0.63 | 0.53 | 0.37 | 0.27 | 0.11 |  |  | 0 | 0 | 0 | 0 | 0 | 0 | 0 | 0 | 0 | 0 | 0 | 0 | 0 | 0 | 0 | 0 | 0.14 | 0.14 | 0.14 | 0.14 | 0.14 | 0 | 0 | 0 | 0 | 0 | 0 | 0 | 0 | 0 | 0 | 0 | 0 | 0 | 0 | 0 | 0 | 0 | 0 | 0 | 0.14 | 0.15 | 0.14 | 0.14 | 0.14 | 0 | 0 | 0 | 0 | 0 | 0 | 0 | 0 | 0 | 0 | 0 | 0 | 0 | 0 | 0 | 0 | 0 | 0 | 0 | 0 | 0.17 | 0.16 | 0.16 | 0.17 | 0.17 | 0 | 0 | 0 | 0 | 0 | 0 | 0 | 0 | 0 | 0 | 0 | 0 | 0 | 0 | 0 | 0 | 0 | 0 | 0 | 0.36 | 0.31 | 0.28 | 0.31 | 0.34 | 0 | 0 | 0 | 0 | 0 | 0 | 0 | 0 | 0 | 0 | 0 | 0 | 0 | 0 | 0 | 0 | 0 | 0 | 0 | 0.33 | 0.45 | 0.42 | 0.34 | 0.31 | 0 | 0 | 0 | 0 | 0 | 0 | 0 | 0 | 0 | 0 | 0 | 0 | 0 | 0 | 0 | 0 | 0 | 0 | 0.66 | 0.63 | 0.77 | 0.69 | 0.79 | 0 | 0 | 0 | 0 | 0 | 0 | 0 | 0 | 0 | 0 | 0 | 0 | 0 | 0 | 0 | 0 | 0 | 0 | 0 | 0.53 | 0.5 | 0.56 | 0.49 | 0.55 | 0 | 0 | 0 | 0 | 0 | 0 | 0 | 0 | 0 | 0 | 0 | 0 | 0 | 0 | 0 | 0 | 0 | 0 | 0 | 0.4 | 0.37 | 0.4 | 0.33 | 0.35 | 0 | 0 | 0 | 0 | 0 | 0 | 0 | 0 | 0 | 0 | 0 | 0 | 0 | 0 | 0 | 0 | 0 | 0 | 0 | 0.27 | 0.26 | 0.28 | 0.23 | 0.24 | 0 | 0 | 0 | 0 | 0 | 0 | 0 | 0 | 0 | 0 | 0 | 0 | 0 | 0 | 0 | 0 | 0 | 0 | 0 | 0.12 | 0.11 | 0.12 | 0.11 | 0.11 | 0 | 0 | 0
PGEB_2_PDRP05 | Ohmconnect | PGE | 0.62 | 0.62 | 0.68 | 1.31 | 1.93 | 2.66 | 2.59 | 2.25 | 2.13 | 1.3 |  |  | 0 | 0 | 0 | 0 | 0 | 0 | 0 | 0 | 0 | 0 | 0 | 0 | 0 | 0 | 0 | 0 | 0.61 | 0.62 | 0.62 | 0.63 | 0.62 | 0 | 0 | 0 | 0 | 0 | 0 | 0 | 0 | 0 | 0 | 0 | 0 | 0 | 0 | 0 | 0 | 0 | 0 | 0 | 0.64 | 0.65 | 0.62 | 0.63 | 0.63 | 0 | 0 | 0 | 0 | 0 | 0 | 0 | 0 | 0 | 0 | 0 | 0 | 0 | 0 | 0 | 0 | 0 | 0 | 0 | 0 | 0.72 | 0.68 | 0.7 | 0.71 | 0.71 | 0 | 0 | 0 | 0 | 0 | 0 | 0 | 0 | 0 | 0 | 0 | 0 | 0 | 0 | 0 | 0 | 0 | 0 | 0 | 1.52 | 1.31 | 1.19 | 1.31 | 1.44 | 0 | 0 | 0 | 0 | 0 | 0 | 0 | 0 | 0 | 0 | 0 | 0 | 0 | 0 | 0 | 0 | 0 | 0 | 0 | 1.42 | 1.93 | 1.81 | 1.47 | 1.33 | 0 | 0 | 0 | 0 | 0 | 0 | 0 | 0 | 0 | 0 | 0 | 0 | 0 | 0 | 0 | 0 | 0 | 0 | 2.77 | 2.66 | 3.26 | 2.91 | 3.32 | 0 | 0 | 0 | 0 | 0 | 0 | 0 | 0 | 0 | 0 | 0 | 0 | 0 | 0 | 0 | 0 | 0 | 0 | 0 | 2.59 | 2.46 | 2.72 | 2.37 | 2.66 | 0 | 0 | 0 | 0 | 0 | 0 | 0 | 0 | 0 | 0 | 0 | 0 | 0 | 0 | 0 | 0 | 0 | 0 | 0 | 2.41 | 2.25 | 2.43 | 2.02 | 2.15 | 0 | 0 | 0 | 0 | 0 | 0 | 0 | 0 | 0 | 0 | 0 | 0 | 0 | 0 | 0 | 0 | 0 | 0 | 0 | 2.13 | 2.01 | 2.19 | 1.79 | 1.91 | 0 | 0 | 0 | 0 | 0 | 0 | 0 | 0 | 0 | 0 | 0 | 0 | 0 | 0 | 0 | 0 | 0 | 0 | 0 | 1.45 | 1.3 | 1.48 | 1.3 | 1.36 | 0 | 0 | 0
PGF1_2_PDRP03 | Ohmconnect | PGE | 0.43 | 0.43 | 0.48 | 0.92 | 1.36 | 1.88 | 1.87 | 1.59 | 1.56 | 0.78 |  |  | 0 | 0 | 0 | 0 | 0 | 0 | 0 | 0 | 0 | 0 | 0 | 0 | 0 | 0 | 0 | 0 | 0.42 | 0.43 | 0.43 | 0.44 | 0.43 | 0 | 0 | 0 | 0 | 0 | 0 | 0 | 0 | 0 | 0 | 0 | 0 | 0 | 0 | 0 | 0 | 0 | 0 | 0 | 0.44 | 0.45 | 0.43 | 0.44 | 0.44 | 0 | 0 | 0 | 0 | 0 | 0 | 0 | 0 | 0 | 0 | 0 | 0 | 0 | 0 | 0 | 0 | 0 | 0 | 0 | 0 | 0.51 | 0.48 | 0.49 | 0.5 | 0.5 | 0 | 0 | 0 | 0 | 0 | 0 | 0 | 0 | 0 | 0 | 0 | 0 | 0 | 0 | 0 | 0 | 0 | 0 | 0 | 1.07 | 0.92 | 0.84 | 0.92 | 1.01 | 0 | 0 | 0 | 0 | 0 | 0 | 0 | 0 | 0 | 0 | 0 | 0 | 0 | 0 | 0 | 0 | 0 | 0 | 0 | 1 | 1.36 | 1.27 | 1.03 | 0.94 | 0 | 0 | 0 | 0 | 0 | 0 | 0 | 0 | 0 | 0 | 0 | 0 | 0 | 0 | 0 | 0 | 0 | 0 | 1.96 | 1.88 | 2.31 | 2.05 | 2.35 | 0 | 0 | 0 | 0 | 0 | 0 | 0 | 0 | 0 | 0 | 0 | 0 | 0 | 0 | 0 | 0 | 0 | 0 | 0 | 1.87 | 1.77 | 1.97 | 1.71 | 1.92 | 0 | 0 | 0 | 0 | 0 | 0 | 0 | 0 | 0 | 0 | 0 | 0 | 0 | 0 | 0 | 0 | 0 | 0 | 0 | 1.7 | 1.59 | 1.71 | 1.42 | 1.52 | 0 | 0 | 0 | 0 | 0 | 0 | 0 | 0 | 0 | 0 | 0 | 0 | 0 | 0 | 0 | 0 | 0 | 0 | 0 | 1.56 | 1.47 | 1.6 | 1.31 | 1.4 | 0 | 0 | 0 | 0 | 0 | 0 | 0 | 0 | 0 | 0 | 0 | 0 | 0 | 0 | 0 | 0 | 0 | 0 | 0 | 0.87 | 0.78 | 0.89 | 0.78 | 0.82 | 0 | 0 | 0
PGFG_1_PDRP05 | Ohmconnect | PGE | 0.17 | 0.17 | 0.18 | 0.36 | 0.52 | 0.72 | 0.81 | 0.69 | 0.67 | 0.39 |  |  | 0 | 0 | 0 | 0 | 0 | 0 | 0 | 0 | 0 | 0 | 0 | 0 | 0 | 0 | 0 | 0 | 0.17 | 0.17 | 0.17 | 0.17 | 0.17 | 0 | 0 | 0 | 0 | 0 | 0 | 0 | 0 | 0 | 0 | 0 | 0 | 0 | 0 | 0 | 0 | 0 | 0 | 0 | 0.17 | 0.18 | 0.17 | 0.17 | 0.17 | 0 | 0 | 0 | 0 | 0 | 0 | 0 | 0 | 0 | 0 | 0 | 0 | 0 | 0 | 0 | 0 | 0 | 0 | 0 | 0 | 0.19 | 0.18 | 0.19 | 0.19 | 0.19 | 0 | 0 | 0 | 0 | 0 | 0 | 0 | 0 | 0 | 0 | 0 | 0 | 0 | 0 | 0 | 0 | 0 | 0 | 0 | 0.42 | 0.36 | 0.33 | 0.36 | 0.4 | 0 | 0 | 0 | 0 | 0 | 0 | 0 | 0 | 0 | 0 | 0 | 0 | 0 | 0 | 0 | 0 | 0 | 0 | 0 | 0.38 | 0.52 | 0.49 | 0.4 | 0.36 | 0 | 0 | 0 | 0 | 0 | 0 | 0 | 0 | 0 | 0 | 0 | 0 | 0 | 0 | 0 | 0 | 0 | 0 | 0.75 | 0.72 | 0.88 | 0.79 | 0.9 | 0 | 0 | 0 | 0 | 0 | 0 | 0 | 0 | 0 | 0 | 0 | 0 | 0 | 0 | 0 | 0 | 0 | 0 | 0 | 0.81 | 0.77 | 0.85 | 0.74 | 0.83 | 0 | 0 | 0 | 0 | 0 | 0 | 0 | 0 | 0 | 0 | 0 | 0 | 0 | 0 | 0 | 0 | 0 | 0 | 0 | 0.74 | 0.69 | 0.74 | 0.62 | 0.66 | 0 | 0 | 0 | 0 | 0 | 0 | 0 | 0 | 0 | 0 | 0 | 0 | 0 | 0 | 0 | 0 | 0 | 0 | 0 | 0.67 | 0.63 | 0.69 | 0.56 | 0.6 | 0 | 0 | 0 | 0 | 0 | 0 | 0 | 0 | 0 | 0 | 0 | 0 | 0 | 0 | 0 | 0 | 0 | 0 | 0 | 0.44 | 0.39 | 0.44 | 0.39 | 0.41 | 0 | 0 | 0
PGHB_6_PDRP02 | Ohmconnect | PGE | 0.22 | 0.22 | 0.24 | 0.46 | 0.68 | 0.94 | 1.05 | 1.05 | 1.05 | 0.64 |  |  | 0 | 0 | 0 | 0 | 0 | 0 | 0 | 0 | 0 | 0 | 0 | 0 | 0 | 0 | 0 | 0 | 0.22 | 0.22 | 0.22 | 0.22 | 0.22 | 0 | 0 | 0 | 0 | 0 | 0 | 0 | 0 | 0 | 0 | 0 | 0 | 0 | 0 | 0 | 0 | 0 | 0 | 0 | 0.23 | 0.23 | 0.22 | 0.22 | 0.22 | 0 | 0 | 0 | 0 | 0 | 0 | 0 | 0 | 0 | 0 | 0 | 0 | 0 | 0 | 0 | 0 | 0 | 0 | 0 | 0 | 0.26 | 0.24 | 0.25 | 0.25 | 0.25 | 0 | 0 | 0 | 0 | 0 | 0 | 0 | 0 | 0 | 0 | 0 | 0 | 0 | 0 | 0 | 0 | 0 | 0 | 0 | 0.53 | 0.46 | 0.42 | 0.46 | 0.5 | 0 | 0 | 0 | 0 | 0 | 0 | 0 | 0 | 0 | 0 | 0 | 0 | 0 | 0 | 0 | 0 | 0 | 0 | 0 | 0.5 | 0.68 | 0.64 | 0.52 | 0.47 | 0 | 0 | 0 | 0 | 0 | 0 | 0 | 0 | 0 | 0 | 0 | 0 | 0 | 0 | 0 | 0 | 0 | 0 | 0.98 | 0.94 | 1.15 | 1.03 | 1.17 | 0 | 0 | 0 | 0 | 0 | 0 | 0 | 0 | 0 | 0 | 0 | 0 | 0 | 0 | 0 | 0 | 0 | 0 | 0 | 1.05 | 1 | 1.1 | 0.96 | 1.08 | 0 | 0 | 0 | 0 | 0 | 0 | 0 | 0 | 0 | 0 | 0 | 0 | 0 | 0 | 0 | 0 | 0 | 0 | 0 | 1.12 | 1.05 | 1.13 | 0.94 | 1 | 0 | 0 | 0 | 0 | 0 | 0 | 0 | 0 | 0 | 0 | 0 | 0 | 0 | 0 | 0 | 0 | 0 | 0 | 0 | 1.05 | 0.99 | 1.08 | 0.88 | 0.94 | 0 | 0 | 0 | 0 | 0 | 0 | 0 | 0 | 0 | 0 | 0 | 0 | 0 | 0 | 0 | 0 | 0 | 0 | 0 | 0.71 | 0.64 | 0.73 | 0.64 | 0.67 | 0 | 0 | 0
PGKN_2_PDRP02 | Ohmconnect | PGE | 0.12 | 0.12 | 0.14 | 0.26 | 0.39 | 0.54 | 0.6 | 0.4 | 0.39 | 0.18 |  |  | 0 | 0 | 0 | 0 | 0 | 0 | 0 | 0 | 0 | 0 | 0 | 0 | 0 | 0 | 0 | 0 | 0.12 | 0.12 | 0.12 | 0.12 | 0.12 | 0 | 0 | 0 | 0 | 0 | 0 | 0 | 0 | 0 | 0 | 0 | 0 | 0 | 0 | 0 | 0 | 0 | 0 | 0 | 0.12 | 0.13 | 0.12 | 0.12 | 0.12 | 0 | 0 | 0 | 0 | 0 | 0 | 0 | 0 | 0 | 0 | 0 | 0 | 0 | 0 | 0 | 0 | 0 | 0 | 0 | 0 | 0.15 | 0.14 | 0.14 | 0.15 | 0.15 | 0 | 0 | 0 | 0 | 0 | 0 | 0 | 0 | 0 | 0 | 0 | 0 | 0 | 0 | 0 | 0 | 0 | 0 | 0 | 0.3 | 0.26 | 0.24 | 0.26 | 0.29 | 0 | 0 | 0 | 0 | 0 | 0 | 0 | 0 | 0 | 0 | 0 | 0 | 0 | 0 | 0 | 0 | 0 | 0 | 0 | 0.29 | 0.39 | 0.37 | 0.3 | 0.27 | 0 | 0 | 0 | 0 | 0 | 0 | 0 | 0 | 0 | 0 | 0 | 0 | 0 | 0 | 0 | 0 | 0 | 0 | 0.56 | 0.54 | 0.66 | 0.59 | 0.67 | 0 | 0 | 0 | 0 | 0 | 0 | 0 | 0 | 0 | 0 | 0 | 0 | 0 | 0 | 0 | 0 | 0 | 0 | 0 | 0.6 | 0.57 | 0.63 | 0.55 | 0.62 | 0 | 0 | 0 | 0 | 0 | 0 | 0 | 0 | 0 | 0 | 0 | 0 | 0 | 0 | 0 | 0 | 0 | 0 | 0 | 0.43 | 0.4 | 0.43 | 0.36 | 0.38 | 0 | 0 | 0 | 0 | 0 | 0 | 0 | 0 | 0 | 0 | 0 | 0 | 0 | 0 | 0 | 0 | 0 | 0 | 0 | 0.39 | 0.37 | 0.4 | 0.33 | 0.35 | 0 | 0 | 0 | 0 | 0 | 0 | 0 | 0 | 0 | 0 | 0 | 0 | 0 | 0 | 0 | 0 | 0 | 0 | 0 | 0.2 | 0.18 | 0.2 | 0.18 | 0.19 | 0 | 0 | 0
PGNB_2_PDRP02 | Ohmconnect | PGE | 0.14 | 0.14 | 0.16 | 0.31 | 0.45 | 0.63 | 0.7 | 0.59 | 0.57 | 0.42 |  |  | 0 | 0 | 0 | 0 | 0 | 0 | 0 | 0 | 0 | 0 | 0 | 0 | 0 | 0 | 0 | 0 | 0.14 | 0.14 | 0.14 | 0.14 | 0.14 | 0 | 0 | 0 | 0 | 0 | 0 | 0 | 0 | 0 | 0 | 0 | 0 | 0 | 0 | 0 | 0 | 0 | 0 | 0 | 0.14 | 0.15 | 0.14 | 0.14 | 0.14 | 0 | 0 | 0 | 0 | 0 | 0 | 0 | 0 | 0 | 0 | 0 | 0 | 0 | 0 | 0 | 0 | 0 | 0 | 0 | 0 | 0.17 | 0.16 | 0.16 | 0.17 | 0.17 | 0 | 0 | 0 | 0 | 0 | 0 | 0 | 0 | 0 | 0 | 0 | 0 | 0 | 0 | 0 | 0 | 0 | 0 | 0 | 0.36 | 0.31 | 0.28 | 0.31 | 0.34 | 0 | 0 | 0 | 0 | 0 | 0 | 0 | 0 | 0 | 0 | 0 | 0 | 0 | 0 | 0 | 0 | 0 | 0 | 0 | 0.33 | 0.45 | 0.42 | 0.34 | 0.31 | 0 | 0 | 0 | 0 | 0 | 0 | 0 | 0 | 0 | 0 | 0 | 0 | 0 | 0 | 0 | 0 | 0 | 0 | 0.66 | 0.63 | 0.77 | 0.69 | 0.79 | 0 | 0 | 0 | 0 | 0 | 0 | 0 | 0 | 0 | 0 | 0 | 0 | 0 | 0 | 0 | 0 | 0 | 0 | 0 | 0.7 | 0.66 | 0.74 | 0.64 | 0.72 | 0 | 0 | 0 | 0 | 0 | 0 | 0 | 0 | 0 | 0 | 0 | 0 | 0 | 0 | 0 | 0 | 0 | 0 | 0 | 0.63 | 0.59 | 0.64 | 0.53 | 0.56 | 0 | 0 | 0 | 0 | 0 | 0 | 0 | 0 | 0 | 0 | 0 | 0 | 0 | 0 | 0 | 0 | 0 | 0 | 0 | 0.57 | 0.54 | 0.58 | 0.48 | 0.51 | 0 | 0 | 0 | 0 | 0 | 0 | 0 | 0 | 0 | 0 | 0 | 0 | 0 | 0 | 0 | 0 | 0 | 0 | 0 | 0.47 | 0.42 | 0.48 | 0.42 | 0.44 | 0 | 0 | 0
PGP2_2_PDRP07 | Ohmconnect | PGE | 0.25 | 0.25 | 0.27 | 0.52 | 0.77 | 1.06 | 1.19 | 1.19 | 1.19 | 0.4 |  |  | 0 | 0 | 0 | 0 | 0 | 0 | 0 | 0 | 0 | 0 | 0 | 0 | 0 | 0 | 0 | 0 | 0.25 | 0.25 | 0.25 | 0.25 | 0.25 | 0 | 0 | 0 | 0 | 0 | 0 | 0 | 0 | 0 | 0 | 0 | 0 | 0 | 0 | 0 | 0 | 0 | 0 | 0 | 0.26 | 0.26 | 0.25 | 0.25 | 0.25 | 0 | 0 | 0 | 0 | 0 | 0 | 0 | 0 | 0 | 0 | 0 | 0 | 0 | 0 | 0 | 0 | 0 | 0 | 0 | 0 | 0.29 | 0.27 | 0.28 | 0.28 | 0.28 | 0 | 0 | 0 | 0 | 0 | 0 | 0 | 0 | 0 | 0 | 0 | 0 | 0 | 0 | 0 | 0 | 0 | 0 | 0 | 0.6 | 0.52 | 0.47 | 0.52 | 0.57 | 0 | 0 | 0 | 0 | 0 | 0 | 0 | 0 | 0 | 0 | 0 | 0 | 0 | 0 | 0 | 0 | 0 | 0 | 0 | 0.57 | 0.77 | 0.72 | 0.59 | 0.53 | 0 | 0 | 0 | 0 | 0 | 0 | 0 | 0 | 0 | 0 | 0 | 0 | 0 | 0 | 0 | 0 | 0 | 0 | 1.11 | 1.06 | 1.3 | 1.16 | 1.32 | 0 | 0 | 0 | 0 | 0 | 0 | 0 | 0 | 0 | 0 | 0 | 0 | 0 | 0 | 0 | 0 | 0 | 0 | 0 | 1.19 | 1.13 | 1.25 | 1.09 | 1.22 | 0 | 0 | 0 | 0 | 0 | 0 | 0 | 0 | 0 | 0 | 0 | 0 | 0 | 0 | 0 | 0 | 0 | 0 | 0 | 1.27 | 1.19 | 1.28 | 1.07 | 1.14 | 0 | 0 | 0 | 0 | 0 | 0 | 0 | 0 | 0 | 0 | 0 | 0 | 0 | 0 | 0 | 0 | 0 | 0 | 0 | 1.19 | 1.12 | 1.22 | 1 | 1.07 | 0 | 0 | 0 | 0 | 0 | 0 | 0 | 0 | 0 | 0 | 0 | 0 | 0 | 0 | 0 | 0 | 0 | 0 | 0 | 0.45 | 0.4 | 0.45 | 0.4 | 0.42 | 0 | 0 | 0
PGSB_1_PDRP11 | Ohmconnect | PGE | 0.22 | 0.22 | 0.24 | 0.46 | 0.68 | 0.94 | 1.05 | 1.05 | 1.05 | 0.64 |  |  | 0 | 0 | 0 | 0 | 0 | 0 | 0 | 0 | 0 | 0 | 0 | 0 | 0 | 0 | 0 | 0 | 0.22 | 0.22 | 0.22 | 0.22 | 0.22 | 0 | 0 | 0 | 0 | 0 | 0 | 0 | 0 | 0 | 0 | 0 | 0 | 0 | 0 | 0 | 0 | 0 | 0 | 0 | 0.23 | 0.23 | 0.22 | 0.22 | 0.22 | 0 | 0 | 0 | 0 | 0 | 0 | 0 | 0 | 0 | 0 | 0 | 0 | 0 | 0 | 0 | 0 | 0 | 0 | 0 | 0 | 0.26 | 0.24 | 0.25 | 0.25 | 0.25 | 0 | 0 | 0 | 0 | 0 | 0 | 0 | 0 | 0 | 0 | 0 | 0 | 0 | 0 | 0 | 0 | 0 | 0 | 0 | 0.53 | 0.46 | 0.42 | 0.46 | 0.5 | 0 | 0 | 0 | 0 | 0 | 0 | 0 | 0 | 0 | 0 | 0 | 0 | 0 | 0 | 0 | 0 | 0 | 0 | 0 | 0.5 | 0.68 | 0.64 | 0.52 | 0.47 | 0 | 0 | 0 | 0 | 0 | 0 | 0 | 0 | 0 | 0 | 0 | 0 | 0 | 0 | 0 | 0 | 0 | 0 | 0.98 | 0.94 | 1.15 | 1.03 | 1.17 | 0 | 0 | 0 | 0 | 0 | 0 | 0 | 0 | 0 | 0 | 0 | 0 | 0 | 0 | 0 | 0 | 0 | 0 | 0 | 1.05 | 1 | 1.1 | 0.96 | 1.08 | 0 | 0 | 0 | 0 | 0 | 0 | 0 | 0 | 0 | 0 | 0 | 0 | 0 | 0 | 0 | 0 | 0 | 0 | 0 | 1.12 | 1.05 | 1.13 | 0.94 | 1 | 0 | 0 | 0 | 0 | 0 | 0 | 0 | 0 | 0 | 0 | 0 | 0 | 0 | 0 | 0 | 0 | 0 | 0 | 0 | 1.05 | 0.99 | 1.08 | 0.88 | 0.94 | 0 | 0 | 0 | 0 | 0 | 0 | 0 | 0 | 0 | 0 | 0 | 0 | 0 | 0 | 0 | 0 | 0 | 0 | 0 | 0.71 | 0.64 | 0.73 | 0.64 | 0.67 | 0 | 0 | 0
PGSF_2_PDRP04 | Ohmconnect | PGE | 0.1 | 0.1 | 0.1 | 0.11 | 0.16 | 0.22 | 0.25 | 0.25 | 0.25 | 0.15 |  |  | 0 | 0 | 0 | 0 | 0 | 0 | 0 | 0 | 0 | 0 | 0 | 0 | 0 | 0 | 0 | 0 | 0.1 | 0.1 | 0.1 | 0.1 | 0.1 | 0 | 0 | 0 | 0 | 0 | 0 | 0 | 0 | 0 | 0 | 0 | 0 | 0 | 0 | 0 | 0 | 0 | 0 | 0 | 0.1 | 0.1 | 0.1 | 0.1 | 0.1 | 0 | 0 | 0 | 0 | 0 | 0 | 0 | 0 | 0 | 0 | 0 | 0 | 0 | 0 | 0 | 0 | 0 | 0 | 0 | 0 | 0.11 | 0.1 | 0.1 | 0.1 | 0.1 | 0 | 0 | 0 | 0 | 0 | 0 | 0 | 0 | 0 | 0 | 0 | 0 | 0 | 0 | 0 | 0 | 0 | 0 | 0 | 0.13 | 0.11 | 0.1 | 0.11 | 0.12 | 0 | 0 | 0 | 0 | 0 | 0 | 0 | 0 | 0 | 0 | 0 | 0 | 0 | 0 | 0 | 0 | 0 | 0 | 0 | 0.12 | 0.16 | 0.15 | 0.12 | 0.11 | 0 | 0 | 0 | 0 | 0 | 0 | 0 | 0 | 0 | 0 | 0 | 0 | 0 | 0 | 0 | 0 | 0 | 0 | 0.23 | 0.22 | 0.27 | 0.24 | 0.27 | 0 | 0 | 0 | 0 | 0 | 0 | 0 | 0 | 0 | 0 | 0 | 0 | 0 | 0 | 0 | 0 | 0 | 0 | 0 | 0.25 | 0.24 | 0.26 | 0.23 | 0.26 | 0 | 0 | 0 | 0 | 0 | 0 | 0 | 0 | 0 | 0 | 0 | 0 | 0 | 0 | 0 | 0 | 0 | 0 | 0 | 0.27 | 0.25 | 0.27 | 0.22 | 0.24 | 0 | 0 | 0 | 0 | 0 | 0 | 0 | 0 | 0 | 0 | 0 | 0 | 0 | 0 | 0 | 0 | 0 | 0 | 0 | 0.25 | 0.24 | 0.26 | 0.21 | 0.22 | 0 | 0 | 0 | 0 | 0 | 0 | 0 | 0 | 0 | 0 | 0 | 0 | 0 | 0 | 0 | 0 | 0 | 0 | 0 | 0.17 | 0.15 | 0.17 | 0.15 | 0.16 | 0 | 0 | 0
PGSI_1_PDRP09 | Ohmconnect | PGE | 0.14 | 0.14 | 0.16 | 0.31 | 0.45 | 0.63 | 0.54 | 0.41 | 0.36 | 0.23 |  |  | 0 | 0 | 0 | 0 | 0 | 0 | 0 | 0 | 0 | 0 | 0 | 0 | 0 | 0 | 0 | 0 | 0.14 | 0.14 | 0.14 | 0.14 | 0.14 | 0 | 0 | 0 | 0 | 0 | 0 | 0 | 0 | 0 | 0 | 0 | 0 | 0 | 0 | 0 | 0 | 0 | 0 | 0 | 0.14 | 0.15 | 0.14 | 0.14 | 0.14 | 0 | 0 | 0 | 0 | 0 | 0 | 0 | 0 | 0 | 0 | 0 | 0 | 0 | 0 | 0 | 0 | 0 | 0 | 0 | 0 | 0.17 | 0.16 | 0.16 | 0.17 | 0.17 | 0 | 0 | 0 | 0 | 0 | 0 | 0 | 0 | 0 | 0 | 0 | 0 | 0 | 0 | 0 | 0 | 0 | 0 | 0 | 0.36 | 0.31 | 0.28 | 0.31 | 0.34 | 0 | 0 | 0 | 0 | 0 | 0 | 0 | 0 | 0 | 0 | 0 | 0 | 0 | 0 | 0 | 0 | 0 | 0 | 0 | 0.33 | 0.45 | 0.42 | 0.34 | 0.31 | 0 | 0 | 0 | 0 | 0 | 0 | 0 | 0 | 0 | 0 | 0 | 0 | 0 | 0 | 0 | 0 | 0 | 0 | 0.66 | 0.63 | 0.77 | 0.69 | 0.79 | 0 | 0 | 0 | 0 | 0 | 0 | 0 | 0 | 0 | 0 | 0 | 0 | 0 | 0 | 0 | 0 | 0 | 0 | 0 | 0.54 | 0.51 | 0.57 | 0.49 | 0.56 | 0 | 0 | 0 | 0 | 0 | 0 | 0 | 0 | 0 | 0 | 0 | 0 | 0 | 0 | 0 | 0 | 0 | 0 | 0 | 0.44 | 0.41 | 0.44 | 0.37 | 0.39 | 0 | 0 | 0 | 0 | 0 | 0 | 0 | 0 | 0 | 0 | 0 | 0 | 0 | 0 | 0 | 0 | 0 | 0 | 0 | 0.36 | 0.34 | 0.37 | 0.3 | 0.32 | 0 | 0 | 0 | 0 | 0 | 0 | 0 | 0 | 0 | 0 | 0 | 0 | 0 | 0 | 0 | 0 | 0 | 0 | 0 | 0.26 | 0.23 | 0.26 | 0.23 | 0.24 | 0 | 0 | 0
SDG1_1_PDRP04 | Ohmconnect | SDGE | 1.15 | 1.2 | 1.12 | 1.37 | 2.35 | 3 | 4.8 | 4.17 | 3.49 | 3.89 |  |  | 0 | 0 | 0 | 0 | 0 | 0 | 0 | 0 | 0 | 0 | 0 | 0 | 0 | 0 | 0 | 0 | 1.13 | 1.16 | 1.15 | 1.17 | 1.16 | 0 | 0 | 0 | 0 | 0 | 0 | 0 | 0 | 0 | 0 | 0 | 0 | 0 | 0 | 0 | 0 | 0 | 0 | 0 | 1.23 | 1.26 | 1.2 | 1.22 | 1.22 | 0 | 0 | 0 | 0 | 0 | 0 | 0 | 0 | 0 | 0 | 0 | 0 | 0 | 0 | 0 | 0 | 0 | 0 | 0 | 0 | 1.19 | 1.12 | 1.15 | 1.16 | 1.17 | 0 | 0 | 0 | 0 | 0 | 0 | 0 | 0 | 0 | 0 | 0 | 0 | 0 | 0 | 0 | 0 | 0 | 0 | 0 | 1.59 | 1.37 | 1.25 | 1.37 | 1.5 | 0 | 0 | 0 | 0 | 0 | 0 | 0 | 0 | 0 | 0 | 0 | 0 | 0 | 0 | 0 | 0 | 0 | 0 | 0 | 1.73 | 2.35 | 2.2 | 1.79 | 1.62 | 0 | 0 | 0 | 0 | 0 | 0 | 0 | 0 | 0 | 0 | 0 | 0 | 0 | 0 | 0 | 0 | 0 | 0 | 3.13 | 3 | 3.68 | 3.28 | 3.75 | 0 | 0 | 0 | 0 | 0 | 0 | 0 | 0 | 0 | 0 | 0 | 0 | 0 | 0 | 0 | 0 | 0 | 0 | 0 | 4.8 | 4.56 | 5.04 | 4.4 | 4.94 | 0 | 0 | 0 | 0 | 0 | 0 | 0 | 0 | 0 | 0 | 0 | 0 | 0 | 0 | 0 | 0 | 0 | 0 | 0 | 4.47 | 4.17 | 4.49 | 3.74 | 3.99 | 0 | 0 | 0 | 0 | 0 | 0 | 0 | 0 | 0 | 0 | 0 | 0 | 0 | 0 | 0 | 0 | 0 | 0 | 0 | 3.49 | 3.3 | 3.58 | 2.93 | 3.12 | 0 | 0 | 0 | 0 | 0 | 0 | 0 | 0 | 0 | 0 | 0 | 0 | 0 | 0 | 0 | 0 | 0 | 0 | 0 | 4.34 | 3.89 | 4.42 | 3.9 | 4.07 | 0 | 0 | 0
SDG1_1_PDRP05 | Ohmconnect | SDGE | 1.19 | 1.21 | 1.29 | 1.9 | 2.34 | 3.41 | 4.8 | 4.4 | 4 | 3.46 |  |  | 0 | 0 | 0 | 0 | 0 | 0 | 0 | 0 | 0 | 0 | 0 | 0 | 0 | 0 | 0 | 0 | 1.17 | 1.2 | 1.19 | 1.21 | 1.2 | 0 | 0 | 0 | 0 | 0 | 0 | 0 | 0 | 0 | 0 | 0 | 0 | 0 | 0 | 0 | 0 | 0 | 0 | 0 | 1.24 | 1.27 | 1.21 | 1.23 | 1.23 | 0 | 0 | 0 | 0 | 0 | 0 | 0 | 0 | 0 | 0 | 0 | 0 | 0 | 0 | 0 | 0 | 0 | 0 | 0 | 0 | 1.37 | 1.29 | 1.33 | 1.34 | 1.35 | 0 | 0 | 0 | 0 | 0 | 0 | 0 | 0 | 0 | 0 | 0 | 0 | 0 | 0 | 0 | 0 | 0 | 0 | 0 | 2.21 | 1.9 | 1.73 | 1.9 | 2.08 | 0 | 0 | 0 | 0 | 0 | 0 | 0 | 0 | 0 | 0 | 0 | 0 | 0 | 0 | 0 | 0 | 0 | 0 | 0 | 1.72 | 2.34 | 2.19 | 1.78 | 1.61 | 0 | 0 | 0 | 0 | 0 | 0 | 0 | 0 | 0 | 0 | 0 | 0 | 0 | 0 | 0 | 0 | 0 | 0 | 3.56 | 3.41 | 4.19 | 3.72 | 4.26 | 0 | 0 | 0 | 0 | 0 | 0 | 0 | 0 | 0 | 0 | 0 | 0 | 0 | 0 | 0 | 0 | 0 | 0 | 0 | 4.8 | 4.56 | 5.04 | 4.4 | 4.94 | 0 | 0 | 0 | 0 | 0 | 0 | 0 | 0 | 0 | 0 | 0 | 0 | 0 | 0 | 0 | 0 | 0 | 0 | 0 | 4.71 | 4.4 | 4.74 | 3.94 | 4.21 | 0 | 0 | 0 | 0 | 0 | 0 | 0 | 0 | 0 | 0 | 0 | 0 | 0 | 0 | 0 | 0 | 0 | 0 | 0 | 4 | 3.78 | 4.1 | 3.35 | 3.58 | 0 | 0 | 0 | 0 | 0 | 0 | 0 | 0 | 0 | 0 | 0 | 0 | 0 | 0 | 0 | 0 | 0 | 0 | 0 | 3.86 | 3.46 | 3.93 | 3.47 | 3.62 | 0 | 0 | 0
SCNW_6_PDRP12 | Ohmconnect | SCE | 1.19 | 1.53 | 1.25 | 0.96 | 0.54 | 0.89 | 2.14 | 0.2 | 0.2 | 2.07 |  |  | 0 | 0 | 0 | 0 | 0 | 0 | 0 | 0 | 0 | 0 | 0 | 0 | 0 | 0 | 0 | 0 | 1.17 | 1.2 | 1.19 | 1.21 | 1.2 | 0 | 0 | 0 | 0 | 0 | 0 | 0 | 0 | 0 | 0 | 0 | 0 | 0 | 0 | 0 | 0 | 0 | 0 | 0 | 1.57 | 1.6 | 1.53 | 1.56 | 1.55 | 0 | 0 | 0 | 0 | 0 | 0 | 0 | 0 | 0 | 0 | 0 | 0 | 0 | 0 | 0 | 0 | 0 | 0 | 0 | 0 | 1.33 | 1.25 | 1.29 | 1.3 | 1.31 | 0 | 0 | 0 | 0 | 0 | 0 | 0 | 0 | 0 | 0 | 0 | 0 | 0 | 0 | 0 | 0 | 0 | 0 | 0 | 1.12 | 0.96 | 0.88 | 0.96 | 1.05 | 0 | 0 | 0 | 0 | 0 | 0 | 0 | 0 | 0 | 0 | 0 | 0 | 0 | 0 | 0 | 0 | 0 | 0 | 0 | 0.4 | 0.54 | 0.51 | 0.41 | 0.37 | 0 | 0 | 0 | 0 | 0 | 0 | 0 | 0 | 0 | 0 | 0 | 0 | 0 | 0 | 0 | 0 | 0 | 0 | 0.93 | 0.89 | 1.09 | 0.97 | 1.11 | 0 | 0 | 0 | 0 | 0 | 0 | 0 | 0 | 0 | 0 | 0 | 0 | 0 | 0 | 0 | 0 | 0 | 0 | 0 | 2.14 | 2.03 | 2.25 | 1.96 | 2.2 | 0 | 0 | 0 | 0 | 0 | 0 | 0 | 0 | 0 | 0 | 0 | 0 | 0 | 0 | 0 | 0 | 0 | 0 | 0 | 0.21 | 0.2 | 0.22 | 0.18 | 0.19 | 0 | 0 | 0 | 0 | 0 | 0 | 0 | 0 | 0 | 0 | 0 | 0 | 0 | 0 | 0 | 0 | 0 | 0 | 0 | 0.2 | 0.19 | 0.21 | 0.17 | 0.18 | 0 | 0 | 0 | 0 | 0 | 0 | 0 | 0 | 0 | 0 | 0 | 0 | 0 | 0 | 0 | 0 | 0 | 0 | 0 | 2.31 | 2.07 | 2.35 | 2.07 | 2.16 | 0 | 0 | 0
SCEW_2_PDRP39 | Ohmconnect | SCE | 3.17 | 2.95 | 2.34 | 3.5 | 4.26 | 1 | 2.71 | 3.7 | 4.2 | 3.38 |  |  | 0 | 0 | 0 | 0 | 0 | 0 | 0 | 0 | 0 | 0 | 0 | 0 | 0 | 0 | 0 | 0 | 3.13 | 3.19 | 3.17 | 3.22 | 3.19 | 0 | 0 | 0 | 0 | 0 | 0 | 0 | 0 | 0 | 0 | 0 | 0 | 0 | 0 | 0 | 0 | 0 | 0 | 0 | 3.03 | 3.09 | 2.95 | 3 | 2.99 | 0 | 0 | 0 | 0 | 0 | 0 | 0 | 0 | 0 | 0 | 0 | 0 | 0 | 0 | 0 | 0 | 0 | 0 | 0 | 0 | 2.49 | 2.34 | 2.41 | 2.43 | 2.45 | 0 | 0 | 0 | 0 | 0 | 0 | 0 | 0 | 0 | 0 | 0 | 0 | 0 | 0 | 0 | 0 | 0 | 0 | 0 | 4.07 | 3.5 | 3.19 | 3.5 | 3.84 | 0 | 0 | 0 | 0 | 0 | 0 | 0 | 0 | 0 | 0 | 0 | 0 | 0 | 0 | 0 | 0 | 0 | 0 | 0 | 3.14 | 4.26 | 3.99 | 3.24 | 2.94 | 0 | 0 | 0 | 0 | 0 | 0 | 0 | 0 | 0 | 0 | 0 | 0 | 0 | 0 | 0 | 0 | 0 | 0 | 1.04 | 1 | 1.23 | 1.09 | 1.25 | 0 | 0 | 0 | 0 | 0 | 0 | 0 | 0 | 0 | 0 | 0 | 0 | 0 | 0 | 0 | 0 | 0 | 0 | 0 | 2.71 | 2.57 | 2.85 | 2.48 | 2.79 | 0 | 0 | 0 | 0 | 0 | 0 | 0 | 0 | 0 | 0 | 0 | 0 | 0 | 0 | 0 | 0 | 0 | 0 | 0 | 3.96 | 3.7 | 3.99 | 3.31 | 3.54 | 0 | 0 | 0 | 0 | 0 | 0 | 0 | 0 | 0 | 0 | 0 | 0 | 0 | 0 | 0 | 0 | 0 | 0 | 0 | 4.2 | 3.97 | 4.31 | 3.52 | 3.76 | 0 | 0 | 0 | 0 | 0 | 0 | 0 | 0 | 0 | 0 | 0 | 0 | 0 | 0 | 0 | 0 | 0 | 0 | 0 | 3.77 | 3.38 | 3.84 | 3.39 | 3.53 | 0 | 0 | 0
PGF1_2_PDRP04 | Ohmconnect | PGE | 1.8 | 1.51 | 1.2 | 2.6 | 3.09 | 3.3 | 0.2 | 0.9 | 1 | 0.1 |  |  | 0 | 0 | 0 | 0 | 0 | 0 | 0 | 0 | 0 | 0 | 0 | 0 | 0 | 0 | 0 | 0 | 1.78 | 1.81 | 1.8 | 1.83 | 1.81 | 0 | 0 | 0 | 0 | 0 | 0 | 0 | 0 | 0 | 0 | 0 | 0 | 0 | 0 | 0 | 0 | 0 | 0 | 0 | 1.55 | 1.58 | 1.51 | 1.54 | 1.53 | 0 | 0 | 0 | 0 | 0 | 0 | 0 | 0 | 0 | 0 | 0 | 0 | 0 | 0 | 0 | 0 | 0 | 0 | 0 | 0 | 1.28 | 1.2 | 1.24 | 1.25 | 1.25 | 0 | 0 | 0 | 0 | 0 | 0 | 0 | 0 | 0 | 0 | 0 | 0 | 0 | 0 | 0 | 0 | 0 | 0 | 0 | 3.02 | 2.6 | 2.37 | 2.6 | 2.85 | 0 | 0 | 0 | 0 | 0 | 0 | 0 | 0 | 0 | 0 | 0 | 0 | 0 | 0 | 0 | 0 | 0 | 0 | 0 | 2.28 | 3.09 | 2.9 | 2.35 | 2.13 | 0 | 0 | 0 | 0 | 0 | 0 | 0 | 0 | 0 | 0 | 0 | 0 | 0 | 0 | 0 | 0 | 0 | 0 | 3.44 | 3.3 | 4.05 | 3.6 | 4.12 | 0 | 0 | 0 | 0 | 0 | 0 | 0 | 0 | 0 | 0 | 0 | 0 | 0 | 0 | 0 | 0 | 0 | 0 | 0 | 0.2 | 0.19 | 0.21 | 0.18 | 0.21 | 0 | 0 | 0 | 0 | 0 | 0 | 0 | 0 | 0 | 0 | 0 | 0 | 0 | 0 | 0 | 0 | 0 | 0 | 0 | 0.96 | 0.9 | 0.97 | 0.81 | 0.86 | 0 | 0 | 0 | 0 | 0 | 0 | 0 | 0 | 0 | 0 | 0 | 0 | 0 | 0 | 0 | 0 | 0 | 0 | 0 | 1 | 0.94 | 1.03 | 0.84 | 0.9 | 0 | 0 | 0 | 0 | 0 | 0 | 0 | 0 | 0 | 0 | 0 | 0 | 0 | 0 | 0 | 0 | 0 | 0 | 0 | 0.11 | 0.1 | 0.11 | 0.1 | 0.1 | 0 | 0 | 0
PGSB_1_PDRP04 | Ohmconnect | PGE | 1.7 | 1.9 | 0.9 | 0.59 | 0.52 | 1.5 |  |  |  | 0.1 |  |  | January 1: 0; January 2: 0; January 3: 0; January 4: 0; January 5: 0; January 6: 0; January 7: 0; January 8: 0; January 9: 0; January 10: 0; January 11: 0; January 12: 0; January 13: 0; January 14: 0; January 15: 0; January 16: 0; January 17: 1.68; January 18: 1.71; January 19: 1.7; January 20: 1.73; January 21: 1.71; January 22: 0; January 23: 0; January 24: 0; February 1: 0; February 2: 0; February 3: 0; February 4: 0; February 5: 0; February 6: 0; February 7: 0; February 8: 0; February 9: 0; February 10: 0; February 11: 0; February 12: 0; February 13: 0; February 14: 0; February 15: 0; February 16: 0; February 17: 1.95; February 18: 1.99; February 19: 1.9; February 20: 1.93; February 21: 1.93; February 22: 0; February 23: 0; February 24: 0; March 1: 0; March 2: 0; March 3: 0; March 4: 0; March 5: 0; March 6: 0; March 7: 0; March 8: 0; March 9: 0; March 10: 0; March 11: 0; March 12: 0; March 13: 0; March 14: 0; March 15: 0; March 16: 0; March 17: 0; March 18: 0.96; March 19: 0.9; March 20: 0.93; March 21: 0.93; March 22: 0.94; March 23: 0; March 24: 0; April 1: 0; April 2: 0; April 3: 0; April 4: 0; April 5: 0; April 6: 0; April 7: 0; April 8: 0; April 9: 0; April 10: 0; April 11: 0; April 12: 0; April 13: 0; April 14: 0; April 15: 0; April 16: 0; April 17: 0; April 18: 0.69; April 19: 0.59; April 20: 0.54; April 21: 0.59; April 22: 0.65; April 23: 0; April 24: 0; May 1: 0; May 2: 0; May 3: 0; May 4: 0; May 5: 0; May 6: 0; May 7: 0; May 8: 0; May 9: 0; May 10: 0; May 11: 0; May 12: 0; May 13: 0; May 14: 0; May 15: 0; May 16: 0; May 17: 0; May 18: 0.38; May 19: 0.52; May 20: 0.49; May 21: 0.4; May 22: 0.36; May 23: 0; May 24: 0; June 1: 0; June 2: 0; June 3: 0; June 4: 0; June 5: 0; June 6: 0; June 7: 0; June 8: 0; June 9: 0; June 10: 0; June 11: 0; June 12: 0; June 13: 0; June 14: 0; June 15: 0; June 16: 0; June 17: 1.56; June 18: 1.5; June 19: 1.84; June 20: 1.64; June 21: 1.87; June 22: 0; June 23: 0; June 24: 0; October 1: 0; October 2: 0; October 3: 0; October 4: 0; October 5: 0; October 6: 0; October 7: 0; October 8: 0; October 9: 0; October 10: 0; October 11: 0; October 12: 0; October 13: 0; October 14: 0; October 15: 0; October 16: 0; October 17: 0.11; October 18: 0.1; October 19: 0.11; October 20: 0.1; October 21: 0.1; October 22: 0; October 23: 0; October 24: 0
PGSI_1_PDRP10 | Ohmconnect | PGE | 1.55 | 1.9 | 1 | 0.4 | 1.9 | 1.9 | 0.16 | 0.8 | 0.97 | 0.1 |  |  | 0 | 0 | 0 | 0 | 0 | 0 | 0 | 0 | 0 | 0 | 0 | 0 | 0 | 0 | 0 | 0 | 1.53 | 1.56 | 1.55 | 1.58 | 1.56 | 0 | 0 | 0 | 0 | 0 | 0 | 0 | 0 | 0 | 0 | 0 | 0 | 0 | 0 | 0 | 0 | 0 | 0 | 0 | 1.95 | 1.99 | 1.9 | 1.93 | 1.93 | 0 | 0 | 0 | 0 | 0 | 0 | 0 | 0 | 0 | 0 | 0 | 0 | 0 | 0 | 0 | 0 | 0 | 0 | 0 | 0 | 1.06 | 1 | 1.03 | 1.04 | 1.04 | 0 | 0 | 0 | 0 | 0 | 0 | 0 | 0 | 0 | 0 | 0 | 0 | 0 | 0 | 0 | 0 | 0 | 0 | 0 | 0.46 | 0.4 | 0.36 | 0.4 | 0.44 | 0 | 0 | 0 | 0 | 0 | 0 | 0 | 0 | 0 | 0 | 0 | 0 | 0 | 0 | 0 | 0 | 0 | 0 | 0 | 1.4 | 1.9 | 1.78 | 1.44 | 1.31 | 0 | 0 | 0 | 0 | 0 | 0 | 0 | 0 | 0 | 0 | 0 | 0 | 0 | 0 | 0 | 0 | 0 | 0 | 1.98 | 1.9 | 2.33 | 2.08 | 2.37 | 0 | 0 | 0 | 0 | 0 | 0 | 0 | 0 | 0 | 0 | 0 | 0 | 0 | 0 | 0 | 0 | 0 | 0 | 0 | 0.16 | 0.15 | 0.17 | 0.15 | 0.16 | 0 | 0 | 0 | 0 | 0 | 0 | 0 | 0 | 0 | 0 | 0 | 0 | 0 | 0 | 0 | 0 | 0 | 0 | 0 | 0.86 | 0.8 | 0.86 | 0.72 | 0.77 | 0 | 0 | 0 | 0 | 0 | 0 | 0 | 0 | 0 | 0 | 0 | 0 | 0 | 0 | 0 | 0 | 0 | 0 | 0 | 0.97 | 0.92 | 1 | 0.81 | 0.87 | 0 | 0 | 0 | 0 | 0 | 0 | 0 | 0 | 0 | 0 | 0 | 0 | 0 | 0 | 0 | 0 | 0 | 0 | 0 | 0.11 | 0.1 | 0.11 | 0.1 | 0.1 | 0 | 0 | 0
PGCC_1_PDRP02 | Ohmconnect | PGE |  |  | 0.34 | 0.8 | [8 empty] | March 1: 0; March 2: 0; March 3: 0; March 4: 0; March 5: 0; March 6: 0; March 7: 0; March 8: 0; March 9: 0; March 10: 0; March 11: 0; March 12: 0; March 13: 0; March 14: 0; March 15: 0; March 16: 0; March 17: 0; March 18: 0.36; March 19: 0.34; March 20: 0.35; March 21: 0.35; March 22: 0.36; March 23: 0; March 24: 0; April 1: 0; April 2: 0; April 3: 0; April 4: 0; April 5: 0; April 6: 0; April 7: 0; April 8: 0; April 9: 0; April 10: 0; April 11: 0; April 12: 0; April 13: 0; April 14: 0; April 15: 0; April 16: 0; April 17: 0; April 18: 0.93; April 19: 0.8; April 20: 0.73; April 21: 0.8; April 22: 0.88; April 23: 0; April 24: 0
PGNC_1_PDRP01 | Ohmconnect | PGE |  |  | 0.9 | 0.58 | [8 empty] | March 1: 0; March 2: 0; March 3: 0; March 4: 0; March 5: 0; March 6: 0; March 7: 0; March 8: 0; March 9: 0; March 10: 0; March 11: 0; March 12: 0; March 13: 0; March 14: 0; March 15: 0; March 16: 0; March 17: 0; March 18: 0.96; March 19: 0.9; March 20: 0.93; March 21: 0.93; March 22: 0.94; March 23: 0; March 24: 0; April 1: 0; April 2: 0; April 3: 0; April 4: 0; April 5: 0; April 6: 0; April 7: 0; April 8: 0; April 9: 0; April 10: 0; April 11: 0; April 12: 0; April 13: 0; April 14: 0; April 15: 0; April 16: 0; April 17: 0; April 18: 0.67; April 19: 0.58; April 20: 0.53; April 21: 0.58; April 22: 0.64; April 23: 0; April 24: 0
PGNP_2_PDRP02 | Ohmconnect | PGE |  |  | 1 | 0.4 | [8 empty] | March 1: 0; March 2: 0; March 3: 0; March 4: 0; March 5: 0; March 6: 0; March 7: 0; March 8: 0; March 9: 0; March 10: 0; March 11: 0; March 12: 0; March 13: 0; March 14: 0; March 15: 0; March 16: 0; March 17: 0; March 18: 1.06; March 19: 1; March 20: 1.03; March 21: 1.04; March 22: 1.04; March 23: 0; March 24: 0; April 1: 0; April 2: 0; April 3: 0; April 4: 0; April 5: 0; April 6: 0; April 7: 0; April 8: 0; April 9: 0; April 10: 0; April 11: 0; April 12: 0; April 13: 0; April 14: 0; April 15: 0; April 16: 0; April 17: 0; April 18: 0.46; April 19: 0.4; April 20: 0.36; April 21: 0.4; April 22: 0.44; April 23: 0; April 24: 0
SCHD_1_PDRP04 | Ohmconnect | SCE |  |  | 0.4 | 0.5 | [8 empty] | March 1: 0; March 2: 0; March 3: 0; March 4: 0; March 5: 0; March 6: 0; March 7: 0; March 8: 0; March 9: 0; March 10: 0; March 11: 0; March 12: 0; March 13: 0; March 14: 0; March 15: 0; March 16: 0; March 17: 0; March 18: 0.43; March 19: 0.4; March 20: 0.41; March 21: 0.42; March 22: 0.42; March 23: 0; March 24: 0; April 1: 0; April 2: 0; April 3: 0; April 4: 0; April 5: 0; April 6: 0; April 7: 0; April 8: 0; April 9: 0; April 10: 0; April 11: 0; April 12: 0; April 13: 0; April 14: 0; April 15: 0; April 16: 0; April 17: 0; April 18: 0.58; April 19: 0.5; April 20: 0.46; April 21: 0.5; April 22: 0.55; April 23: 0; April 24: 0
SCLD_1_PDRP05 | Ohmconnect | SCE |  |  | 0.4 | 0.5 | [8 empty] | March 1: 0; March 2: 0; March 3: 0; March 4: 0; March 5: 0; March 6: 0; March 7: 0; March 8: 0; March 9: 0; March 10: 0; March 11: 0; March 12: 0; March 13: 0; March 14: 0; March 15: 0; March 16: 0; March 17: 0; March 18: 0.43; March 19: 0.4; March 20: 0.41; March 21: 0.42; March 22: 0.42; March 23: 0; March 24: 0; April 1: 0; April 2: 0; April 3: 0; April 4: 0; April 5: 0; April 6: 0; April 7: 0; April 8: 0; April 9: 0; April 10: 0; April 11: 0; April 12: 0; April 13: 0; April 14: 0; April 15: 0; April 16: 0; April 17: 0; April 18: 0.58; April 19: 0.5; April 20: 0.46; April 21: 0.5; April 22: 0.55; April 23: 0; April 24: 0
PGCC_1_PDRP41 | Voltus | PGE |  |  |  | 0.75 | 0.75 | 0.75 | 0.21 | 0.48 | 3.61 |  |  |  | April 1: 0; April 2: 0; April 3: 0; April 4: 0; April 5: 0; April 6: 0; April 7: 0; April 8: 0; April 9: 0; April 10: 0; April 11: 0; April 12: 0; April 13: 0; April 14: 0; April 15: 0; April 16: 0; April 17: 0; April 18: 0.77; April 19: 0.75; April 20: 0.75; April 21: 0.66; April 22: 0; April 23: 0; April 24: 0; May 1: 0; May 2: 0; May 3: 0; May 4: 0; May 5: 0; May 6: 0; May 7: 0; May 8: 0; May 9: 0; May 10: 0; May 11: 0; May 12: 0; May 13: 0; May 14: 0; May 15: 0; May 16: 0; May 17: 0; May 18: 0.73; May 19: 0.75; May 20: 0.66; May 21: 0.69; May 22: 0; May 23: 0; May 24: 0; June 1: 0; June 2: 0; June 3: 0; June 4: 0; June 5: 0; June 6: 0; June 7: 0; June 8: 0; June 9: 0; June 10: 0; June 11: 0; June 12: 0; June 13: 0; June 14: 0; June 15: 0; June 16: 0; June 17: 0.75; June 18: 0.75; June 19: 0.76; June 20: 0.68; June 21: 0; June 22: 0; June 23: 0; June 24: 0; July 1: 0; July 2: 0; July 3: 0; July 4: 0; July 5: 0; July 6: 0; July 7: 0; July 8: 0; July 9: 0; July 10: 0; July 11: 0; July 12: 0; July 13: 0; July 14: 0; July 15: 0; July 16: 0; July 17: 0.21; July 18: 0.22; July 19: 0.22; July 20: 0.2; July 21: 0; July 22: 0; July 23: 0; July 24: 0; August 1: 0; August 2: 0; August 3: 0; August 4: 0; August 5: 0; August 6: 0; August 7: 0; August 8: 0; August 9: 0; August 10: 0; August 11: 0; August 12: 0; August 13: 0; August 14: 0; August 15: 0; August 16: 0; August 17: 0.46; August 18: 0.48; August 19: 0.44; August 20: 0.41; August 21: 0; August 22: 0; August 23: 0; August 24: 0; September 1: 0; September 2: 0; September 3: 0; September 4: 0; September 5: 0; September 6: 0; September 7: 0; September 8: 0; September 9: 0; September 10: 0; September 11: 0; September 12: 0; September 13: 0; September 14: 0; September 15: 0; September 16: 0; September 17: 3.61; September 18: 3.76; September 19: 3.7; September 20: 3.49; September 21: 0; September 22: 0; September 23: 0; September 24: 0
PGEB_2_PDRP93 | Voltus | PGE |  |  |  | 0.53 | 0.53 | 0.53 | 0.11 | 0.11 | 0.11 |  |  |  | April 1: 0; April 2: 0; April 3: 0; April 4: 0; April 5: 0; April 6: 0; April 7: 0; April 8: 0; April 9: 0; April 10: 0; April 11: 0; April 12: 0; April 13: 0; April 14: 0; April 15: 0; April 16: 0; April 17: 0; April 18: 0.55; April 19: 0.53; April 20: 0.53; April 21: 0.46; April 22: 0; April 23: 0; April 24: 0; May 1: 0; May 2: 0; May 3: 0; May 4: 0; May 5: 0; May 6: 0; May 7: 0; May 8: 0; May 9: 0; May 10: 0; May 11: 0; May 12: 0; May 13: 0; May 14: 0; May 15: 0; May 16: 0; May 17: 0; May 18: 0.52; May 19: 0.53; May 20: 0.46; May 21: 0.49; May 22: 0; May 23: 0; May 24: 0; June 1: 0; June 2: 0; June 3: 0; June 4: 0; June 5: 0; June 6: 0; June 7: 0; June 8: 0; June 9: 0; June 10: 0; June 11: 0; June 12: 0; June 13: 0; June 14: 0; June 15: 0; June 16: 0; June 17: 0.53; June 18: 0.53; June 19: 0.54; June 20: 0.48; June 21: 0; June 22: 0; June 23: 0; June 24: 0; July 1: 0; July 2: 0; July 3: 0; July 4: 0; July 5: 0; July 6: 0; July 7: 0; July 8: 0; July 9: 0; July 10: 0; July 11: 0; July 12: 0; July 13: 0; July 14: 0; July 15: 0; July 16: 0; July 17: 0.11; July 18: 0.11; July 19: 0.11; July 20: 0.11; July 21: 0; July 22: 0; July 23: 0; July 24: 0; August 1: 0; August 2: 0; August 3: 0; August 4: 0; August 5: 0; August 6: 0; August 7: 0; August 8: 0; August 9: 0; August 10: 0; August 11: 0; August 12: 0; August 13: 0; August 14: 0; August 15: 0; August 16: 0; August 17: 0.11; August 18: 0.11; August 19: 0.1; August 20: 0.09; August 21: 0; August 22: 0; August 23: 0; August 24: 0; September 1: 0; September 2: 0; September 3: 0; September 4: 0; September 5: 0; September 6: 0; September 7: 0; September 8: 0; September 9: 0; September 10: 0; September 11: 0; September 12: 0; September 13: 0; September 14: 0; September 15: 0; September 16: 0; September 17: 0.11; September 18: 0.11; September 19: 0.11; September 20: 0.11; September 21: 0; September 22: 0; September 23: 0; September 24: 0
PGF1_2_PDRP111 | Voltus | PGE |  |  |  | 1.07 | 1.07 | 1.07 | 1.6 | [5 empty] | April 1: 0; April 2: 0; April 3: 0; April 4: 0; April 5: 0; April 6: 0; April 7: 0; April 8: 0; April 9: 0; April 10: 0; April 11: 0; April 12: 0; April 13: 0; April 14: 0; April 15: 0; April 16: 0; April 17: 0; April 18: 1.1; April 19: 1.07; April 20: 1.07; April 21: 0.94; April 22: 0; April 23: 0; April 24: 0; May 1: 0; May 2: 0; May 3: 0; May 4: 0; May 5: 0; May 6: 0; May 7: 0; May 8: 0; May 9: 0; May 10: 0; May 11: 0; May 12: 0; May 13: 0; May 14: 0; May 15: 0; May 16: 0; May 17: 0; May 18: 1.04; May 19: 1.07; May 20: 0.94; May 21: 0.98; May 22: 0; May 23: 0; May 24: 0; June 1: 0; June 2: 0; June 3: 0; June 4: 0; June 5: 0; June 6: 0; June 7: 0; June 8: 0; June 9: 0; June 10: 0; June 11: 0; June 12: 0; June 13: 0; June 14: 0; June 15: 0; June 16: 0; June 17: 1.07; June 18: 1.07; June 19: 1.09; June 20: 0.98; June 21: 0; June 22: 0; June 23: 0; June 24: 0; July 1: 0; July 2: 0; July 3: 0; July 4: 0; July 5: 0; July 6: 0; July 7: 0; July 8: 0; July 9: 0; July 10: 0; July 11: 0; July 12: 0; July 13: 0; July 14: 0; July 15: 0; July 16: 0; July 17: 1.6; July 18: 1.67; July 19: 1.64; July 20: 1.56; July 21: 0; July 22: 0; July 23: 0; July 24: 0
PGF1_2_PDRP116 | Voltus | PGE |  |  |  | 0.21 | 0.21 | 0.21 | 0.21 | 0.53 | 0.32 |  |  |  | April 1: 0; April 2: 0; April 3: 0; April 4: 0; April 5: 0; April 6: 0; April 7: 0; April 8: 0; April 9: 0; April 10: 0; April 11: 0; April 12: 0; April 13: 0; April 14: 0; April 15: 0; April 16: 0; April 17: 0; April 18: 0.22; April 19: 0.21; April 20: 0.21; April 21: 0.18; April 22: 0; April 23: 0; April 24: 0; May 1: 0; May 2: 0; May 3: 0; May 4: 0; May 5: 0; May 6: 0; May 7: 0; May 8: 0; May 9: 0; May 10: 0; May 11: 0; May 12: 0; May 13: 0; May 14: 0; May 15: 0; May 16: 0; May 17: 0; May 18: 0.2; May 19: 0.21; May 20: 0.18; May 21: 0.19; May 22: 0; May 23: 0; May 24: 0; June 1: 0; June 2: 0; June 3: 0; June 4: 0; June 5: 0; June 6: 0; June 7: 0; June 8: 0; June 9: 0; June 10: 0; June 11: 0; June 12: 0; June 13: 0; June 14: 0; June 15: 0; June 16: 0; June 17: 0.21; June 18: 0.21; June 19: 0.21; June 20: 0.19; June 21: 0; June 22: 0; June 23: 0; June 24: 0; July 1: 0; July 2: 0; July 3: 0; July 4: 0; July 5: 0; July 6: 0; July 7: 0; July 8: 0; July 9: 0; July 10: 0; July 11: 0; July 12: 0; July 13: 0; July 14: 0; July 15: 0; July 16: 0; July 17: 0.21; July 18: 0.22; July 19: 0.22; July 20: 0.2; July 21: 0; July 22: 0; July 23: 0; July 24: 0; August 1: 0; August 2: 0; August 3: 0; August 4: 0; August 5: 0; August 6: 0; August 7: 0; August 8: 0; August 9: 0; August 10: 0; August 11: 0; August 12: 0; August 13: 0; August 14: 0; August 15: 0; August 16: 0; August 17: 0.51; August 18: 0.53; August 19: 0.49; August 20: 0.46; August 21: 0; August 22: 0; August 23: 0; August 24: 0; September 1: 0; September 2: 0; September 3: 0; September 4: 0; September 5: 0; September 6: 0; September 7: 0; September 8: 0; September 9: 0; September 10: 0; September 11: 0; September 12: 0; September 13: 0; September 14: 0; September 15: 0; September 16: 0; September 17: 0.32; September 18: 0.33; September 19: 0.33; September 20: 0.31; September 21: 0; September 22: 0; September 23: 0; September 24: 0
PGNP_2_PDRP39 | Voltus | PGE |  |  |  | 2.13 | 2.13 | 2.13 | 2.67 | 0.53 | 0.11 |  |  |  | April 1: 0; April 2: 0; April 3: 0; April 4: 0; April 5: 0; April 6: 0; April 7: 0; April 8: 0; April 9: 0; April 10: 0; April 11: 0; April 12: 0; April 13: 0; April 14: 0; April 15: 0; April 16: 0; April 17: 0; April 18: 2.19; April 19: 2.13; April 20: 2.13; April 21: 1.86; April 22: 0; April 23: 0; April 24: 0; May 1: 0; May 2: 0; May 3: 0; May 4: 0; May 5: 0; May 6: 0; May 7: 0; May 8: 0; May 9: 0; May 10: 0; May 11: 0; May 12: 0; May 13: 0; May 14: 0; May 15: 0; May 16: 0; May 17: 0; May 18: 2.08; May 19: 2.13; May 20: 1.86; May 21: 1.96; May 22: 0; May 23: 0; May 24: 0; June 1: 0; June 2: 0; June 3: 0; June 4: 0; June 5: 0; June 6: 0; June 7: 0; June 8: 0; June 9: 0; June 10: 0; June 11: 0; June 12: 0; June 13: 0; June 14: 0; June 15: 0; June 16: 0; June 17: 2.13; June 18: 2.13; June 19: 2.17; June 20: 1.94; June 21: 0; June 22: 0; June 23: 0; June 24: 0; July 1: 0; July 2: 0; July 3: 0; July 4: 0; July 5: 0; July 6: 0; July 7: 0; July 8: 0; July 9: 0; July 10: 0; July 11: 0; July 12: 0; July 13: 0; July 14: 0; July 15: 0; July 16: 0; July 17: 2.67; July 18: 2.78; July 19: 2.73; July 20: 2.6; July 21: 0; July 22: 0; July 23: 0; July 24: 0; August 1: 0; August 2: 0; August 3: 0; August 4: 0; August 5: 0; August 6: 0; August 7: 0; August 8: 0; August 9: 0; August 10: 0; August 11: 0; August 12: 0; August 13: 0; August 14: 0; August 15: 0; August 16: 0; August 17: 0.51; August 18: 0.53; August 19: 0.49; August 20: 0.46; August 21: 0; August 22: 0; August 23: 0; August 24: 0; September 1: 0; September 2: 0; September 3: 0; September 4: 0; September 5: 0; September 6: 0; September 7: 0; September 8: 0; September 9: 0; September 10: 0; September 11: 0; September 12: 0; September 13: 0; September 14: 0; September 15: 0; September 16: 0; September 17: 0.11; September 18: 0.11; September 19: 0.11; September 20: 0.11; September 21: 0; September 22: 0; September 23: 0; September 24: 0
PGP2_2_PDRP58 | Voltus | PGE |  |  |  | 0.11 | 0.11 | 0.11 | 0.32 | 0.64 | 1.26 |  |  |  | April 1: 0; April 2: 0; April 3: 0; April 4: 0; April 5: 0; April 6: 0; April 7: 0; April 8: 0; April 9: 0; April 10: 0; April 11: 0; April 12: 0; April 13: 0; April 14: 0; April 15: 0; April 16: 0; April 17: 0; April 18: 0.11; April 19: 0.11; April 20: 0.11; April 21: 0.1; April 22: 0; April 23: 0; April 24: 0; May 1: 0; May 2: 0; May 3: 0; May 4: 0; May 5: 0; May 6: 0; May 7: 0; May 8: 0; May 9: 0; May 10: 0; May 11: 0; May 12: 0; May 13: 0; May 14: 0; May 15: 0; May 16: 0; May 17: 0; May 18: 0.11; May 19: 0.11; May 20: 0.1; May 21: 0.1; May 22: 0; May 23: 0; May 24: 0; June 1: 0; June 2: 0; June 3: 0; June 4: 0; June 5: 0; June 6: 0; June 7: 0; June 8: 0; June 9: 0; June 10: 0; June 11: 0; June 12: 0; June 13: 0; June 14: 0; June 15: 0; June 16: 0; June 17: 0.11; June 18: 0.11; June 19: 0.11; June 20: 0.1; June 21: 0; June 22: 0; June 23: 0; June 24: 0; July 1: 0; July 2: 0; July 3: 0; July 4: 0; July 5: 0; July 6: 0; July 7: 0; July 8: 0; July 9: 0; July 10: 0; July 11: 0; July 12: 0; July 13: 0; July 14: 0; July 15: 0; July 16: 0; July 17: 0.32; July 18: 0.33; July 19: 0.33; July 20: 0.31; July 21: 0; July 22: 0; July 23: 0; July 24: 0; August 1: 0; August 2: 0; August 3: 0; August 4: 0; August 5: 0; August 6: 0; August 7: 0; August 8: 0; August 9: 0; August 10: 0; August 11: 0; August 12: 0; August 13: 0; August 14: 0; August 15: 0; August 16: 0; August 17: 0.61; August 18: 0.64; August 19: 0.59; August 20: 0.55; August 21: 0; August 22: 0; August 23: 0; August 24: 0; September 1: 0; September 2: 0; September 3: 0; September 4: 0; September 5: 0; September 6: 0; September 7: 0; September 8: 0; September 9: 0; September 10: 0; September 11: 0; September 12: 0; September 13: 0; September 14: 0; September 15: 0; September 16: 0; September 17: 1.26; September 18: 1.31; September 19: 1.29; September 20: 1.22; September 21: 0; September 22: 0; September 23: 0; September 24: 0
PGSB_1_PDRP101 | Voltus | PGE |  |  |  | 0.75 | 0.75 | 0.75 | 0.85 | 1.28 | 3.23 |  |  |  | April 1: 0; April 2: 0; April 3: 0; April 4: 0; April 5: 0; April 6: 0; April 7: 0; April 8: 0; April 9: 0; April 10: 0; April 11: 0; April 12: 0; April 13: 0; April 14: 0; April 15: 0; April 16: 0; April 17: 0; April 18: 0.77; April 19: 0.75; April 20: 0.75; April 21: 0.66; April 22: 0; April 23: 0; April 24: 0; May 1: 0; May 2: 0; May 3: 0; May 4: 0; May 5: 0; May 6: 0; May 7: 0; May 8: 0; May 9: 0; May 10: 0; May 11: 0; May 12: 0; May 13: 0; May 14: 0; May 15: 0; May 16: 0; May 17: 0; May 18: 0.73; May 19: 0.75; May 20: 0.66; May 21: 0.69; May 22: 0; May 23: 0; May 24: 0; June 1: 0; June 2: 0; June 3: 0; June 4: 0; June 5: 0; June 6: 0; June 7: 0; June 8: 0; June 9: 0; June 10: 0; June 11: 0; June 12: 0; June 13: 0; June 14: 0; June 15: 0; June 16: 0; June 17: 0.75; June 18: 0.75; June 19: 0.76; June 20: 0.68; June 21: 0; June 22: 0; June 23: 0; June 24: 0; July 1: 0; July 2: 0; July 3: 0; July 4: 0; July 5: 0; July 6: 0; July 7: 0; July 8: 0; July 9: 0; July 10: 0; July 11: 0; July 12: 0; July 13: 0; July 14: 0; July 15: 0; July 16: 0; July 17: 0.85; July 18: 0.89; July 19: 0.87; July 20: 0.83; July 21: 0; July 22: 0; July 23: 0; July 24: 0; August 1: 0; August 2: 0; August 3: 0; August 4: 0; August 5: 0; August 6: 0; August 7: 0; August 8: 0; August 9: 0; August 10: 0; August 11: 0; August 12: 0; August 13: 0; August 14: 0; August 15: 0; August 16: 0; August 17: 1.22; August 18: 1.28; August 19: 1.18; August 20: 1.1; August 21: 0; August 22: 0; August 23: 0; August 24: 0; September 1: 0; September 2: 0; September 3: 0; September 4: 0; September 5: 0; September 6: 0; September 7: 0; September 8: 0; September 9: 0; September 10: 0; September 11: 0; September 12: 0; September 13: 0; September 14: 0; September 15: 0; September 16: 0; September 17: 3.23; September 18: 3.36; September 19: 3.31; September 20: 3.13; September 21: 0; September 22: 0; September 23: 0; September 24: 0
PGSB_1_PDRP111 | Voltus | PGE |  |  |  | 0.32 | 0.32 | 0.32 | 0.11 | 0.27 | 0.14 |  |  |  | April 1: 0; April 2: 0; April 3: 0; April 4: 0; April 5: 0; April 6: 0; April 7: 0; April 8: 0; April 9: 0; April 10: 0; April 11: 0; April 12: 0; April 13: 0; April 14: 0; April 15: 0; April 16: 0; April 17: 0; April 18: 0.33; April 19: 0.32; April 20: 0.32; April 21: 0.28; April 22: 0; April 23: 0; April 24: 0; May 1: 0; May 2: 0; May 3: 0; May 4: 0; May 5: 0; May 6: 0; May 7: 0; May 8: 0; May 9: 0; May 10: 0; May 11: 0; May 12: 0; May 13: 0; May 14: 0; May 15: 0; May 16: 0; May 17: 0; May 18: 0.31; May 19: 0.32; May 20: 0.28; May 21: 0.29; May 22: 0; May 23: 0; May 24: 0; June 1: 0; June 2: 0; June 3: 0; June 4: 0; June 5: 0; June 6: 0; June 7: 0; June 8: 0; June 9: 0; June 10: 0; June 11: 0; June 12: 0; June 13: 0; June 14: 0; June 15: 0; June 16: 0; June 17: 0.32; June 18: 0.32; June 19: 0.33; June 20: 0.29; June 21: 0; June 22: 0; June 23: 0; June 24: 0; July 1: 0; July 2: 0; July 3: 0; July 4: 0; July 5: 0; July 6: 0; July 7: 0; July 8: 0; July 9: 0; July 10: 0; July 11: 0; July 12: 0; July 13: 0; July 14: 0; July 15: 0; July 16: 0; July 17: 0.11; July 18: 0.11; July 19: 0.11; July 20: 0.11; July 21: 0; July 22: 0; July 23: 0; July 24: 0; August 1: 0; August 2: 0; August 3: 0; August 4: 0; August 5: 0; August 6: 0; August 7: 0; August 8: 0; August 9: 0; August 10: 0; August 11: 0; August 12: 0; August 13: 0; August 14: 0; August 15: 0; August 16: 0; August 17: 0.26; August 18: 0.27; August 19: 0.25; August 20: 0.23; August 21: 0; August 22: 0; August 23: 0; August 24: 0; September 1: 0; September 2: 0; September 3: 0; September 4: 0; September 5: 0; September 6: 0; September 7: 0; September 8: 0; September 9: 0; September 10: 0; September 11: 0; September 12: 0; September 13: 0; September 14: 0; September 15: 0; September 16: 0; September 17: 0.14; September 18: 0.15; September 19: 0.14; September 20: 0.14; September 21: 0; September 22: 0; September 23: 0; September 24: 0
PGSF_2_PDRP49 | Voltus | PGE |  |  |  | 0.11 | 0.11 | 0.11 | 0.21 | 0.53 | 0.3 |  |  |  | April 1: 0; April 2: 0; April 3: 0; April 4: 0; April 5: 0; April 6: 0; April 7: 0; April 8: 0; April 9: 0; April 10: 0; April 11: 0; April 12: 0; April 13: 0; April 14: 0; April 15: 0; April 16: 0; April 17: 0; April 18: 0.11; April 19: 0.11; April 20: 0.11; April 21: 0.1; April 22: 0; April 23: 0; April 24: 0; May 1: 0; May 2: 0; May 3: 0; May 4: 0; May 5: 0; May 6: 0; May 7: 0; May 8: 0; May 9: 0; May 10: 0; May 11: 0; May 12: 0; May 13: 0; May 14: 0; May 15: 0; May 16: 0; May 17: 0; May 18: 0.11; May 19: 0.11; May 20: 0.1; May 21: 0.1; May 22: 0; May 23: 0; May 24: 0; June 1: 0; June 2: 0; June 3: 0; June 4: 0; June 5: 0; June 6: 0; June 7: 0; June 8: 0; June 9: 0; June 10: 0; June 11: 0; June 12: 0; June 13: 0; June 14: 0; June 15: 0; June 16: 0; June 17: 0.11; June 18: 0.11; June 19: 0.11; June 20: 0.1; June 21: 0; June 22: 0; June 23: 0; June 24: 0; July 1: 0; July 2: 0; July 3: 0; July 4: 0; July 5: 0; July 6: 0; July 7: 0; July 8: 0; July 9: 0; July 10: 0; July 11: 0; July 12: 0; July 13: 0; July 14: 0; July 15: 0; July 16: 0; July 17: 0.21; July 18: 0.22; July 19: 0.22; July 20: 0.2; July 21: 0; July 22: 0; July 23: 0; July 24: 0; August 1: 0; August 2: 0; August 3: 0; August 4: 0; August 5: 0; August 6: 0; August 7: 0; August 8: 0; August 9: 0; August 10: 0; August 11: 0; August 12: 0; August 13: 0; August 14: 0; August 15: 0; August 16: 0; August 17: 0.51; August 18: 0.53; August 19: 0.49; August 20: 0.46; August 21: 0; August 22: 0; August 23: 0; August 24: 0; September 1: 0; September 2: 0; September 3: 0; September 4: 0; September 5: 0; September 6: 0; September 7: 0; September 8: 0; September 9: 0; September 10: 0; September 11: 0; September 12: 0; September 13: 0; September 14: 0; September 15: 0; September 16: 0; September 17: 0.3; September 18: 0.31; September 19: 0.31; September 20: 0.29; September 21: 0; September 22: 0; September 23: 0; September 24: 0
PGST_2_PDRP40 | Voltus | PGE |  |  |  | 0.21 | 0.21 | 0.21 | 0.21 | 0.21 | 0.34 |  |  |  | April 1: 0; April 2: 0; April 3: 0; April 4: 0; April 5: 0; April 6: 0; April 7: 0; April 8: 0; April 9: 0; April 10: 0; April 11: 0; April 12: 0; April 13: 0; April 14: 0; April 15: 0; April 16: 0; April 17: 0; April 18: 0.22; April 19: 0.21; April 20: 0.21; April 21: 0.18; April 22: 0; April 23: 0; April 24: 0; May 1: 0; May 2: 0; May 3: 0; May 4: 0; May 5: 0; May 6: 0; May 7: 0; May 8: 0; May 9: 0; May 10: 0; May 11: 0; May 12: 0; May 13: 0; May 14: 0; May 15: 0; May 16: 0; May 17: 0; May 18: 0.2; May 19: 0.21; May 20: 0.18; May 21: 0.19; May 22: 0; May 23: 0; May 24: 0; June 1: 0; June 2: 0; June 3: 0; June 4: 0; June 5: 0; June 6: 0; June 7: 0; June 8: 0; June 9: 0; June 10: 0; June 11: 0; June 12: 0; June 13: 0; June 14: 0; June 15: 0; June 16: 0; June 17: 0.21; June 18: 0.21; June 19: 0.21; June 20: 0.19; June 21: 0; June 22: 0; June 23: 0; June 24: 0; July 1: 0; July 2: 0; July 3: 0; July 4: 0; July 5: 0; July 6: 0; July 7: 0; July 8: 0; July 9: 0; July 10: 0; July 11: 0; July 12: 0; July 13: 0; July 14: 0; July 15: 0; July 16: 0; July 17: 0.21; July 18: 0.22; July 19: 0.22; July 20: 0.2; July 21: 0; July 22: 0; July 23: 0; July 24: 0; August 1: 0; August 2: 0; August 3: 0; August 4: 0; August 5: 0; August 6: 0; August 7: 0; August 8: 0; August 9: 0; August 10: 0; August 11: 0; August 12: 0; August 13: 0; August 14: 0; August 15: 0; August 16: 0; August 17: 0.2; August 18: 0.21; August 19: 0.19; August 20: 0.18; August 21: 0; August 22: 0; August 23: 0; August 24: 0; September 1: 0; September 2: 0; September 3: 0; September 4: 0; September 5: 0; September 6: 0; September 7: 0; September 8: 0; September 9: 0; September 10: 0; September 11: 0; September 12: 0; September 13: 0; September 14: 0; September 15: 0; September 16: 0; September 17: 0.34; September 18: 0.35; September 19: 0.35; September 20: 0.33; September 21: 0; September 22: 0; September 23: 0; September 24: 0
PGZP_2_PDRP50 | Voltus | PGE |  |  |  | 0.85 | 0.85 | 0.85 | 0.53 | 3.73 | 0.38 |  |  |  | April 1: 0; April 2: 0; April 3: 0; April 4: 0; April 5: 0; April 6: 0; April 7: 0; April 8: 0; April 9: 0; April 10: 0; April 11: 0; April 12: 0; April 13: 0; April 14: 0; April 15: 0; April 16: 0; April 17: 0; April 18: 0.87; April 19: 0.85; April 20: 0.85; April 21: 0.74; April 22: 0; April 23: 0; April 24: 0; May 1: 0; May 2: 0; May 3: 0; May 4: 0; May 5: 0; May 6: 0; May 7: 0; May 8: 0; May 9: 0; May 10: 0; May 11: 0; May 12: 0; May 13: 0; May 14: 0; May 15: 0; May 16: 0; May 17: 0; May 18: 0.83; May 19: 0.85; May 20: 0.74; May 21: 0.78; May 22: 0; May 23: 0; May 24: 0; June 1: 0; June 2: 0; June 3: 0; June 4: 0; June 5: 0; June 6: 0; June 7: 0; June 8: 0; June 9: 0; June 10: 0; June 11: 0; June 12: 0; June 13: 0; June 14: 0; June 15: 0; June 16: 0; June 17: 0.85; June 18: 0.85; June 19: 0.87; June 20: 0.78; June 21: 0; June 22: 0; June 23: 0; June 24: 0; July 1: 0; July 2: 0; July 3: 0; July 4: 0; July 5: 0; July 6: 0; July 7: 0; July 8: 0; July 9: 0; July 10: 0; July 11: 0; July 12: 0; July 13: 0; July 14: 0; July 15: 0; July 16: 0; July 17: 0.53; July 18: 0.55; July 19: 0.54; July 20: 0.52; July 21: 0; July 22: 0; July 23: 0; July 24: 0; August 1: 0; August 2: 0; August 3: 0; August 4: 0; August 5: 0; August 6: 0; August 7: 0; August 8: 0; August 9: 0; August 10: 0; August 11: 0; August 12: 0; August 13: 0; August 14: 0; August 15: 0; August 16: 0; August 17: 3.57; August 18: 3.73; August 19: 3.45; August 20: 3.21; August 21: 0; August 22: 0; August 23: 0; August 24: 0; September 1: 0; September 2: 0; September 3: 0; September 4: 0; September 5: 0; September 6: 0; September 7: 0; September 8: 0; September 9: 0; September 10: 0; September 11: 0; September 12: 0; September 13: 0; September 14: 0; September 15: 0; September 16: 0; September 17: 0.38; September 18: 0.4; September 19: 0.39; September 20: 0.37; September 21: 0; September 22: 0; September 23: 0; September 24: 0
PGCC_1_PDRP04 | Ohmconnect | PGE |  |  |  |  | 0.1 | 0.2 | 0.5 | 0.5 | 0.5 | 0.2 |  |  | May 1: 0; May 2: 0; May 3: 0; May 4: 0; May 5: 0; May 6: 0; May 7: 0; May 8: 0; May 9: 0; May 10: 0; May 11: 0; May 12: 0; May 13: 0; May 14: 0; May 15: 0; May 16: 0; May 17: 0; May 18: 0.07; May 19: 0.1; May 20: 0.09; May 21: 0.08; May 22: 0.07; May 23: 0; May 24: 0; June 1: 0; June 2: 0; June 3: 0; June 4: 0; June 5: 0; June 6: 0; June 7: 0; June 8: 0; June 9: 0; June 10: 0; June 11: 0; June 12: 0; June 13: 0; June 14: 0; June 15: 0; June 16: 0; June 17: 0.21; June 18: 0.2; June 19: 0.25; June 20: 0.22; June 21: 0.25; June 22: 0; June 23: 0; June 24: 0; July 1: 0; July 2: 0; July 3: 0; July 4: 0; July 5: 0; July 6: 0; July 7: 0; July 8: 0; July 9: 0; July 10: 0; July 11: 0; July 12: 0; July 13: 0; July 14: 0; July 15: 0; July 16: 0; July 17: 0.5; July 18: 0.47; July 19: 0.53; July 20: 0.46; July 21: 0.51; July 22: 0; July 23: 0; July 24: 0; August 1: 0; August 2: 0; August 3: 0; August 4: 0; August 5: 0; August 6: 0; August 7: 0; August 8: 0; August 9: 0; August 10: 0; August 11: 0; August 12: 0; August 13: 0; August 14: 0; August 15: 0; August 16: 0; August 17: 0.54; August 18: 0.5; August 19: 0.54; August 20: 0.45; August 21: 0.48; August 22: 0; August 23: 0; August 24: 0; September 1: 0; September 2: 0; September 3: 0; September 4: 0; September 5: 0; September 6: 0; September 7: 0; September 8: 0; September 9: 0; September 10: 0; September 11: 0; September 12: 0; September 13: 0; September 14: 0; September 15: 0; September 16: 0; September 17: 0.5; September 18: 0.47; September 19: 0.51; September 20: 0.42; September 21: 0.45; September 22: 0; September 23: 0; September 24: 0; October 1: 0; October 2: 0; October 3: 0; October 4: 0; October 5: 0; October 6: 0; October 7: 0; October 8: 0; October 9: 0; October 10: 0; October 11: 0; October 12: 0; October 13: 0; October 14: 0; October 15: 0; October 16: 0; October 17: 0.22; October 18: 0.2; October 19: 0.23; October 20: 0.2; October 21: 0.21; October 22: 0; October 23: 0; October 24: 0
PGCC_1_PDRP16 | Leapfrog | PGE |  |  |  |  | 0.1 |  |  | 0.33 |  | 0.16 |  |  | May 1: 0; May 2: 0; May 3: 0; May 4: 0; May 5: 0; May 6: 0; May 7: 0; May 8: 0; May 9: 0; May 10: 0; May 11: 0; May 12: 0; May 13: 0; May 14: 0; May 15: 0; May 16: 0; May 17: 0; May 18: 0.1; May 19: 0.1; May 20: 0.1; May 21: 0.1; May 22: 0.01; May 23: 0; May 24: 0; August 1: 0; August 2: 0; August 3: 0; August 4: 0; August 5: 0; August 6: 0; August 7: 0; August 8: 0; August 9: 0; August 10: 0; August 11: 0; August 12: 0; August 13: 0; August 14: 0; August 15: 0; August 16: 0; August 17: 0.39; August 18: 0.33; August 19: 0.31; August 20: 0.27; August 21: 0.08; August 22: 0; August 23: 0; August 24: 0; October 1: 0; October 2: 0; October 3: 0; October 4: 0; October 5: 0; October 6: 0; October 7: 0; October 8: 0; October 9: 0; October 10: 0; October 11: 0; October 12: 0; October 13: 0; October 14: 0; October 15: 0; October 16: 0; October 17: 0.18; October 18: 0.16; October 19: 0.14; October 20: 0.14; October 21: 0.04; October 22: 0; October 23: 0; October 24: 0
PGCC_1_PDRP21 | Leapfrog | PGE |  |  |  |  | 0.11 |  |  | 0.11 | 0.29 | 0.32 |  |  | May 1: 0; May 2: 0; May 3: 0; May 4: 0; May 5: 0; May 6: 0; May 7: 0; May 8: 0; May 9: 0; May 10: 0; May 11: 0; May 12: 0; May 13: 0; May 14: 0; May 15: 0; May 16: 0; May 17: 0; May 18: 0.11; May 19: 0.11; May 20: 0.11; May 21: 0.11; May 22: 0.01; May 23: 0; May 24: 0; August 1: 0; August 2: 0; August 3: 0; August 4: 0; August 5: 0; August 6: 0; August 7: 0; August 8: 0; August 9: 0; August 10: 0; August 11: 0; August 12: 0; August 13: 0; August 14: 0; August 15: 0; August 16: 0; August 17: 0.13; August 18: 0.11; August 19: 0.1; August 20: 0.09; August 21: 0.03; August 22: 0; August 23: 0; August 24: 0; September 1: 0; September 2: 0; September 3: 0; September 4: 0; September 5: 0; September 6: 0; September 7: 0; September 8: 0; September 9: 0; September 10: 0; September 11: 0; September 12: 0; September 13: 0; September 14: 0; September 15: 0; September 16: 0; September 17: 0.29; September 18: 0.29; September 19: 0.28; September 20: 0.26; September 21: 0.11; September 22: 0; September 23: 0; September 24: 0; October 1: 0; October 2: 0; October 3: 0; October 4: 0; October 5: 0; October 6: 0; October 7: 0; October 8: 0; October 9: 0; October 10: 0; October 11: 0; October 12: 0; October 13: 0; October 14: 0; October 15: 0; October 16: 0; October 17: 0.36; October 18: 0.32; October 19: 0.29; October 20: 0.27; October 21: 0.07; October 22: 0; October 23: 0; October 24: 0
PGEB_2_PDRP60 | Leapfrog | PGE |  |  |  |  | 0.54 |  |  |  |  | 0.5 |  |  | May 1: 0; May 2: 0; May 3: 0; May 4: 0; May 5: 0; May 6: 0; May 7: 0; May 8: 0; May 9: 0; May 10: 0; May 11: 0; May 12: 0; May 13: 0; May 14: 0; May 15: 0; May 16: 0; May 17: 0; May 18: 0.56; May 19: 0.54; May 20: 0.54; May 21: 0.52; May 22: 0.04; May 23: 0; May 24: 0; October 1: 0; October 2: 0; October 3: 0; October 4: 0; October 5: 0; October 6: 0; October 7: 0; October 8: 0; October 9: 0; October 10: 0; October 11: 0; October 12: 0; October 13: 0; October 14: 0; October 15: 0; October 16: 0; October 17: 0.56; October 18: 0.5; October 19: 0.45; October 20: 0.43; October 21: 0.11; October 22: 0; October 23: 0; October 24: 0
PGEB_2_PDRP62 | Leapfrog | PGE |  |  |  |  | 0.1 |  |  |  | 0.57 | 0.15 |  |  | May 1: 0; May 2: 0; May 3: 0; May 4: 0; May 5: 0; May 6: 0; May 7: 0; May 8: 0; May 9: 0; May 10: 0; May 11: 0; May 12: 0; May 13: 0; May 14: 0; May 15: 0; May 16: 0; May 17: 0; May 18: 0.1; May 19: 0.1; May 20: 0.1; May 21: 0.1; May 22: 0.01; May 23: 0; May 24: 0; September 1: 0; September 2: 0; September 3: 0; September 4: 0; September 5: 0; September 6: 0; September 7: 0; September 8: 0; September 9: 0; September 10: 0; September 11: 0; September 12: 0; September 13: 0; September 14: 0; September 15: 0; September 16: 0; September 17: 0.57; September 18: 0.57; September 19: 0.55; September 20: 0.51; September 21: 0.21; September 22: 0; September 23: 0; September 24: 0; October 1: 0; October 2: 0; October 3: 0; October 4: 0; October 5: 0; October 6: 0; October 7: 0; October 8: 0; October 9: 0; October 10: 0; October 11: 0; October 12: 0; October 13: 0; October 14: 0; October 15: 0; October 16: 0; October 17: 0.17; October 18: 0.15; October 19: 0.13; October 20: 0.13; October 21: 0.03; October 22: 0; October 23: 0; October 24: 0
PGEB_2_PDRP66 | Leapfrog | PGE |  |  |  |  | 0.28 | 0.16 |  | 0.22 |  |  |  |  | May 1: 0; May 2: 0; May 3: 0; May 4: 0; May 5: 0; May 6: 0; May 7: 0; May 8: 0; May 9: 0; May 10: 0; May 11: 0; May 12: 0; May 13: 0; May 14: 0; May 15: 0; May 16: 0; May 17: 0; May 18: 0.29; May 19: 0.28; May 20: 0.28; May 21: 0.27; May 22: 0.02; May 23: 0; May 24: 0; June 1: 0; June 2: 0; June 3: 0; June 4: 0; June 5: 0; June 6: 0; June 7: 0; June 8: 0; June 9: 0; June 10: 0; June 11: 0; June 12: 0; June 13: 0; June 14: 0; June 15: 0; June 16: 0; June 17: 0.17; June 18: 0.16; June 19: 0.16; June 20: 0.16; June 21: 0.03; June 22: 0; June 23: 0; June 24: 0; August 1: 0; August 2: 0; August 3: 0; August 4: 0; August 5: 0; August 6: 0; August 7: 0; August 8: 0; August 9: 0; August 10: 0; August 11: 0; August 12: 0; August 13: 0; August 14: 0; August 15: 0; August 16: 0; August 17: 0.26; August 18: 0.22; August 19: 0.21; August 20: 0.18; August 21: 0.05; August 22: 0; August 23: 0; August 24: 0
PGEB_2_PDRP70 | Leapfrog | PGE |  |  |  |  | 0.15 | 0.58 | 0.13 | 0.55 |  |  |  |  | May 1: 0; May 2: 0; May 3: 0; May 4: 0; May 5: 0; May 6: 0; May 7: 0; May 8: 0; May 9: 0; May 10: 0; May 11: 0; May 12: 0; May 13: 0; May 14: 0; May 15: 0; May 16: 0; May 17: 0; May 18: 0.15; May 19: 0.15; May 20: 0.15; May 21: 0.14; May 22: 0.01; May 23: 0; May 24: 0; June 1: 0; June 2: 0; June 3: 0; June 4: 0; June 5: 0; June 6: 0; June 7: 0; June 8: 0; June 9: 0; June 10: 0; June 11: 0; June 12: 0; June 13: 0; June 14: 0; June 15: 0; June 16: 0; June 17: 0.63; June 18: 0.58; June 19: 0.6; June 20: 0.57; June 21: 0.11; June 22: 0; June 23: 0; June 24: 0; July 1: 0; July 2: 0; July 3: 0; July 4: 0; July 5: 0; July 6: 0; July 7: 0; July 8: 0; July 9: 0; July 10: 0; July 11: 0; July 12: 0; July 13: 0; July 14: 0; July 15: 0; July 16: 0; July 17: 0.13; July 18: 0.12; July 19: 0.12; July 20: 0.1; July 21: 0.02; July 22: 0; July 23: 0; July 24: 0; August 1: 0; August 2: 0; August 3: 0; August 4: 0; August 5: 0; August 6: 0; August 7: 0; August 8: 0; August 9: 0; August 10: 0; August 11: 0; August 12: 0; August 13: 0; August 14: 0; August 15: 0; August 16: 0; August 17: 0.66; August 18: 0.55; August 19: 0.51; August 20: 0.46; August 21: 0.13; August 22: 0; August 23: 0; August 24: 0
PGEB_2_PDRP96 | Leapfrog | PGE |  |  |  |  | 0.23 |  |  |  |  | 0.13 |  |  | May 1: 0; May 2: 0; May 3: 0; May 4: 0; May 5: 0; May 6: 0; May 7: 0; May 8: 0; May 9: 0; May 10: 0; May 11: 0; May 12: 0; May 13: 0; May 14: 0; May 15: 0; May 16: 0; May 17: 0; May 18: 0.24; May 19: 0.23; May 20: 0.23; May 21: 0.22; May 22: 0.02; May 23: 0; May 24: 0; October 1: 0; October 2: 0; October 3: 0; October 4: 0; October 5: 0; October 6: 0; October 7: 0; October 8: 0; October 9: 0; October 10: 0; October 11: 0; October 12: 0; October 13: 0; October 14: 0; October 15: 0; October 16: 0; October 17: 0.14; October 18: 0.13; October 19: 0.12; October 20: 0.11; October 21: 0.03; October 22: 0; October 23: 0; October 24: 0
PGF1_2_PDRP61 | Leapfrog | PGE |  |  |  |  | 0.11 |  |  |  | 0.34 | 0.13 |  |  | May 1: 0; May 2: 0; May 3: 0; May 4: 0; May 5: 0; May 6: 0; May 7: 0; May 8: 0; May 9: 0; May 10: 0; May 11: 0; May 12: 0; May 13: 0; May 14: 0; May 15: 0; May 16: 0; May 17: 0; May 18: 0.11; May 19: 0.11; May 20: 0.11; May 21: 0.11; May 22: 0.01; May 23: 0; May 24: 0; September 1: 0; September 2: 0; September 3: 0; September 4: 0; September 5: 0; September 6: 0; September 7: 0; September 8: 0; September 9: 0; September 10: 0; September 11: 0; September 12: 0; September 13: 0; September 14: 0; September 15: 0; September 16: 0; September 17: 0.34; September 18: 0.34; September 19: 0.33; September 20: 0.3; September 21: 0.13; September 22: 0; September 23: 0; September 24: 0; October 1: 0; October 2: 0; October 3: 0; October 4: 0; October 5: 0; October 6: 0; October 7: 0; October 8: 0; October 9: 0; October 10: 0; October 11: 0; October 12: 0; October 13: 0; October 14: 0; October 15: 0; October 16: 0; October 17: 0.14; October 18: 0.13; October 19: 0.12; October 20: 0.11; October 21: 0.03; October 22: 0; October 23: 0; October 24: 0
PGF1_2_PDRP63 | Leapfrog | PGE |  |  |  |  | 0.52 | 0.12 |  | 0.52 | 1.28 | 0.54 |  |  | May 1: 0; May 2: 0; May 3: 0; May 4: 0; May 5: 0; May 6: 0; May 7: 0; May 8: 0; May 9: 0; May 10: 0; May 11: 0; May 12: 0; May 13: 0; May 14: 0; May 15: 0; May 16: 0; May 17: 0; May 18: 0.54; May 19: 0.52; May 20: 0.52; May 21: 0.5; May 22: 0.04; May 23: 0; May 24: 0; June 1: 0; June 2: 0; June 3: 0; June 4: 0; June 5: 0; June 6: 0; June 7: 0; June 8: 0; June 9: 0; June 10: 0; June 11: 0; June 12: 0; June 13: 0; June 14: 0; June 15: 0; June 16: 0; June 17: 0.13; June 18: 0.12; June 19: 0.12; June 20: 0.12; June 21: 0.02; June 22: 0; June 23: 0; June 24: 0; August 1: 0; August 2: 0; August 3: 0; August 4: 0; August 5: 0; August 6: 0; August 7: 0; August 8: 0; August 9: 0; August 10: 0; August 11: 0; August 12: 0; August 13: 0; August 14: 0; August 15: 0; August 16: 0; August 17: 0.62; August 18: 0.52; August 19: 0.49; August 20: 0.43; August 21: 0.12; August 22: 0; August 23: 0; August 24: 0; September 1: 0; September 2: 0; September 3: 0; September 4: 0; September 5: 0; September 6: 0; September 7: 0; September 8: 0; September 9: 0; September 10: 0; September 11: 0; September 12: 0; September 13: 0; September 14: 0; September 15: 0; September 16: 0; September 17: 1.28; September 18: 1.28; September 19: 1.24; September 20: 1.14; September 21: 0.48; September 22: 0; September 23: 0; September 24: 0; October 1: 0; October 2: 0; October 3: 0; October 4: 0; October 5: 0; October 6: 0; October 7: 0; October 8: 0; October 9: 0; October 10: 0; October 11: 0; October 12: 0; October 13: 0; October 14: 0; October 15: 0; October 16: 0; October 17: 0.6; October 18: 0.54; October 19: 0.49; October 20: 0.46; October 21: 0.12; October 22: 0; October 23: 0; October 24: 0
PGF1_2_PDRP70 | Leapfrog | PGE |  |  |  |  | 0.77 |  |  |  |  | 0.28 |  |  | May 1: 0; May 2: 0; May 3: 0; May 4: 0; May 5: 0; May 6: 0; May 7: 0; May 8: 0; May 9: 0; May 10: 0; May 11: 0; May 12: 0; May 13: 0; May 14: 0; May 15: 0; May 16: 0; May 17: 0; May 18: 0.79; May 19: 0.77; May 20: 0.77; May 21: 0.74; May 22: 0.06; May 23: 0; May 24: 0; October 1: 0; October 2: 0; October 3: 0; October 4: 0; October 5: 0; October 6: 0; October 7: 0; October 8: 0; October 9: 0; October 10: 0; October 11: 0; October 12: 0; October 13: 0; October 14: 0; October 15: 0; October 16: 0; October 17: 0.31; October 18: 0.28; October 19: 0.25; October 20: 0.24; October 21: 0.06; October 22: 0; October 23: 0; October 24: 0
PGF1_2_PDRP73 | Leapfrog | PGE |  |  |  |  | 0.6 |  | 0.2 | 0.67 |  |  |  |  | May 1: 0; May 2: 0; May 3: 0; May 4: 0; May 5: 0; May 6: 0; May 7: 0; May 8: 0; May 9: 0; May 10: 0; May 11: 0; May 12: 0; May 13: 0; May 14: 0; May 15: 0; May 16: 0; May 17: 0; May 18: 0.62; May 19: 0.6; May 20: 0.6; May 21: 0.58; May 22: 0.05; May 23: 0; May 24: 0; July 1: 0; July 2: 0; July 3: 0; July 4: 0; July 5: 0; July 6: 0; July 7: 0; July 8: 0; July 9: 0; July 10: 0; July 11: 0; July 12: 0; July 13: 0; July 14: 0; July 15: 0; July 16: 0; July 17: 0.2; July 18: 0.18; July 19: 0.18; July 20: 0.16; July 21: 0.03; July 22: 0; July 23: 0; July 24: 0; August 1: 0; August 2: 0; August 3: 0; August 4: 0; August 5: 0; August 6: 0; August 7: 0; August 8: 0; August 9: 0; August 10: 0; August 11: 0; August 12: 0; August 13: 0; August 14: 0; August 15: 0; August 16: 0; August 17: 0.8; August 18: 0.67; August 19: 0.63; August 20: 0.56; August 21: 0.16; August 22: 0; August 23: 0; August 24: 0
PGF1_2_PDRP77 | Leapfrog | PGE |  |  |  |  | 0.53 | 0.56 | 0.29 | 0.63 | 0.3 |  |  |  | May 1: 0; May 2: 0; May 3: 0; May 4: 0; May 5: 0; May 6: 0; May 7: 0; May 8: 0; May 9: 0; May 10: 0; May 11: 0; May 12: 0; May 13: 0; May 14: 0; May 15: 0; May 16: 0; May 17: 0; May 18: 0.55; May 19: 0.53; May 20: 0.53; May 21: 0.51; May 22: 0.04; May 23: 0; May 24: 0; June 1: 0; June 2: 0; June 3: 0; June 4: 0; June 5: 0; June 6: 0; June 7: 0; June 8: 0; June 9: 0; June 10: 0; June 11: 0; June 12: 0; June 13: 0; June 14: 0; June 15: 0; June 16: 0; June 17: 0.61; June 18: 0.56; June 19: 0.57; June 20: 0.55; June 21: 0.11; June 22: 0; June 23: 0; June 24: 0; July 1: 0; July 2: 0; July 3: 0; July 4: 0; July 5: 0; July 6: 0; July 7: 0; July 8: 0; July 9: 0; July 10: 0; July 11: 0; July 12: 0; July 13: 0; July 14: 0; July 15: 0; July 16: 0; July 17: 0.29; July 18: 0.26; July 19: 0.27; July 20: 0.23; July 21: 0.04; July 22: 0; July 23: 0; July 24: 0; August 1: 0; August 2: 0; August 3: 0; August 4: 0; August 5: 0; August 6: 0; August 7: 0; August 8: 0; August 9: 0; August 10: 0; August 11: 0; August 12: 0; August 13: 0; August 14: 0; August 15: 0; August 16: 0; August 17: 0.75; August 18: 0.63; August 19: 0.59; August 20: 0.52; August 21: 0.15; August 22: 0; August 23: 0; August 24: 0; September 1: 0; September 2: 0; September 3: 0; September 4: 0; September 5: 0; September 6: 0; September 7: 0; September 8: 0; September 9: 0; September 10: 0; September 11: 0; September 12: 0; September 13: 0; September 14: 0; September 15: 0; September 16: 0; September 17: 0.3; September 18: 0.3; September 19: 0.29; September 20: 0.27; September 21: 0.11; September 22: 0; September 23: 0; September 24: 0
PGFG_1_PDRP22 | Leapfrog | PGE |  |  |  |  | 0.16 |  |  |  |  | 0.11 |  |  | May 1: 0; May 2: 0; May 3: 0; May 4: 0; May 5: 0; May 6: 0; May 7: 0; May 8: 0; May 9: 0; May 10: 0; May 11: 0; May 12: 0; May 13: 0; May 14: 0; May 15: 0; May 16: 0; May 17: 0; May 18: 0.16; May 19: 0.16; May 20: 0.16; May 21: 0.15; May 22: 0.01; May 23: 0; May 24: 0; October 1: 0; October 2: 0; October 3: 0; October 4: 0; October 5: 0; October 6: 0; October 7: 0; October 8: 0; October 9: 0; October 10: 0; October 11: 0; October 12: 0; October 13: 0; October 14: 0; October 15: 0; October 16: 0; October 17: 0.12; October 18: 0.11; October 19: 0.1; October 20: 0.09; October 21: 0.02; October 22: 0; October 23: 0; October 24: 0
PGFG_1_PDRP25 | Leapfrog | PGE |  |  |  |  | 0.96 | 0.14 |  |  | 0.11 | 0.18 |  |  | May 1: 0; May 2: 0; May 3: 0; May 4: 0; May 5: 0; May 6: 0; May 7: 0; May 8: 0; May 9: 0; May 10: 0; May 11: 0; May 12: 0; May 13: 0; May 14: 0; May 15: 0; May 16: 0; May 17: 0; May 18: 0.99; May 19: 0.96; May 20: 0.96; May 21: 0.93; May 22: 0.08; May 23: 0; May 24: 0; June 1: 0; June 2: 0; June 3: 0; June 4: 0; June 5: 0; June 6: 0; June 7: 0; June 8: 0; June 9: 0; June 10: 0; June 11: 0; June 12: 0; June 13: 0; June 14: 0; June 15: 0; June 16: 0; June 17: 0.15; June 18: 0.14; June 19: 0.14; June 20: 0.14; June 21: 0.03; June 22: 0; June 23: 0; June 24: 0; September 1: 0; September 2: 0; September 3: 0; September 4: 0; September 5: 0; September 6: 0; September 7: 0; September 8: 0; September 9: 0; September 10: 0; September 11: 0; September 12: 0; September 13: 0; September 14: 0; September 15: 0; September 16: 0; September 17: 0.11; September 18: 0.11; September 19: 0.11; September 20: 0.1; September 21: 0.04; September 22: 0; September 23: 0; September 24: 0; October 1: 0; October 2: 0; October 3: 0; October 4: 0; October 5: 0; October 6: 0; October 7: 0; October 8: 0; October 9: 0; October 10: 0; October 11: 0; October 12: 0; October 13: 0; October 14: 0; October 15: 0; October 16: 0; October 17: 0.2; October 18: 0.18; October 19: 0.16; October 20: 0.15; October 21: 0.04; October 22: 0; October 23: 0; October 24: 0
PGKN_2_PDRP24 | Leapfrog | PGE |  |  |  |  | 0.54 | 0.14 |  | 0.13 | 0.72 |  |  |  | May 1: 0; May 2: 0; May 3: 0; May 4: 0; May 5: 0; May 6: 0; May 7: 0; May 8: 0; May 9: 0; May 10: 0; May 11: 0; May 12: 0; May 13: 0; May 14: 0; May 15: 0; May 16: 0; May 17: 0; May 18: 0.56; May 19: 0.54; May 20: 0.54; May 21: 0.52; May 22: 0.04; May 23: 0; May 24: 0; June 1: 0; June 2: 0; June 3: 0; June 4: 0; June 5: 0; June 6: 0; June 7: 0; June 8: 0; June 9: 0; June 10: 0; June 11: 0; June 12: 0; June 13: 0; June 14: 0; June 15: 0; June 16: 0; June 17: 0.15; June 18: 0.14; June 19: 0.14; June 20: 0.14; June 21: 0.03; June 22: 0; June 23: 0; June 24: 0; August 1: 0; August 2: 0; August 3: 0; August 4: 0; August 5: 0; August 6: 0; August 7: 0; August 8: 0; August 9: 0; August 10: 0; August 11: 0; August 12: 0; August 13: 0; August 14: 0; August 15: 0; August 16: 0; August 17: 0.16; August 18: 0.13; August 19: 0.12; August 20: 0.11; August 21: 0.03; August 22: 0; August 23: 0; August 24: 0; September 1: 0; September 2: 0; September 3: 0; September 4: 0; September 5: 0; September 6: 0; September 7: 0; September 8: 0; September 9: 0; September 10: 0; September 11: 0; September 12: 0; September 13: 0; September 14: 0; September 15: 0; September 16: 0; September 17: 0.72; September 18: 0.72; September 19: 0.7; September 20: 0.64; September 21: 0.27; September 22: 0; September 23: 0; September 24: 0
PGKN_2_PDRP35 | Leapfrog | PGE |  |  |  |  | 0.11 | 0.12 | 0.22 | [5 empty] | May 1: 0; May 2: 0; May 3: 0; May 4: 0; May 5: 0; May 6: 0; May 7: 0; May 8: 0; May 9: 0; May 10: 0; May 11: 0; May 12: 0; May 13: 0; May 14: 0; May 15: 0; May 16: 0; May 17: 0; May 18: 0.11; May 19: 0.11; May 20: 0.11; May 21: 0.11; May 22: 0.01; May 23: 0; May 24: 0; June 1: 0; June 2: 0; June 3: 0; June 4: 0; June 5: 0; June 6: 0; June 7: 0; June 8: 0; June 9: 0; June 10: 0; June 11: 0; June 12: 0; June 13: 0; June 14: 0; June 15: 0; June 16: 0; June 17: 0.13; June 18: 0.12; June 19: 0.12; June 20: 0.12; June 21: 0.02; June 22: 0; June 23: 0; June 24: 0; July 1: 0; July 2: 0; July 3: 0; July 4: 0; July 5: 0; July 6: 0; July 7: 0; July 8: 0; July 9: 0; July 10: 0; July 11: 0; July 12: 0; July 13: 0; July 14: 0; July 15: 0; July 16: 0; July 17: 0.22; July 18: 0.2; July 19: 0.2; July 20: 0.17; July 21: 0.03; July 22: 0; July 23: 0; July 24: 0
PGKN_2_PDRP38 | Leapfrog | PGE |  |  |  |  | 0.18 | 0.19 | 0.56 | 0.13 |  |  |  |  | May 1: 0; May 2: 0; May 3: 0; May 4: 0; May 5: 0; May 6: 0; May 7: 0; May 8: 0; May 9: 0; May 10: 0; May 11: 0; May 12: 0; May 13: 0; May 14: 0; May 15: 0; May 16: 0; May 17: 0; May 18: 0.19; May 19: 0.18; May 20: 0.18; May 21: 0.17; May 22: 0.01; May 23: 0; May 24: 0; June 1: 0; June 2: 0; June 3: 0; June 4: 0; June 5: 0; June 6: 0; June 7: 0; June 8: 0; June 9: 0; June 10: 0; June 11: 0; June 12: 0; June 13: 0; June 14: 0; June 15: 0; June 16: 0; June 17: 0.21; June 18: 0.19; June 19: 0.19; June 20: 0.19; June 21: 0.04; June 22: 0; June 23: 0; June 24: 0; July 1: 0; July 2: 0; July 3: 0; July 4: 0; July 5: 0; July 6: 0; July 7: 0; July 8: 0; July 9: 0; July 10: 0; July 11: 0; July 12: 0; July 13: 0; July 14: 0; July 15: 0; July 16: 0; July 17: 0.56; July 18: 0.5; July 19: 0.52; July 20: 0.44; July 21: 0.08; July 22: 0; July 23: 0; July 24: 0; August 1: 0; August 2: 0; August 3: 0; August 4: 0; August 5: 0; August 6: 0; August 7: 0; August 8: 0; August 9: 0; August 10: 0; August 11: 0; August 12: 0; August 13: 0; August 14: 0; August 15: 0; August 16: 0; August 17: 0.16; August 18: 0.13; August 19: 0.12; August 20: 0.11; August 21: 0.03; August 22: 0; August 23: 0; August 24: 0
PGNB_2_PDRP36 | Leapfrog | PGE |  |  |  |  | 0.48 |  |  |  |  | 0.11 |  |  | May 1: 0; May 2: 0; May 3: 0; May 4: 0; May 5: 0; May 6: 0; May 7: 0; May 8: 0; May 9: 0; May 10: 0; May 11: 0; May 12: 0; May 13: 0; May 14: 0; May 15: 0; May 16: 0; May 17: 0; May 18: 0.49; May 19: 0.48; May 20: 0.48; May 21: 0.46; May 22: 0.04; May 23: 0; May 24: 0; October 1: 0; October 2: 0; October 3: 0; October 4: 0; October 5: 0; October 6: 0; October 7: 0; October 8: 0; October 9: 0; October 10: 0; October 11: 0; October 12: 0; October 13: 0; October 14: 0; October 15: 0; October 16: 0; October 17: 0.12; October 18: 0.11; October 19: 0.1; October 20: 0.09; October 21: 0.02; October 22: 0; October 23: 0; October 24: 0
PGNC_1_PDRP04 | Ohmconnect | PGE |  |  |  |  | 0.1 | 0.1 | 0.5 | 0.48 | 0.48 | 0.15 |  |  | May 1: 0; May 2: 0; May 3: 0; May 4: 0; May 5: 0; May 6: 0; May 7: 0; May 8: 0; May 9: 0; May 10: 0; May 11: 0; May 12: 0; May 13: 0; May 14: 0; May 15: 0; May 16: 0; May 17: 0; May 18: 0.07; May 19: 0.1; May 20: 0.09; May 21: 0.08; May 22: 0.07; May 23: 0; May 24: 0; June 1: 0; June 2: 0; June 3: 0; June 4: 0; June 5: 0; June 6: 0; June 7: 0; June 8: 0; June 9: 0; June 10: 0; June 11: 0; June 12: 0; June 13: 0; June 14: 0; June 15: 0; June 16: 0; June 17: 0.1; June 18: 0.1; June 19: 0.12; June 20: 0.11; June 21: 0.12; June 22: 0; June 23: 0; June 24: 0; July 1: 0; July 2: 0; July 3: 0; July 4: 0; July 5: 0; July 6: 0; July 7: 0; July 8: 0; July 9: 0; July 10: 0; July 11: 0; July 12: 0; July 13: 0; July 14: 0; July 15: 0; July 16: 0; July 17: 0.5; July 18: 0.47; July 19: 0.53; July 20: 0.46; July 21: 0.51; July 22: 0; July 23: 0; July 24: 0; August 1: 0; August 2: 0; August 3: 0; August 4: 0; August 5: 0; August 6: 0; August 7: 0; August 8: 0; August 9: 0; August 10: 0; August 11: 0; August 12: 0; August 13: 0; August 14: 0; August 15: 0; August 16: 0; August 17: 0.51; August 18: 0.48; August 19: 0.52; August 20: 0.43; August 21: 0.46; August 22: 0; August 23: 0; August 24: 0; September 1: 0; September 2: 0; September 3: 0; September 4: 0; September 5: 0; September 6: 0; September 7: 0; September 8: 0; September 9: 0; September 10: 0; September 11: 0; September 12: 0; September 13: 0; September 14: 0; September 15: 0; September 16: 0; September 17: 0.48; September 18: 0.45; September 19: 0.49; September 20: 0.4; September 21: 0.43; September 22: 0; September 23: 0; September 24: 0; October 1: 0; October 2: 0; October 3: 0; October 4: 0; October 5: 0; October 6: 0; October 7: 0; October 8: 0; October 9: 0; October 10: 0; October 11: 0; October 12: 0; October 13: 0; October 14: 0; October 15: 0; October 16: 0; October 17: 0.17; October 18: 0.15; October 19: 0.17; October 20: 0.15; October 21: 0.16; October 22: 0; October 23: 0; October 24: 0
PGNP_2_PDRP08 | Ohmconnect | PGE |  |  |  |  | 0.7 | 1.4 | 0.31 | 2.02 | 2.01 | 0.45 |  |  | May 1: 0; May 2: 0; May 3: 0; May 4: 0; May 5: 0; May 6: 0; May 7: 0; May 8: 0; May 9: 0; May 10: 0; May 11: 0; May 12: 0; May 13: 0; May 14: 0; May 15: 0; May 16: 0; May 17: 0; May 18: 0.52; May 19: 0.7; May 20: 0.66; May 21: 0.53; May 22: 0.48; May 23: 0; May 24: 0; June 1: 0; June 2: 0; June 3: 0; June 4: 0; June 5: 0; June 6: 0; June 7: 0; June 8: 0; June 9: 0; June 10: 0; June 11: 0; June 12: 0; June 13: 0; June 14: 0; June 15: 0; June 16: 0; June 17: 1.46; June 18: 1.4; June 19: 1.72; June 20: 1.53; June 21: 1.75; June 22: 0; June 23: 0; June 24: 0; July 1: 0; July 2: 0; July 3: 0; July 4: 0; July 5: 0; July 6: 0; July 7: 0; July 8: 0; July 9: 0; July 10: 0; July 11: 0; July 12: 0; July 13: 0; July 14: 0; July 15: 0; July 16: 0; July 17: 0.31; July 18: 0.29; July 19: 0.33; July 20: 0.28; July 21: 0.32; July 22: 0; July 23: 0; July 24: 0; August 1: 0; August 2: 0; August 3: 0; August 4: 0; August 5: 0; August 6: 0; August 7: 0; August 8: 0; August 9: 0; August 10: 0; August 11: 0; August 12: 0; August 13: 0; August 14: 0; August 15: 0; August 16: 0; August 17: 2.16; August 18: 2.02; August 19: 2.18; August 20: 1.81; August 21: 1.93; August 22: 0; August 23: 0; August 24: 0; September 1: 0; September 2: 0; September 3: 0; September 4: 0; September 5: 0; September 6: 0; September 7: 0; September 8: 0; September 9: 0; September 10: 0; September 11: 0; September 12: 0; September 13: 0; September 14: 0; September 15: 0; September 16: 0; September 17: 2.01; September 18: 1.9; September 19: 2.06; September 20: 1.69; September 21: 1.8; September 22: 0; September 23: 0; September 24: 0; October 1: 0; October 2: 0; October 3: 0; October 4: 0; October 5: 0; October 6: 0; October 7: 0; October 8: 0; October 9: 0; October 10: 0; October 11: 0; October 12: 0; October 13: 0; October 14: 0; October 15: 0; October 16: 0; October 17: 0.5; October 18: 0.45; October 19: 0.51; October 20: 0.45; October 21: 0.47; October 22: 0; October 23: 0; October 24: 0
PGNP_2_PDRP48 | Leapfrog | PGE |  |  |  |  | 0.14 | 0.41 | 0.12 |  | 0.15 | 0.1 |  |  | May 1: 0; May 2: 0; May 3: 0; May 4: 0; May 5: 0; May 6: 0; May 7: 0; May 8: 0; May 9: 0; May 10: 0; May 11: 0; May 12: 0; May 13: 0; May 14: 0; May 15: 0; May 16: 0; May 17: 0; May 18: 0.14; May 19: 0.14; May 20: 0.14; May 21: 0.13; May 22: 0.01; May 23: 0; May 24: 0; June 1: 0; June 2: 0; June 3: 0; June 4: 0; June 5: 0; June 6: 0; June 7: 0; June 8: 0; June 9: 0; June 10: 0; June 11: 0; June 12: 0; June 13: 0; June 14: 0; June 15: 0; June 16: 0; June 17: 0.45; June 18: 0.41; June 19: 0.42; June 20: 0.4; June 21: 0.08; June 22: 0; June 23: 0; June 24: 0; July 1: 0; July 2: 0; July 3: 0; July 4: 0; July 5: 0; July 6: 0; July 7: 0; July 8: 0; July 9: 0; July 10: 0; July 11: 0; July 12: 0; July 13: 0; July 14: 0; July 15: 0; July 16: 0; July 17: 0.12; July 18: 0.11; July 19: 0.11; July 20: 0.09; July 21: 0.02; July 22: 0; July 23: 0; July 24: 0; September 1: 0; September 2: 0; September 3: 0; September 4: 0; September 5: 0; September 6: 0; September 7: 0; September 8: 0; September 9: 0; September 10: 0; September 11: 0; September 12: 0; September 13: 0; September 14: 0; September 15: 0; September 16: 0; September 17: 0.15; September 18: 0.15; September 19: 0.14; September 20: 0.13; September 21: 0.06; September 22: 0; September 23: 0; September 24: 0; October 1: 0; October 2: 0; October 3: 0; October 4: 0; October 5: 0; October 6: 0; October 7: 0; October 8: 0; October 9: 0; October 10: 0; October 11: 0; October 12: 0; October 13: 0; October 14: 0; October 15: 0; October 16: 0; October 17: 0.11; October 18: 0.1; October 19: 0.09; October 20: 0.09; October 21: 0.02; October 22: 0; October 23: 0; October 24: 0
PGNP_2_PDRP49 | Leapfrog | PGE |  |  |  |  | 0.44 | 0.11 | [6 empty] | May 1: 0; May 2: 0; May 3: 0; May 4: 0; May 5: 0; May 6: 0; May 7: 0; May 8: 0; May 9: 0; May 10: 0; May 11: 0; May 12: 0; May 13: 0; May 14: 0; May 15: 0; May 16: 0; May 17: 0; May 18: 0.45; May 19: 0.44; May 20: 0.44; May 21: 0.42; May 22: 0.03; May 23: 0; May 24: 0; June 1: 0; June 2: 0; June 3: 0; June 4: 0; June 5: 0; June 6: 0; June 7: 0; June 8: 0; June 9: 0; June 10: 0; June 11: 0; June 12: 0; June 13: 0; June 14: 0; June 15: 0; June 16: 0; June 17: 0.12; June 18: 0.11; June 19: 0.11; June 20: 0.11; June 21: 0.02; June 22: 0; June 23: 0; June 24: 0
PGP2_2_PDRP44 | Leapfrog | PGE |  |  |  |  | 0.23 | 0.11 | 0.33 | 0.26 |  |  |  |  | May 1: 0; May 2: 0; May 3: 0; May 4: 0; May 5: 0; May 6: 0; May 7: 0; May 8: 0; May 9: 0; May 10: 0; May 11: 0; May 12: 0; May 13: 0; May 14: 0; May 15: 0; May 16: 0; May 17: 0; May 18: 0.24; May 19: 0.23; May 20: 0.23; May 21: 0.22; May 22: 0.02; May 23: 0; May 24: 0; June 1: 0; June 2: 0; June 3: 0; June 4: 0; June 5: 0; June 6: 0; June 7: 0; June 8: 0; June 9: 0; June 10: 0; June 11: 0; June 12: 0; June 13: 0; June 14: 0; June 15: 0; June 16: 0; June 17: 0.12; June 18: 0.11; June 19: 0.11; June 20: 0.11; June 21: 0.02; June 22: 0; June 23: 0; June 24: 0; July 1: 0; July 2: 0; July 3: 0; July 4: 0; July 5: 0; July 6: 0; July 7: 0; July 8: 0; July 9: 0; July 10: 0; July 11: 0; July 12: 0; July 13: 0; July 14: 0; July 15: 0; July 16: 0; July 17: 0.33; July 18: 0.3; July 19: 0.31; July 20: 0.26; July 21: 0.05; July 22: 0; July 23: 0; July 24: 0; August 1: 0; August 2: 0; August 3: 0; August 4: 0; August 5: 0; August 6: 0; August 7: 0; August 8: 0; August 9: 0; August 10: 0; August 11: 0; August 12: 0; August 13: 0; August 14: 0; August 15: 0; August 16: 0; August 17: 0.31; August 18: 0.26; August 19: 0.24; August 20: 0.22; August 21: 0.06; August 22: 0; August 23: 0; August 24: 0
PGP2_2_PDRP63 | Leapfrog | PGE |  |  |  |  | 0.14 | 0.39 |  |  |  | 0.31 |  |  | May 1: 0; May 2: 0; May 3: 0; May 4: 0; May 5: 0; May 6: 0; May 7: 0; May 8: 0; May 9: 0; May 10: 0; May 11: 0; May 12: 0; May 13: 0; May 14: 0; May 15: 0; May 16: 0; May 17: 0; May 18: 0.14; May 19: 0.14; May 20: 0.14; May 21: 0.13; May 22: 0.01; May 23: 0; May 24: 0; June 1: 0; June 2: 0; June 3: 0; June 4: 0; June 5: 0; June 6: 0; June 7: 0; June 8: 0; June 9: 0; June 10: 0; June 11: 0; June 12: 0; June 13: 0; June 14: 0; June 15: 0; June 16: 0; June 17: 0.42; June 18: 0.39; June 19: 0.4; June 20: 0.38; June 21: 0.08; June 22: 0; June 23: 0; June 24: 0; October 1: 0; October 2: 0; October 3: 0; October 4: 0; October 5: 0; October 6: 0; October 7: 0; October 8: 0; October 9: 0; October 10: 0; October 11: 0; October 12: 0; October 13: 0; October 14: 0; October 15: 0; October 16: 0; October 17: 0.34; October 18: 0.31; October 19: 0.28; October 20: 0.26; October 21: 0.07; October 22: 0; October 23: 0; October 24: 0
PGP2_2_PDRP67 | Leapfrog | PGE |  |  |  |  | 0.12 |  | 0.46 | 0.58 |  | 0.2 |  |  | May 1: 0; May 2: 0; May 3: 0; May 4: 0; May 5: 0; May 6: 0; May 7: 0; May 8: 0; May 9: 0; May 10: 0; May 11: 0; May 12: 0; May 13: 0; May 14: 0; May 15: 0; May 16: 0; May 17: 0; May 18: 0.12; May 19: 0.12; May 20: 0.12; May 21: 0.12; May 22: 0.01; May 23: 0; May 24: 0; July 1: 0; July 2: 0; July 3: 0; July 4: 0; July 5: 0; July 6: 0; July 7: 0; July 8: 0; July 9: 0; July 10: 0; July 11: 0; July 12: 0; July 13: 0; July 14: 0; July 15: 0; July 16: 0; July 17: 0.46; July 18: 0.41; July 19: 0.43; July 20: 0.36; July 21: 0.07; July 22: 0; July 23: 0; July 24: 0; August 1: 0; August 2: 0; August 3: 0; August 4: 0; August 5: 0; August 6: 0; August 7: 0; August 8: 0; August 9: 0; August 10: 0; August 11: 0; August 12: 0; August 13: 0; August 14: 0; August 15: 0; August 16: 0; August 17: 0.69; August 18: 0.58; August 19: 0.54; August 20: 0.48; August 21: 0.14; August 22: 0; August 23: 0; August 24: 0; October 1: 0; October 2: 0; October 3: 0; October 4: 0; October 5: 0; October 6: 0; October 7: 0; October 8: 0; October 9: 0; October 10: 0; October 11: 0; October 12: 0; October 13: 0; October 14: 0; October 15: 0; October 16: 0; October 17: 0.22; October 18: 0.2; October 19: 0.18; October 20: 0.17; October 21: 0.04; October 22: 0; October 23: 0; October 24: 0
PGSB_1_PDRP68 | Leapfrog | PGE |  |  |  |  | 0.75 |  |  | 0.68 | 0.16 |  |  |  | May 1: 0; May 2: 0; May 3: 0; May 4: 0; May 5: 0; May 6: 0; May 7: 0; May 8: 0; May 9: 0; May 10: 0; May 11: 0; May 12: 0; May 13: 0; May 14: 0; May 15: 0; May 16: 0; May 17: 0; May 18: 0.77; May 19: 0.75; May 20: 0.75; May 21: 0.72; May 22: 0.06; May 23: 0; May 24: 0; August 1: 0; August 2: 0; August 3: 0; August 4: 0; August 5: 0; August 6: 0; August 7: 0; August 8: 0; August 9: 0; August 10: 0; August 11: 0; August 12: 0; August 13: 0; August 14: 0; August 15: 0; August 16: 0; August 17: 0.81; August 18: 0.68; August 19: 0.63; August 20: 0.56; August 21: 0.16; August 22: 0; August 23: 0; August 24: 0; September 1: 0; September 2: 0; September 3: 0; September 4: 0; September 5: 0; September 6: 0; September 7: 0; September 8: 0; September 9: 0; September 10: 0; September 11: 0; September 12: 0; September 13: 0; September 14: 0; September 15: 0; September 16: 0; September 17: 0.16; September 18: 0.16; September 19: 0.15; September 20: 0.14; September 21: 0.06; September 22: 0; September 23: 0; September 24: 0
PGSB_1_PDRP69 | Leapfrog | PGE |  |  |  |  | 0.12 |  |  |  | 0.3 | 0.13 |  |  | May 1: 0; May 2: 0; May 3: 0; May 4: 0; May 5: 0; May 6: 0; May 7: 0; May 8: 0; May 9: 0; May 10: 0; May 11: 0; May 12: 0; May 13: 0; May 14: 0; May 15: 0; May 16: 0; May 17: 0; May 18: 0.12; May 19: 0.12; May 20: 0.12; May 21: 0.12; May 22: 0.01; May 23: 0; May 24: 0; September 1: 0; September 2: 0; September 3: 0; September 4: 0; September 5: 0; September 6: 0; September 7: 0; September 8: 0; September 9: 0; September 10: 0; September 11: 0; September 12: 0; September 13: 0; September 14: 0; September 15: 0; September 16: 0; September 17: 0.3; September 18: 0.3; September 19: 0.29; September 20: 0.27; September 21: 0.11; September 22: 0; September 23: 0; September 24: 0; October 1: 0; October 2: 0; October 3: 0; October 4: 0; October 5: 0; October 6: 0; October 7: 0; October 8: 0; October 9: 0; October 10: 0; October 11: 0; October 12: 0; October 13: 0; October 14: 0; October 15: 0; October 16: 0; October 17: 0.14; October 18: 0.13; October 19: 0.12; October 20: 0.11; October 21: 0.03; October 22: 0; October 23: 0; October 24: 0
PGSB_1_PDRP70 | Leapfrog | PGE |  |  |  |  | 0.53 |  |  | 0.11 | 0.18 |  |  |  | May 1: 0; May 2: 0; May 3: 0; May 4: 0; May 5: 0; May 6: 0; May 7: 0; May 8: 0; May 9: 0; May 10: 0; May 11: 0; May 12: 0; May 13: 0; May 14: 0; May 15: 0; May 16: 0; May 17: 0; May 18: 0.55; May 19: 0.53; May 20: 0.53; May 21: 0.51; May 22: 0.04; May 23: 0; May 24: 0; August 1: 0; August 2: 0; August 3: 0; August 4: 0; August 5: 0; August 6: 0; August 7: 0; August 8: 0; August 9: 0; August 10: 0; August 11: 0; August 12: 0; August 13: 0; August 14: 0; August 15: 0; August 16: 0; August 17: 0.13; August 18: 0.11; August 19: 0.1; August 20: 0.09; August 21: 0.03; August 22: 0; August 23: 0; August 24: 0; September 1: 0; September 2: 0; September 3: 0; September 4: 0; September 5: 0; September 6: 0; September 7: 0; September 8: 0; September 9: 0; September 10: 0; September 11: 0; September 12: 0; September 13: 0; September 14: 0; September 15: 0; September 16: 0; September 17: 0.18; September 18: 0.18; September 19: 0.17; September 20: 0.16; September 21: 0.07; September 22: 0; September 23: 0; September 24: 0
PGSB_1_PDRP77 | Leapfrog | PGE |  |  |  |  | 0.44 | 0.58 | 0.55 | 0.26 | 0.12 | 0.14 |  |  | May 1: 0; May 2: 0; May 3: 0; May 4: 0; May 5: 0; May 6: 0; May 7: 0; May 8: 0; May 9: 0; May 10: 0; May 11: 0; May 12: 0; May 13: 0; May 14: 0; May 15: 0; May 16: 0; May 17: 0; May 18: 0.45; May 19: 0.44; May 20: 0.44; May 21: 0.42; May 22: 0.03; May 23: 0; May 24: 0; June 1: 0; June 2: 0; June 3: 0; June 4: 0; June 5: 0; June 6: 0; June 7: 0; June 8: 0; June 9: 0; June 10: 0; June 11: 0; June 12: 0; June 13: 0; June 14: 0; June 15: 0; June 16: 0; June 17: 0.63; June 18: 0.58; June 19: 0.6; June 20: 0.57; June 21: 0.11; June 22: 0; June 23: 0; June 24: 0; July 1: 0; July 2: 0; July 3: 0; July 4: 0; July 5: 0; July 6: 0; July 7: 0; July 8: 0; July 9: 0; July 10: 0; July 11: 0; July 12: 0; July 13: 0; July 14: 0; July 15: 0; July 16: 0; July 17: 0.55; July 18: 0.49; July 19: 0.51; July 20: 0.43; July 21: 0.08; July 22: 0; July 23: 0; July 24: 0; August 1: 0; August 2: 0; August 3: 0; August 4: 0; August 5: 0; August 6: 0; August 7: 0; August 8: 0; August 9: 0; August 10: 0; August 11: 0; August 12: 0; August 13: 0; August 14: 0; August 15: 0; August 16: 0; August 17: 0.31; August 18: 0.26; August 19: 0.24; August 20: 0.22; August 21: 0.06; August 22: 0; August 23: 0; August 24: 0; September 1: 0; September 2: 0; September 3: 0; September 4: 0; September 5: 0; September 6: 0; September 7: 0; September 8: 0; September 9: 0; September 10: 0; September 11: 0; September 12: 0; September 13: 0; September 14: 0; September 15: 0; September 16: 0; September 17: 0.12; September 18: 0.12; September 19: 0.12; September 20: 0.11; September 21: 0.04; September 22: 0; September 23: 0; September 24: 0; October 1: 0; October 2: 0; October 3: 0; October 4: 0; October 5: 0; October 6: 0; October 7: 0; October 8: 0; October 9: 0; October 10: 0; October 11: 0; October 12: 0; October 13: 0; October 14: 0; October 15: 0; October 16: 0; October 17: 0.16; October 18: 0.14; October 19: 0.13; October 20: 0.12; October 21: 0.03; October 22: 0; October 23: 0; October 24: 0
PGSB_1_PDRP90 | Leapfrog | PGE |  |  |  |  | 0.96 | 0.1 |  | 0.67 |  |  |  |  | May 1: 0; May 2: 0; May 3: 0; May 4: 0; May 5: 0; May 6: 0; May 7: 0; May 8: 0; May 9: 0; May 10: 0; May 11: 0; May 12: 0; May 13: 0; May 14: 0; May 15: 0; May 16: 0; May 17: 0; May 18: 0.99; May 19: 0.96; May 20: 0.96; May 21: 0.93; May 22: 0.08; May 23: 0; May 24: 0; June 1: 0; June 2: 0; June 3: 0; June 4: 0; June 5: 0; June 6: 0; June 7: 0; June 8: 0; June 9: 0; June 10: 0; June 11: 0; June 12: 0; June 13: 0; June 14: 0; June 15: 0; June 16: 0; June 17: 0.11; June 18: 0.1; June 19: 0.1; June 20: 0.1; June 21: 0.02; June 22: 0; June 23: 0; June 24: 0; August 1: 0; August 2: 0; August 3: 0; August 4: 0; August 5: 0; August 6: 0; August 7: 0; August 8: 0; August 9: 0; August 10: 0; August 11: 0; August 12: 0; August 13: 0; August 14: 0; August 15: 0; August 16: 0; August 17: 0.8; August 18: 0.67; August 19: 0.63; August 20: 0.56; August 21: 0.16; August 22: 0; August 23: 0; August 24: 0
PGSF_2_PDRP50 | Leapfrog | PGE |  |  |  |  | 0.11 | 0.18 | [6 empty] | May 1: 0; May 2: 0; May 3: 0; May 4: 0; May 5: 0; May 6: 0; May 7: 0; May 8: 0; May 9: 0; May 10: 0; May 11: 0; May 12: 0; May 13: 0; May 14: 0; May 15: 0; May 16: 0; May 17: 0; May 18: 0.11; May 19: 0.11; May 20: 0.11; May 21: 0.11; May 22: 0.01; May 23: 0; May 24: 0; June 1: 0; June 2: 0; June 3: 0; June 4: 0; June 5: 0; June 6: 0; June 7: 0; June 8: 0; June 9: 0; June 10: 0; June 11: 0; June 12: 0; June 13: 0; June 14: 0; June 15: 0; June 16: 0; June 17: 0.2; June 18: 0.18; June 19: 0.18; June 20: 0.18; June 21: 0.04; June 22: 0; June 23: 0; June 24: 0
PGSI_1_PDRP49 | Leapfrog | PGE |  |  |  |  | 0.1 | 0.15 | 1.16 | 0.12 | 0.35 | 0.11 |  |  | May 1: 0; May 2: 0; May 3: 0; May 4: 0; May 5: 0; May 6: 0; May 7: 0; May 8: 0; May 9: 0; May 10: 0; May 11: 0; May 12: 0; May 13: 0; May 14: 0; May 15: 0; May 16: 0; May 17: 0; May 18: 0.1; May 19: 0.1; May 20: 0.1; May 21: 0.1; May 22: 0.01; May 23: 0; May 24: 0; June 1: 0; June 2: 0; June 3: 0; June 4: 0; June 5: 0; June 6: 0; June 7: 0; June 8: 0; June 9: 0; June 10: 0; June 11: 0; June 12: 0; June 13: 0; June 14: 0; June 15: 0; June 16: 0; June 17: 0.16; June 18: 0.15; June 19: 0.15; June 20: 0.15; June 21: 0.03; June 22: 0; June 23: 0; June 24: 0; July 1: 0; July 2: 0; July 3: 0; July 4: 0; July 5: 0; July 6: 0; July 7: 0; July 8: 0; July 9: 0; July 10: 0; July 11: 0; July 12: 0; July 13: 0; July 14: 0; July 15: 0; July 16: 0; July 17: 1.16; July 18: 1.04; July 19: 1.07; July 20: 0.91; July 21: 0.17; July 22: 0; July 23: 0; July 24: 0; August 1: 0; August 2: 0; August 3: 0; August 4: 0; August 5: 0; August 6: 0; August 7: 0; August 8: 0; August 9: 0; August 10: 0; August 11: 0; August 12: 0; August 13: 0; August 14: 0; August 15: 0; August 16: 0; August 17: 0.14; August 18: 0.12; August 19: 0.11; August 20: 0.1; August 21: 0.03; August 22: 0; August 23: 0; August 24: 0; September 1: 0; September 2: 0; September 3: 0; September 4: 0; September 5: 0; September 6: 0; September 7: 0; September 8: 0; September 9: 0; September 10: 0; September 11: 0; September 12: 0; September 13: 0; September 14: 0; September 15: 0; September 16: 0; September 17: 0.35; September 18: 0.35; September 19: 0.34; September 20: 0.31; September 21: 0.13; September 22: 0; September 23: 0; September 24: 0; October 1: 0; October 2: 0; October 3: 0; October 4: 0; October 5: 0; October 6: 0; October 7: 0; October 8: 0; October 9: 0; October 10: 0; October 11: 0; October 12: 0; October 13: 0; October 14: 0; October 15: 0; October 16: 0; October 17: 0.12; October 18: 0.11; October 19: 0.1; October 20: 0.09; October 21: 0.02; October 22: 0; October 23: 0; October 24: 0
PGZP_2_PDRP25 | Leapfrog | PGE |  |  |  |  | 0.11 |  | 0.42 | [5 empty] | May 1: 0; May 2: 0; May 3: 0; May 4: 0; May 5: 0; May 6: 0; May 7: 0; May 8: 0; May 9: 0; May 10: 0; May 11: 0; May 12: 0; May 13: 0; May 14: 0; May 15: 0; May 16: 0; May 17: 0; May 18: 0.11; May 19: 0.11; May 20: 0.11; May 21: 0.11; May 22: 0.01; May 23: 0; May 24: 0; July 1: 0; July 2: 0; July 3: 0; July 4: 0; July 5: 0; July 6: 0; July 7: 0; July 8: 0; July 9: 0; July 10: 0; July 11: 0; July 12: 0; July 13: 0; July 14: 0; July 15: 0; July 16: 0; July 17: 0.42; July 18: 0.38; July 19: 0.39; July 20: 0.33; July 21: 0.06; July 22: 0; July 23: 0; July 24: 0
PGZP_2_PDRP29 | Leapfrog | PGE |  |  |  |  | 0.3 | 0.11 | 0.11 | 0.3 | 0.99 | 0.17 |  |  | May 1: 0; May 2: 0; May 3: 0; May 4: 0; May 5: 0; May 6: 0; May 7: 0; May 8: 0; May 9: 0; May 10: 0; May 11: 0; May 12: 0; May 13: 0; May 14: 0; May 15: 0; May 16: 0; May 17: 0; May 18: 0.31; May 19: 0.3; May 20: 0.3; May 21: 0.29; May 22: 0.02; May 23: 0; May 24: 0; June 1: 0; June 2: 0; June 3: 0; June 4: 0; June 5: 0; June 6: 0; June 7: 0; June 8: 0; June 9: 0; June 10: 0; June 11: 0; June 12: 0; June 13: 0; June 14: 0; June 15: 0; June 16: 0; June 17: 0.12; June 18: 0.11; June 19: 0.11; June 20: 0.11; June 21: 0.02; June 22: 0; June 23: 0; June 24: 0; July 1: 0; July 2: 0; July 3: 0; July 4: 0; July 5: 0; July 6: 0; July 7: 0; July 8: 0; July 9: 0; July 10: 0; July 11: 0; July 12: 0; July 13: 0; July 14: 0; July 15: 0; July 16: 0; July 17: 0.11; July 18: 0.1; July 19: 0.1; July 20: 0.09; July 21: 0.02; July 22: 0; July 23: 0; July 24: 0; August 1: 0; August 2: 0; August 3: 0; August 4: 0; August 5: 0; August 6: 0; August 7: 0; August 8: 0; August 9: 0; August 10: 0; August 11: 0; August 12: 0; August 13: 0; August 14: 0; August 15: 0; August 16: 0; August 17: 0.36; August 18: 0.3; August 19: 0.28; August 20: 0.25; August 21: 0.07; August 22: 0; August 23: 0; August 24: 0; September 1: 0; September 2: 0; September 3: 0; September 4: 0; September 5: 0; September 6: 0; September 7: 0; September 8: 0; September 9: 0; September 10: 0; September 11: 0; September 12: 0; September 13: 0; September 14: 0; September 15: 0; September 16: 0; September 17: 0.99; September 18: 0.99; September 19: 0.96; September 20: 0.88; September 21: 0.37; September 22: 0; September 23: 0; September 24: 0; October 1: 0; October 2: 0; October 3: 0; October 4: 0; October 5: 0; October 6: 0; October 7: 0; October 8: 0; October 9: 0; October 10: 0; October 11: 0; October 12: 0; October 13: 0; October 14: 0; October 15: 0; October 16: 0; October 17: 0.19; October 18: 0.17; October 19: 0.15; October 20: 0.15; October 21: 0.04; October 22: 0; October 23: 0; October 24: 0
PGZP_2_PDRP43 | Leapfrog | PGE |  |  |  |  | 0.45 | [7 empty] | May 1: 0; May 2: 0; May 3: 0; May 4: 0; May 5: 0; May 6: 0; May 7: 0; May 8: 0; May 9: 0; May 10: 0; May 11: 0; May 12: 0; May 13: 0; May 14: 0; May 15: 0; May 16: 0; May 17: 0; May 18: 0.46; May 19: 0.45; May 20: 0.45; May 21: 0.43; May 22: 0.04; May 23: 0; May 24: 0
SCEC_1_PDRP114 | Leapfrog | SCE |  |  |  |  | 0.11 | 0.58 |  |  | 0.5 | 0.13 |  |  | May 1: 0; May 2: 0; May 3: 0; May 4: 0; May 5: 0; May 6: 0; May 7: 0; May 8: 0; May 9: 0; May 10: 0; May 11: 0; May 12: 0; May 13: 0; May 14: 0; May 15: 0; May 16: 0; May 17: 0; May 18: 0.11; May 19: 0.11; May 20: 0.11; May 21: 0.11; May 22: 0.01; May 23: 0; May 24: 0; June 1: 0; June 2: 0; June 3: 0; June 4: 0; June 5: 0; June 6: 0; June 7: 0; June 8: 0; June 9: 0; June 10: 0; June 11: 0; June 12: 0; June 13: 0; June 14: 0; June 15: 0; June 16: 0; June 17: 0.63; June 18: 0.58; June 19: 0.6; June 20: 0.57; June 21: 0.11; June 22: 0; June 23: 0; June 24: 0; September 1: 0; September 2: 0; September 3: 0; September 4: 0; September 5: 0; September 6: 0; September 7: 0; September 8: 0; September 9: 0; September 10: 0; September 11: 0; September 12: 0; September 13: 0; September 14: 0; September 15: 0; September 16: 0; September 17: 0.5; September 18: 0.49; September 19: 0.47; September 20: 0.44; September 21: 0.17; September 22: 0; September 23: 0; September 24: 0; October 1: 0; October 2: 0; October 3: 0; October 4: 0; October 5: 0; October 6: 0; October 7: 0; October 8: 0; October 9: 0; October 10: 0; October 11: 0; October 12: 0; October 13: 0; October 14: 0; October 15: 0; October 16: 0; October 17: 0.14; October 18: 0.13; October 19: 0.12; October 20: 0.11; October 21: 0.02; October 22: 0; October 23: 0; October 24: 0
SCEC_1_PDRP115 | Leapfrog | SCE |  |  |  |  | 0.13 | 0.21 | 0.55 | 0.53 |  | 0.27 |  |  | May 1: 0; May 2: 0; May 3: 0; May 4: 0; May 5: 0; May 6: 0; May 7: 0; May 8: 0; May 9: 0; May 10: 0; May 11: 0; May 12: 0; May 13: 0; May 14: 0; May 15: 0; May 16: 0; May 17: 0; May 18: 0.13; May 19: 0.13; May 20: 0.13; May 21: 0.13; May 22: 0.01; May 23: 0; May 24: 0; June 1: 0; June 2: 0; June 3: 0; June 4: 0; June 5: 0; June 6: 0; June 7: 0; June 8: 0; June 9: 0; June 10: 0; June 11: 0; June 12: 0; June 13: 0; June 14: 0; June 15: 0; June 16: 0; June 17: 0.23; June 18: 0.21; June 19: 0.22; June 20: 0.21; June 21: 0.04; June 22: 0; June 23: 0; June 24: 0; July 1: 0; July 2: 0; July 3: 0; July 4: 0; July 5: 0; July 6: 0; July 7: 0; July 8: 0; July 9: 0; July 10: 0; July 11: 0; July 12: 0; July 13: 0; July 14: 0; July 15: 0; July 16: 0; July 17: 0.55; July 18: 0.49; July 19: 0.52; July 20: 0.44; July 21: 0.09; July 22: 0; July 23: 0; July 24: 0; August 1: 0; August 2: 0; August 3: 0; August 4: 0; August 5: 0; August 6: 0; August 7: 0; August 8: 0; August 9: 0; August 10: 0; August 11: 0; August 12: 0; August 13: 0; August 14: 0; August 15: 0; August 16: 0; August 17: 0.64; August 18: 0.53; August 19: 0.5; August 20: 0.44; August 21: 0.13; August 22: 0; August 23: 0; August 24: 0; October 1: 0; October 2: 0; October 3: 0; October 4: 0; October 5: 0; October 6: 0; October 7: 0; October 8: 0; October 9: 0; October 10: 0; October 11: 0; October 12: 0; October 13: 0; October 14: 0; October 15: 0; October 16: 0; October 17: 0.3; October 18: 0.27; October 19: 0.24; October 20: 0.23; October 21: 0.04; October 22: 0; October 23: 0; October 24: 0
SCEC_1_PDRP131 | Leapfrog | SCE |  |  |  |  | 0.41 |  |  | 0.11 | 0.99 | 0.16 |  |  | May 1: 0; May 2: 0; May 3: 0; May 4: 0; May 5: 0; May 6: 0; May 7: 0; May 8: 0; May 9: 0; May 10: 0; May 11: 0; May 12: 0; May 13: 0; May 14: 0; May 15: 0; May 16: 0; May 17: 0; May 18: 0.42; May 19: 0.41; May 20: 0.41; May 21: 0.39; May 22: 0.03; May 23: 0; May 24: 0; August 1: 0; August 2: 0; August 3: 0; August 4: 0; August 5: 0; August 6: 0; August 7: 0; August 8: 0; August 9: 0; August 10: 0; August 11: 0; August 12: 0; August 13: 0; August 14: 0; August 15: 0; August 16: 0; August 17: 0.13; August 18: 0.11; August 19: 0.1; August 20: 0.09; August 21: 0.03; August 22: 0; August 23: 0; August 24: 0; September 1: 0; September 2: 0; September 3: 0; September 4: 0; September 5: 0; September 6: 0; September 7: 0; September 8: 0; September 9: 0; September 10: 0; September 11: 0; September 12: 0; September 13: 0; September 14: 0; September 15: 0; September 16: 0; September 17: 0.99; September 18: 0.98; September 19: 0.94; September 20: 0.87; September 21: 0.33; September 22: 0; September 23: 0; September 24: 0; October 1: 0; October 2: 0; October 3: 0; October 4: 0; October 5: 0; October 6: 0; October 7: 0; October 8: 0; October 9: 0; October 10: 0; October 11: 0; October 12: 0; October 13: 0; October 14: 0; October 15: 0; October 16: 0; October 17: 0.18; October 18: 0.16; October 19: 0.14; October 20: 0.13; October 21: 0.02; October 22: 0; October 23: 0; October 24: 0
SCEC_1_PDRP137 | Leapfrog | SCE |  |  |  |  | 0.3 | 0.43 | 0.33 | 0.56 | 0.18 | 0.41 |  |  | May 1: 0; May 2: 0; May 3: 0; May 4: 0; May 5: 0; May 6: 0; May 7: 0; May 8: 0; May 9: 0; May 10: 0; May 11: 0; May 12: 0; May 13: 0; May 14: 0; May 15: 0; May 16: 0; May 17: 0; May 18: 0.31; May 19: 0.3; May 20: 0.3; May 21: 0.29; May 22: 0.02; May 23: 0; May 24: 0; June 1: 0; June 2: 0; June 3: 0; June 4: 0; June 5: 0; June 6: 0; June 7: 0; June 8: 0; June 9: 0; June 10: 0; June 11: 0; June 12: 0; June 13: 0; June 14: 0; June 15: 0; June 16: 0; June 17: 0.47; June 18: 0.43; June 19: 0.44; June 20: 0.42; June 21: 0.09; June 22: 0; June 23: 0; June 24: 0; July 1: 0; July 2: 0; July 3: 0; July 4: 0; July 5: 0; July 6: 0; July 7: 0; July 8: 0; July 9: 0; July 10: 0; July 11: 0; July 12: 0; July 13: 0; July 14: 0; July 15: 0; July 16: 0; July 17: 0.33; July 18: 0.29; July 19: 0.31; July 20: 0.26; July 21: 0.06; July 22: 0; July 23: 0; July 24: 0; August 1: 0; August 2: 0; August 3: 0; August 4: 0; August 5: 0; August 6: 0; August 7: 0; August 8: 0; August 9: 0; August 10: 0; August 11: 0; August 12: 0; August 13: 0; August 14: 0; August 15: 0; August 16: 0; August 17: 0.67; August 18: 0.56; August 19: 0.52; August 20: 0.46; August 21: 0.14; August 22: 0; August 23: 0; August 24: 0; September 1: 0; September 2: 0; September 3: 0; September 4: 0; September 5: 0; September 6: 0; September 7: 0; September 8: 0; September 9: 0; September 10: 0; September 11: 0; September 12: 0; September 13: 0; September 14: 0; September 15: 0; September 16: 0; September 17: 0.18; September 18: 0.18; September 19: 0.17; September 20: 0.16; September 21: 0.06; September 22: 0; September 23: 0; September 24: 0; October 1: 0; October 2: 0; October 3: 0; October 4: 0; October 5: 0; October 6: 0; October 7: 0; October 8: 0; October 9: 0; October 10: 0; October 11: 0; October 12: 0; October 13: 0; October 14: 0; October 15: 0; October 16: 0; October 17: 0.45; October 18: 0.41; October 19: 0.37; October 20: 0.34; October 21: 0.06; October 22: 0; October 23: 0; October 24: 0
SCEC_1_PDRP160 | Leapfrog | SCE |  |  |  |  | 0.56 | 0.27 |  | 0.17 |  |  |  |  | May 1: 0; May 2: 0; May 3: 0; May 4: 0; May 5: 0; May 6: 0; May 7: 0; May 8: 0; May 9: 0; May 10: 0; May 11: 0; May 12: 0; May 13: 0; May 14: 0; May 15: 0; May 16: 0; May 17: 0; May 18: 0.57; May 19: 0.56; May 20: 0.56; May 21: 0.54; May 22: 0.04; May 23: 0; May 24: 0; June 1: 0; June 2: 0; June 3: 0; June 4: 0; June 5: 0; June 6: 0; June 7: 0; June 8: 0; June 9: 0; June 10: 0; June 11: 0; June 12: 0; June 13: 0; June 14: 0; June 15: 0; June 16: 0; June 17: 0.29; June 18: 0.27; June 19: 0.28; June 20: 0.26; June 21: 0.05; June 22: 0; June 23: 0; June 24: 0; August 1: 0; August 2: 0; August 3: 0; August 4: 0; August 5: 0; August 6: 0; August 7: 0; August 8: 0; August 9: 0; August 10: 0; August 11: 0; August 12: 0; August 13: 0; August 14: 0; August 15: 0; August 16: 0; August 17: 0.2; August 18: 0.17; August 19: 0.16; August 20: 0.14; August 21: 0.04; August 22: 0; August 23: 0; August 24: 0
SCEC_1_PDRP163 | Leapfrog | SCE |  |  |  |  | 1.01 | 0.47 | 0.8 | 0.93 | 0.36 |  |  |  | May 1: 0; May 2: 0; May 3: 0; May 4: 0; May 5: 0; May 6: 0; May 7: 0; May 8: 0; May 9: 0; May 10: 0; May 11: 0; May 12: 0; May 13: 0; May 14: 0; May 15: 0; May 16: 0; May 17: 0; May 18: 1.03; May 19: 1.01; May 20: 1; May 21: 0.97; May 22: 0.07; May 23: 0; May 24: 0; June 1: 0; June 2: 0; June 3: 0; June 4: 0; June 5: 0; June 6: 0; June 7: 0; June 8: 0; June 9: 0; June 10: 0; June 11: 0; June 12: 0; June 13: 0; June 14: 0; June 15: 0; June 16: 0; June 17: 0.51; June 18: 0.47; June 19: 0.48; June 20: 0.46; June 21: 0.09; June 22: 0; June 23: 0; June 24: 0; July 1: 0; July 2: 0; July 3: 0; July 4: 0; July 5: 0; July 6: 0; July 7: 0; July 8: 0; July 9: 0; July 10: 0; July 11: 0; July 12: 0; July 13: 0; July 14: 0; July 15: 0; July 16: 0; July 17: 0.8; July 18: 0.71; July 19: 0.75; July 20: 0.64; July 21: 0.13; July 22: 0; July 23: 0; July 24: 0; August 1: 0; August 2: 0; August 3: 0; August 4: 0; August 5: 0; August 6: 0; August 7: 0; August 8: 0; August 9: 0; August 10: 0; August 11: 0; August 12: 0; August 13: 0; August 14: 0; August 15: 0; August 16: 0; August 17: 1.12; August 18: 0.93; August 19: 0.87; August 20: 0.77; August 21: 0.24; August 22: 0; August 23: 0; August 24: 0; September 1: 0; September 2: 0; September 3: 0; September 4: 0; September 5: 0; September 6: 0; September 7: 0; September 8: 0; September 9: 0; September 10: 0; September 11: 0; September 12: 0; September 13: 0; September 14: 0; September 15: 0; September 16: 0; September 17: 0.36; September 18: 0.36; September 19: 0.34; September 20: 0.32; September 21: 0.12; September 22: 0; September 23: 0; September 24: 0
SCEC_1_PDRP31 | Ohmconnect | SCE |  |  |  |  | 1.9 | 4.47 | 4.6 | 4.31 | 4.31 | 3.5 |  |  | May 1: 0; May 2: 0; May 3: 0; May 4: 0; May 5: 0; May 6: 0; May 7: 0; May 8: 0; May 9: 0; May 10: 0; May 11: 0; May 12: 0; May 13: 0; May 14: 0; May 15: 0; May 16: 0; May 17: 0; May 18: 1.4; May 19: 1.9; May 20: 1.78; May 21: 1.44; May 22: 1.31; May 23: 0; May 24: 0; June 1: 0; June 2: 0; June 3: 0; June 4: 0; June 5: 0; June 6: 0; June 7: 0; June 8: 0; June 9: 0; June 10: 0; June 11: 0; June 12: 0; June 13: 0; June 14: 0; June 15: 0; June 16: 0; June 17: 4.66; June 18: 4.47; June 19: 5.49; June 20: 4.88; June 21: 5.58; June 22: 0; June 23: 0; June 24: 0; July 1: 0; July 2: 0; July 3: 0; July 4: 0; July 5: 0; July 6: 0; July 7: 0; July 8: 0; July 9: 0; July 10: 0; July 11: 0; July 12: 0; July 13: 0; July 14: 0; July 15: 0; July 16: 0; July 17: 4.6; July 18: 4.37; July 19: 4.83; July 20: 4.21; July 21: 4.73; July 22: 0; July 23: 0; July 24: 0; August 1: 0; August 2: 0; August 3: 0; August 4: 0; August 5: 0; August 6: 0; August 7: 0; August 8: 0; August 9: 0; August 10: 0; August 11: 0; August 12: 0; August 13: 0; August 14: 0; August 15: 0; August 16: 0; August 17: 4.62; August 18: 4.31; August 19: 4.65; August 20: 3.86; August 21: 4.12; August 22: 0; August 23: 0; August 24: 0; September 1: 0; September 2: 0; September 3: 0; September 4: 0; September 5: 0; September 6: 0; September 7: 0; September 8: 0; September 9: 0; September 10: 0; September 11: 0; September 12: 0; September 13: 0; September 14: 0; September 15: 0; September 16: 0; September 17: 4.31; September 18: 4.07; September 19: 4.42; September 20: 3.61; September 21: 3.86; September 22: 0; September 23: 0; September 24: 0; October 1: 0; October 2: 0; October 3: 0; October 4: 0; October 5: 0; October 6: 0; October 7: 0; October 8: 0; October 9: 0; October 10: 0; October 11: 0; October 12: 0; October 13: 0; October 14: 0; October 15: 0; October 16: 0; October 17: 3.91; October 18: 3.5; October 19: 3.98; October 20: 3.51; October 21: 3.66; October 22: 0; October 23: 0; October 24: 0
SCEN_6_PDRP59 | Leapfrog | SCE |  |  |  |  | 1.03 | 0.66 | 0.6 |  | 0.22 |  |  |  | May 1: 0; May 2: 0; May 3: 0; May 4: 0; May 5: 0; May 6: 0; May 7: 0; May 8: 0; May 9: 0; May 10: 0; May 11: 0; May 12: 0; May 13: 0; May 14: 0; May 15: 0; May 16: 0; May 17: 0; May 18: 1.05; May 19: 1.03; May 20: 1.02; May 21: 0.99; May 22: 0.08; May 23: 0; May 24: 0; June 1: 0; June 2: 0; June 3: 0; June 4: 0; June 5: 0; June 6: 0; June 7: 0; June 8: 0; June 9: 0; June 10: 0; June 11: 0; June 12: 0; June 13: 0; June 14: 0; June 15: 0; June 16: 0; June 17: 0.72; June 18: 0.66; June 19: 0.68; June 20: 0.65; June 21: 0.13; June 22: 0; June 23: 0; June 24: 0; July 1: 0; July 2: 0; July 3: 0; July 4: 0; July 5: 0; July 6: 0; July 7: 0; July 8: 0; July 9: 0; July 10: 0; July 11: 0; July 12: 0; July 13: 0; July 14: 0; July 15: 0; July 16: 0; July 17: 0.6; July 18: 0.54; July 19: 0.56; July 20: 0.48; July 21: 0.1; July 22: 0; July 23: 0; July 24: 0; September 1: 0; September 2: 0; September 3: 0; September 4: 0; September 5: 0; September 6: 0; September 7: 0; September 8: 0; September 9: 0; September 10: 0; September 11: 0; September 12: 0; September 13: 0; September 14: 0; September 15: 0; September 16: 0; September 17: 0.22; September 18: 0.22; September 19: 0.21; September 20: 0.19; September 21: 0.07; September 22: 0; September 23: 0; September 24: 0
SCEN_6_PDRP61 | Leapfrog | SCE |  |  |  |  | 0.5 | 0.57 |  |  |  | 0.5 |  |  | May 1: 0; May 2: 0; May 3: 0; May 4: 0; May 5: 0; May 6: 0; May 7: 0; May 8: 0; May 9: 0; May 10: 0; May 11: 0; May 12: 0; May 13: 0; May 14: 0; May 15: 0; May 16: 0; May 17: 0; May 18: 0.51; May 19: 0.5; May 20: 0.5; May 21: 0.48; May 22: 0.04; May 23: 0; May 24: 0; June 1: 0; June 2: 0; June 3: 0; June 4: 0; June 5: 0; June 6: 0; June 7: 0; June 8: 0; June 9: 0; June 10: 0; June 11: 0; June 12: 0; June 13: 0; June 14: 0; June 15: 0; June 16: 0; June 17: 0.62; June 18: 0.57; June 19: 0.59; June 20: 0.56; June 21: 0.11; June 22: 0; June 23: 0; June 24: 0; October 1: 0; October 2: 0; October 3: 0; October 4: 0; October 5: 0; October 6: 0; October 7: 0; October 8: 0; October 9: 0; October 10: 0; October 11: 0; October 12: 0; October 13: 0; October 14: 0; October 15: 0; October 16: 0; October 17: 0.55; October 18: 0.5; October 19: 0.45; October 20: 0.42; October 21: 0.07; October 22: 0; October 23: 0; October 24: 0
SCEN_6_PDRP85 | Leapfrog | SCE |  |  |  |  | 0.5 |  |  | 0.44 |  |  |  |  | May 1: 0; May 2: 0; May 3: 0; May 4: 0; May 5: 0; May 6: 0; May 7: 0; May 8: 0; May 9: 0; May 10: 0; May 11: 0; May 12: 0; May 13: 0; May 14: 0; May 15: 0; May 16: 0; May 17: 0; May 18: 0.51; May 19: 0.5; May 20: 0.5; May 21: 0.48; May 22: 0.04; May 23: 0; May 24: 0; August 1: 0; August 2: 0; August 3: 0; August 4: 0; August 5: 0; August 6: 0; August 7: 0; August 8: 0; August 9: 0; August 10: 0; August 11: 0; August 12: 0; August 13: 0; August 14: 0; August 15: 0; August 16: 0; August 17: 0.53; August 18: 0.44; August 19: 0.41; August 20: 0.36; August 21: 0.11; August 22: 0; August 23: 0; August 24: 0
SCEW_2_PDRP20 | Ohmconnect | SCE |  |  |  |  | 0.8 | 2.68 | 4.9 | 4.9 | 4.9 | 1.9 |  |  | May 1: 0; May 2: 0; May 3: 0; May 4: 0; May 5: 0; May 6: 0; May 7: 0; May 8: 0; May 9: 0; May 10: 0; May 11: 0; May 12: 0; May 13: 0; May 14: 0; May 15: 0; May 16: 0; May 17: 0; May 18: 0.59; May 19: 0.8; May 20: 0.75; May 21: 0.61; May 22: 0.55; May 23: 0; May 24: 0; June 1: 0; June 2: 0; June 3: 0; June 4: 0; June 5: 0; June 6: 0; June 7: 0; June 8: 0; June 9: 0; June 10: 0; June 11: 0; June 12: 0; June 13: 0; June 14: 0; June 15: 0; June 16: 0; June 17: 2.8; June 18: 2.68; June 19: 3.29; June 20: 2.93; June 21: 3.35; June 22: 0; June 23: 0; June 24: 0; July 1: 0; July 2: 0; July 3: 0; July 4: 0; July 5: 0; July 6: 0; July 7: 0; July 8: 0; July 9: 0; July 10: 0; July 11: 0; July 12: 0; July 13: 0; July 14: 0; July 15: 0; July 16: 0; July 17: 4.9; July 18: 4.65; July 19: 5.15; July 20: 4.49; July 21: 5.04; July 22: 0; July 23: 0; July 24: 0; August 1: 0; August 2: 0; August 3: 0; August 4: 0; August 5: 0; August 6: 0; August 7: 0; August 8: 0; August 9: 0; August 10: 0; August 11: 0; August 12: 0; August 13: 0; August 14: 0; August 15: 0; August 16: 0; August 17: 5.25; August 18: 4.9; August 19: 5.28; August 20: 4.39; August 21: 4.69; August 22: 0; August 23: 0; August 24: 0; September 1: 0; September 2: 0; September 3: 0; September 4: 0; September 5: 0; September 6: 0; September 7: 0; September 8: 0; September 9: 0; September 10: 0; September 11: 0; September 12: 0; September 13: 0; September 14: 0; September 15: 0; September 16: 0; September 17: 4.9; September 18: 4.63; September 19: 5.03; September 20: 4.11; September 21: 4.39; September 22: 0; September 23: 0; September 24: 0; October 1: 0; October 2: 0; October 3: 0; October 4: 0; October 5: 0; October 6: 0; October 7: 0; October 8: 0; October 9: 0; October 10: 0; October 11: 0; October 12: 0; October 13: 0; October 14: 0; October 15: 0; October 16: 0; October 17: 2.12; October 18: 1.9; October 19: 2.16; October 20: 1.9; October 21: 1.99; October 22: 0; October 23: 0; October 24: 0
SCHD_1_PDRP12 | Ohmconnect | SCE |  |  |  |  | 0.1 | 0.1 | 1.3 | 1 | 0.21 | 0.9 |  |  | May 1: 0; May 2: 0; May 3: 0; May 4: 0; May 5: 0; May 6: 0; May 7: 0; May 8: 0; May 9: 0; May 10: 0; May 11: 0; May 12: 0; May 13: 0; May 14: 0; May 15: 0; May 16: 0; May 17: 0; May 18: 0.07; May 19: 0.1; May 20: 0.09; May 21: 0.08; May 22: 0.07; May 23: 0; May 24: 0; June 1: 0; June 2: 0; June 3: 0; June 4: 0; June 5: 0; June 6: 0; June 7: 0; June 8: 0; June 9: 0; June 10: 0; June 11: 0; June 12: 0; June 13: 0; June 14: 0; June 15: 0; June 16: 0; June 17: 0.1; June 18: 0.1; June 19: 0.12; June 20: 0.11; June 21: 0.12; June 22: 0; June 23: 0; June 24: 0; July 1: 0; July 2: 0; July 3: 0; July 4: 0; July 5: 0; July 6: 0; July 7: 0; July 8: 0; July 9: 0; July 10: 0; July 11: 0; July 12: 0; July 13: 0; July 14: 0; July 15: 0; July 16: 0; July 17: 1.3; July 18: 1.23; July 19: 1.37; July 20: 1.19; July 21: 1.34; July 22: 0; July 23: 0; July 24: 0; August 1: 0; August 2: 0; August 3: 0; August 4: 0; August 5: 0; August 6: 0; August 7: 0; August 8: 0; August 9: 0; August 10: 0; August 11: 0; August 12: 0; August 13: 0; August 14: 0; August 15: 0; August 16: 0; August 17: 1.07; August 18: 1; August 19: 1.08; August 20: 0.9; August 21: 0.96; August 22: 0; August 23: 0; August 24: 0; September 1: 0; September 2: 0; September 3: 0; September 4: 0; September 5: 0; September 6: 0; September 7: 0; September 8: 0; September 9: 0; September 10: 0; September 11: 0; September 12: 0; September 13: 0; September 14: 0; September 15: 0; September 16: 0; September 17: 0.21; September 18: 0.2; September 19: 0.22; September 20: 0.18; September 21: 0.19; September 22: 0; September 23: 0; September 24: 0; October 1: 0; October 2: 0; October 3: 0; October 4: 0; October 5: 0; October 6: 0; October 7: 0; October 8: 0; October 9: 0; October 10: 0; October 11: 0; October 12: 0; October 13: 0; October 14: 0; October 15: 0; October 16: 0; October 17: 1; October 18: 0.9; October 19: 1.02; October 20: 0.9; October 21: 0.94; October 22: 0; October 23: 0; October 24: 0
SCHD_1_PDRP41 | Leapfrog | SCE |  |  |  |  | 0.11 | 0.22 | 0.46 |  | 0.13 | 0.39 |  |  | May 1: 0; May 2: 0; May 3: 0; May 4: 0; May 5: 0; May 6: 0; May 7: 0; May 8: 0; May 9: 0; May 10: 0; May 11: 0; May 12: 0; May 13: 0; May 14: 0; May 15: 0; May 16: 0; May 17: 0; May 18: 0.11; May 19: 0.11; May 20: 0.11; May 21: 0.11; May 22: 0.01; May 23: 0; May 24: 0; June 1: 0; June 2: 0; June 3: 0; June 4: 0; June 5: 0; June 6: 0; June 7: 0; June 8: 0; June 9: 0; June 10: 0; June 11: 0; June 12: 0; June 13: 0; June 14: 0; June 15: 0; June 16: 0; June 17: 0.24; June 18: 0.22; June 19: 0.23; June 20: 0.22; June 21: 0.04; June 22: 0; June 23: 0; June 24: 0; July 1: 0; July 2: 0; July 3: 0; July 4: 0; July 5: 0; July 6: 0; July 7: 0; July 8: 0; July 9: 0; July 10: 0; July 11: 0; July 12: 0; July 13: 0; July 14: 0; July 15: 0; July 16: 0; July 17: 0.46; July 18: 0.41; July 19: 0.43; July 20: 0.37; July 21: 0.08; July 22: 0; July 23: 0; July 24: 0; September 1: 0; September 2: 0; September 3: 0; September 4: 0; September 5: 0; September 6: 0; September 7: 0; September 8: 0; September 9: 0; September 10: 0; September 11: 0; September 12: 0; September 13: 0; September 14: 0; September 15: 0; September 16: 0; September 17: 0.13; September 18: 0.13; September 19: 0.12; September 20: 0.11; September 21: 0.04; September 22: 0; September 23: 0; September 24: 0; October 1: 0; October 2: 0; October 3: 0; October 4: 0; October 5: 0; October 6: 0; October 7: 0; October 8: 0; October 9: 0; October 10: 0; October 11: 0; October 12: 0; October 13: 0; October 14: 0; October 15: 0; October 16: 0; October 17: 0.43; October 18: 0.39; October 19: 0.35; October 20: 0.33; October 21: 0.05; October 22: 0; October 23: 0; October 24: 0
SCLD_1_PDRP06 | Ohmconnect | SCE |  |  |  |  | 0.1 | 0.1 | 1.3 | 0.1 | 0.1 |  |  |  | May 1: 0; May 2: 0; May 3: 0; May 4: 0; May 5: 0; May 6: 0; May 7: 0; May 8: 0; May 9: 0; May 10: 0; May 11: 0; May 12: 0; May 13: 0; May 14: 0; May 15: 0; May 16: 0; May 17: 0; May 18: 0.07; May 19: 0.1; May 20: 0.09; May 21: 0.08; May 22: 0.07; May 23: 0; May 24: 0; June 1: 0; June 2: 0; June 3: 0; June 4: 0; June 5: 0; June 6: 0; June 7: 0; June 8: 0; June 9: 0; June 10: 0; June 11: 0; June 12: 0; June 13: 0; June 14: 0; June 15: 0; June 16: 0; June 17: 0.1; June 18: 0.1; June 19: 0.12; June 20: 0.11; June 21: 0.12; June 22: 0; June 23: 0; June 24: 0; July 1: 0; July 2: 0; July 3: 0; July 4: 0; July 5: 0; July 6: 0; July 7: 0; July 8: 0; July 9: 0; July 10: 0; July 11: 0; July 12: 0; July 13: 0; July 14: 0; July 15: 0; July 16: 0; July 17: 1.3; July 18: 1.23; July 19: 1.37; July 20: 1.19; July 21: 1.34; July 22: 0; July 23: 0; July 24: 0; August 1: 0; August 2: 0; August 3: 0; August 4: 0; August 5: 0; August 6: 0; August 7: 0; August 8: 0; August 9: 0; August 10: 0; August 11: 0; August 12: 0; August 13: 0; August 14: 0; August 15: 0; August 16: 0; August 17: 0.11; August 18: 0.1; August 19: 0.11; August 20: 0.09; August 21: 0.1; August 22: 0; August 23: 0; August 24: 0; September 1: 0; September 2: 0; September 3: 0; September 4: 0; September 5: 0; September 6: 0; September 7: 0; September 8: 0; September 9: 0; September 10: 0; September 11: 0; September 12: 0; September 13: 0; September 14: 0; September 15: 0; September 16: 0; September 17: 0.1; September 18: 0.09; September 19: 0.1; September 20: 0.08; September 21: 0.09; September 22: 0; September 23: 0; September 24: 0
SCNW_6_PDRP07 | Ohmconnect | SCE |  |  |  |  | 0.1 | 1.35 | 1.4 | 1.31 | 1.9 | 1.5 |  |  | May 1: 0; May 2: 0; May 3: 0; May 4: 0; May 5: 0; May 6: 0; May 7: 0; May 8: 0; May 9: 0; May 10: 0; May 11: 0; May 12: 0; May 13: 0; May 14: 0; May 15: 0; May 16: 0; May 17: 0; May 18: 0.07; May 19: 0.1; May 20: 0.09; May 21: 0.08; May 22: 0.07; May 23: 0; May 24: 0; June 1: 0; June 2: 0; June 3: 0; June 4: 0; June 5: 0; June 6: 0; June 7: 0; June 8: 0; June 9: 0; June 10: 0; June 11: 0; June 12: 0; June 13: 0; June 14: 0; June 15: 0; June 16: 0; June 17: 1.41; June 18: 1.35; June 19: 1.66; June 20: 1.47; June 21: 1.69; June 22: 0; June 23: 0; June 24: 0; July 1: 0; July 2: 0; July 3: 0; July 4: 0; July 5: 0; July 6: 0; July 7: 0; July 8: 0; July 9: 0; July 10: 0; July 11: 0; July 12: 0; July 13: 0; July 14: 0; July 15: 0; July 16: 0; July 17: 1.4; July 18: 1.33; July 19: 1.47; July 20: 1.28; July 21: 1.44; July 22: 0; July 23: 0; July 24: 0; August 1: 0; August 2: 0; August 3: 0; August 4: 0; August 5: 0; August 6: 0; August 7: 0; August 8: 0; August 9: 0; August 10: 0; August 11: 0; August 12: 0; August 13: 0; August 14: 0; August 15: 0; August 16: 0; August 17: 1.4; August 18: 1.31; August 19: 1.41; August 20: 1.17; August 21: 1.25; August 22: 0; August 23: 0; August 24: 0; September 1: 0; September 2: 0; September 3: 0; September 4: 0; September 5: 0; September 6: 0; September 7: 0; September 8: 0; September 9: 0; September 10: 0; September 11: 0; September 12: 0; September 13: 0; September 14: 0; September 15: 0; September 16: 0; September 17: 1.9; September 18: 1.8; September 19: 1.95; September 20: 1.59; September 21: 1.7; September 22: 0; September 23: 0; September 24: 0; October 1: 0; October 2: 0; October 3: 0; October 4: 0; October 5: 0; October 6: 0; October 7: 0; October 8: 0; October 9: 0; October 10: 0; October 11: 0; October 12: 0; October 13: 0; October 14: 0; October 15: 0; October 16: 0; October 17: 1.67; October 18: 1.5; October 19: 1.7; October 20: 1.5; October 21: 1.57; October 22: 0; October 23: 0; October 24: 0
SCNW_6_PDRP45 | Leapfrog | SCE |  |  |  |  | 0.11 |  | 0.52 |  | 0.62 |  |  |  | May 1: 0; May 2: 0; May 3: 0; May 4: 0; May 5: 0; May 6: 0; May 7: 0; May 8: 0; May 9: 0; May 10: 0; May 11: 0; May 12: 0; May 13: 0; May 14: 0; May 15: 0; May 16: 0; May 17: 0; May 18: 0.11; May 19: 0.11; May 20: 0.11; May 21: 0.11; May 22: 0.01; May 23: 0; May 24: 0; July 1: 0; July 2: 0; July 3: 0; July 4: 0; July 5: 0; July 6: 0; July 7: 0; July 8: 0; July 9: 0; July 10: 0; July 11: 0; July 12: 0; July 13: 0; July 14: 0; July 15: 0; July 16: 0; July 17: 0.52; July 18: 0.46; July 19: 0.49; July 20: 0.41; July 21: 0.09; July 22: 0; July 23: 0; July 24: 0; September 1: 0; September 2: 0; September 3: 0; September 4: 0; September 5: 0; September 6: 0; September 7: 0; September 8: 0; September 9: 0; September 10: 0; September 11: 0; September 12: 0; September 13: 0; September 14: 0; September 15: 0; September 16: 0; September 17: 0.62; September 18: 0.61; September 19: 0.59; September 20: 0.54; September 21: 0.2; September 22: 0; September 23: 0; September 24: 0
SDG1_1_PDRP114 | Leapfrog | SDGE |  |  |  |  | 0.52 | 0.59 | 0.55 | 0.65 |  | 0.1 |  |  | May 1: 0; May 2: 0; May 3: 0; May 4: 0; May 5: 0; May 6: 0; May 7: 0; May 8: 0; May 9: 0; May 10: 0; May 11: 0; May 12: 0; May 13: 0; May 14: 0; May 15: 0; May 16: 0; May 17: 0; May 18: 0.49; May 19: 0.52; May 20: 0.5; May 21: 0.5; May 22: 0; May 23: 0; May 24: 0; June 1: 0; June 2: 0; June 3: 0; June 4: 0; June 5: 0; June 6: 0; June 7: 0; June 8: 0; June 9: 0; June 10: 0; June 11: 0; June 12: 0; June 13: 0; June 14: 0; June 15: 0; June 16: 0; June 17: 0.56; June 18: 0.59; June 19: 0.6; June 20: 0.58; June 21: 0; June 22: 0; June 23: 0; June 24: 0; July 1: 0; July 2: 0; July 3: 0; July 4: 0; July 5: 0; July 6: 0; July 7: 0; July 8: 0; July 9: 0; July 10: 0; July 11: 0; July 12: 0; July 13: 0; July 14: 0; July 15: 0; July 16: 0; July 17: 0.55; July 18: 0.49; July 19: 0.5; July 20: 0.43; July 21: 0.08; July 22: 0; July 23: 0; July 24: 0; August 1: 0; August 2: 0; August 3: 0; August 4: 0; August 5: 0; August 6: 0; August 7: 0; August 8: 0; August 9: 0; August 10: 0; August 11: 0; August 12: 0; August 13: 0; August 14: 0; August 15: 0; August 16: 0; August 17: 0.76; August 18: 0.65; August 19: 0.6; August 20: 0.54; August 21: 0.12; August 22: 0; August 23: 0; August 24: 0; October 1: 0; October 2: 0; October 3: 0; October 4: 0; October 5: 0; October 6: 0; October 7: 0; October 8: 0; October 9: 0; October 10: 0; October 11: 0; October 12: 0; October 13: 0; October 14: 0; October 15: 0; October 16: 0; October 17: 0.11; October 18: 0.1; October 19: 0.09; October 20: 0.08; October 21: 0.01; October 22: 0; October 23: 0; October 24: 0
SDG1_1_PDRP85 | Leapfrog | SDGE |  |  |  |  | 0.44 | 0.26 | 0.31 | 0.17 | 0.25 |  |  |  | May 1: 0; May 2: 0; May 3: 0; May 4: 0; May 5: 0; May 6: 0; May 7: 0; May 8: 0; May 9: 0; May 10: 0; May 11: 0; May 12: 0; May 13: 0; May 14: 0; May 15: 0; May 16: 0; May 17: 0; May 18: 0.41; May 19: 0.44; May 20: 0.43; May 21: 0.42; May 22: 0; May 23: 0; May 24: 0; June 1: 0; June 2: 0; June 3: 0; June 4: 0; June 5: 0; June 6: 0; June 7: 0; June 8: 0; June 9: 0; June 10: 0; June 11: 0; June 12: 0; June 13: 0; June 14: 0; June 15: 0; June 16: 0; June 17: 0.25; June 18: 0.26; June 19: 0.27; June 20: 0.25; June 21: 0; June 22: 0; June 23: 0; June 24: 0; July 1: 0; July 2: 0; July 3: 0; July 4: 0; July 5: 0; July 6: 0; July 7: 0; July 8: 0; July 9: 0; July 10: 0; July 11: 0; July 12: 0; July 13: 0; July 14: 0; July 15: 0; July 16: 0; July 17: 0.31; July 18: 0.28; July 19: 0.28; July 20: 0.24; July 21: 0.04; July 22: 0; July 23: 0; July 24: 0; August 1: 0; August 2: 0; August 3: 0; August 4: 0; August 5: 0; August 6: 0; August 7: 0; August 8: 0; August 9: 0; August 10: 0; August 11: 0; August 12: 0; August 13: 0; August 14: 0; August 15: 0; August 16: 0; August 17: 0.2; August 18: 0.17; August 19: 0.16; August 20: 0.14; August 21: 0.03; August 22: 0; August 23: 0; August 24: 0; September 1: 0; September 2: 0; September 3: 0; September 4: 0; September 5: 0; September 6: 0; September 7: 0; September 8: 0; September 9: 0; September 10: 0; September 11: 0; September 12: 0; September 13: 0; September 14: 0; September 15: 0; September 16: 0; September 17: 0.25; September 18: 0.24; September 19: 0.22; September 20: 0.2; September 21: 0.04; September 22: 0; September 23: 0; September 24: 0
PGSB_1_PDRP104 | Leapfrog | PGE | [5 empty] | 0.15 |  |  | 0.62 |  |  |  | June 1: 0; June 2: 0; June 3: 0; June 4: 0; June 5: 0; June 6: 0; June 7: 0; June 8: 0; June 9: 0; June 10: 0; June 11: 0; June 12: 0; June 13: 0; June 14: 0; June 15: 0; June 16: 0; June 17: 0.16; June 18: 0.15; June 19: 0.15; June 20: 0.15; June 21: 0.03; June 22: 0; June 23: 0; June 24: 0; September 1: 0; September 2: 0; September 3: 0; September 4: 0; September 5: 0; September 6: 0; September 7: 0; September 8: 0; September 9: 0; September 10: 0; September 11: 0; September 12: 0; September 13: 0; September 14: 0; September 15: 0; September 16: 0; September 17: 0.62; September 18: 0.62; September 19: 0.6; September 20: 0.55; September 21: 0.23; September 22: 0; September 23: 0; September 24: 0
SCEC_1_PDRP109 | Leapfrog | SCE | [5 empty] | 1.49 | 0.5 | [5 empty] | June 1: 0; June 2: 0; June 3: 0; June 4: 0; June 5: 0; June 6: 0; June 7: 0; June 8: 0; June 9: 0; June 10: 0; June 11: 0; June 12: 0; June 13: 0; June 14: 0; June 15: 0; June 16: 0; June 17: 1.63; June 18: 1.49; June 19: 1.53; June 20: 1.46; June 21: 0.3; June 22: 0; June 23: 0; June 24: 0; July 1: 0; July 2: 0; July 3: 0; July 4: 0; July 5: 0; July 6: 0; July 7: 0; July 8: 0; July 9: 0; July 10: 0; July 11: 0; July 12: 0; July 13: 0; July 14: 0; July 15: 0; July 16: 0; July 17: 0.5; July 18: 0.45; July 19: 0.47; July 20: 0.4; July 21: 0.08; July 22: 0; July 23: 0; July 24: 0
SCEC_1_PDRP121 | Leapfrog | SCE | [5 empty] | 3.41 | 0.58 | 1.93 | 1.34 | 0.44 |  |  | June 1: 0; June 2: 0; June 3: 0; June 4: 0; June 5: 0; June 6: 0; June 7: 0; June 8: 0; June 9: 0; June 10: 0; June 11: 0; June 12: 0; June 13: 0; June 14: 0; June 15: 0; June 16: 0; June 17: 3.72; June 18: 3.41; June 19: 3.5; June 20: 3.34; June 21: 0.68; June 22: 0; June 23: 0; June 24: 0; July 1: 0; July 2: 0; July 3: 0; July 4: 0; July 5: 0; July 6: 0; July 7: 0; July 8: 0; July 9: 0; July 10: 0; July 11: 0; July 12: 0; July 13: 0; July 14: 0; July 15: 0; July 16: 0; July 17: 0.58; July 18: 0.52; July 19: 0.54; July 20: 0.46; July 21: 0.1; July 22: 0; July 23: 0; July 24: 0; August 1: 0; August 2: 0; August 3: 0; August 4: 0; August 5: 0; August 6: 0; August 7: 0; August 8: 0; August 9: 0; August 10: 0; August 11: 0; August 12: 0; August 13: 0; August 14: 0; August 15: 0; August 16: 0; August 17: 2.32; August 18: 1.93; August 19: 1.81; August 20: 1.6; August 21: 0.49; August 22: 0; August 23: 0; August 24: 0; September 1: 0; September 2: 0; September 3: 0; September 4: 0; September 5: 0; September 6: 0; September 7: 0; September 8: 0; September 9: 0; September 10: 0; September 11: 0; September 12: 0; September 13: 0; September 14: 0; September 15: 0; September 16: 0; September 17: 1.34; September 18: 1.33; September 19: 1.27; September 20: 1.17; September 21: 0.44; September 22: 0; September 23: 0; September 24: 0; October 1: 0; October 2: 0; October 3: 0; October 4: 0; October 5: 0; October 6: 0; October 7: 0; October 8: 0; October 9: 0; October 10: 0; October 11: 0; October 12: 0; October 13: 0; October 14: 0; October 15: 0; October 16: 0; October 17: 0.49; October 18: 0.44; October 19: 0.39; October 20: 0.37; October 21: 0.06; October 22: 0; October 23: 0; October 24: 0
SCEC_1_PDRP125 | Leapfrog | SCE | [5 empty] | 0.72 | 0.51 | 0.16 | 0.59 | 0.77 |  |  | June 1: 0; June 2: 0; June 3: 0; June 4: 0; June 5: 0; June 6: 0; June 7: 0; June 8: 0; June 9: 0; June 10: 0; June 11: 0; June 12: 0; June 13: 0; June 14: 0; June 15: 0; June 16: 0; June 17: 0.79; June 18: 0.72; June 19: 0.74; June 20: 0.7; June 21: 0.14; June 22: 0; June 23: 0; June 24: 0; July 1: 0; July 2: 0; July 3: 0; July 4: 0; July 5: 0; July 6: 0; July 7: 0; July 8: 0; July 9: 0; July 10: 0; July 11: 0; July 12: 0; July 13: 0; July 14: 0; July 15: 0; July 16: 0; July 17: 0.51; July 18: 0.46; July 19: 0.48; July 20: 0.4; July 21: 0.09; July 22: 0; July 23: 0; July 24: 0; August 1: 0; August 2: 0; August 3: 0; August 4: 0; August 5: 0; August 6: 0; August 7: 0; August 8: 0; August 9: 0; August 10: 0; August 11: 0; August 12: 0; August 13: 0; August 14: 0; August 15: 0; August 16: 0; August 17: 0.19; August 18: 0.16; August 19: 0.15; August 20: 0.13; August 21: 0.04; August 22: 0; August 23: 0; August 24: 0; September 1: 0; September 2: 0; September 3: 0; September 4: 0; September 5: 0; September 6: 0; September 7: 0; September 8: 0; September 9: 0; September 10: 0; September 11: 0; September 12: 0; September 13: 0; September 14: 0; September 15: 0; September 16: 0; September 17: 0.59; September 18: 0.58; September 19: 0.56; September 20: 0.52; September 21: 0.19; September 22: 0; September 23: 0; September 24: 0; October 1: 0; October 2: 0; October 3: 0; October 4: 0; October 5: 0; October 6: 0; October 7: 0; October 8: 0; October 9: 0; October 10: 0; October 11: 0; October 12: 0; October 13: 0; October 14: 0; October 15: 0; October 16: 0; October 17: 0.85; October 18: 0.77; October 19: 0.69; October 20: 0.65; October 21: 0.1; October 22: 0; October 23: 0; October 24: 0
SDG1_1_PDRP120 | Leapfrog | SDGE | [5 empty] | 0.36 | 0.52 |  |  | 0.17 |  |  | June 1: 0; June 2: 0; June 3: 0; June 4: 0; June 5: 0; June 6: 0; June 7: 0; June 8: 0; June 9: 0; June 10: 0; June 11: 0; June 12: 0; June 13: 0; June 14: 0; June 15: 0; June 16: 0; June 17: 0.34; June 18: 0.36; June 19: 0.37; June 20: 0.35; June 21: 0; June 22: 0; June 23: 0; June 24: 0; July 1: 0; July 2: 0; July 3: 0; July 4: 0; July 5: 0; July 6: 0; July 7: 0; July 8: 0; July 9: 0; July 10: 0; July 11: 0; July 12: 0; July 13: 0; July 14: 0; July 15: 0; July 16: 0; July 17: 0.52; July 18: 0.47; July 19: 0.48; July 20: 0.41; July 21: 0.07; July 22: 0; July 23: 0; July 24: 0; October 1: 0; October 2: 0; October 3: 0; October 4: 0; October 5: 0; October 6: 0; October 7: 0; October 8: 0; October 9: 0; October 10: 0; October 11: 0; October 12: 0; October 13: 0; October 14: 0; October 15: 0; October 16: 0; October 17: 0.19; October 18: 0.17; October 19: 0.15; October 20: 0.14; October 21: 0.01; October 22: 0; October 23: 0; October 24: 0
SDG1_1_PDRP122 | Leapfrog | SDGE | [5 empty] | 0.1 | 0.12 | 0.81 | 0.13 |  |  |  | June 1: 0; June 2: 0; June 3: 0; June 4: 0; June 5: 0; June 6: 0; June 7: 0; June 8: 0; June 9: 0; June 10: 0; June 11: 0; June 12: 0; June 13: 0; June 14: 0; June 15: 0; June 16: 0; June 17: 0.09; June 18: 0.1; June 19: 0.1; June 20: 0.1; June 21: 0; June 22: 0; June 23: 0; June 24: 0; July 1: 0; July 2: 0; July 3: 0; July 4: 0; July 5: 0; July 6: 0; July 7: 0; July 8: 0; July 9: 0; July 10: 0; July 11: 0; July 12: 0; July 13: 0; July 14: 0; July 15: 0; July 16: 0; July 17: 0.12; July 18: 0.11; July 19: 0.11; July 20: 0.09; July 21: 0.02; July 22: 0; July 23: 0; July 24: 0; August 1: 0; August 2: 0; August 3: 0; August 4: 0; August 5: 0; August 6: 0; August 7: 0; August 8: 0; August 9: 0; August 10: 0; August 11: 0; August 12: 0; August 13: 0; August 14: 0; August 15: 0; August 16: 0; August 17: 0.95; August 18: 0.81; August 19: 0.75; August 20: 0.67; August 21: 0.15; August 22: 0; August 23: 0; August 24: 0; September 1: 0; September 2: 0; September 3: 0; September 4: 0; September 5: 0; September 6: 0; September 7: 0; September 8: 0; September 9: 0; September 10: 0; September 11: 0; September 12: 0; September 13: 0; September 14: 0; September 15: 0; September 16: 0; September 17: 0.13; September 18: 0.12; September 19: 0.11; September 20: 0.11; September 21: 0.02; September 22: 0; September 23: 0; September 24: 0
SDG1_1_PDRP123 | Leapfrog | SDGE | [5 empty] | 0.34 | 0.18 | 0.22 |  |  |  |  | June 1: 0; June 2: 0; June 3: 0; June 4: 0; June 5: 0; June 6: 0; June 7: 0; June 8: 0; June 9: 0; June 10: 0; June 11: 0; June 12: 0; June 13: 0; June 14: 0; June 15: 0; June 16: 0; June 17: 0.32; June 18: 0.34; June 19: 0.35; June 20: 0.33; June 21: 0; June 22: 0; June 23: 0; June 24: 0; July 1: 0; July 2: 0; July 3: 0; July 4: 0; July 5: 0; July 6: 0; July 7: 0; July 8: 0; July 9: 0; July 10: 0; July 11: 0; July 12: 0; July 13: 0; July 14: 0; July 15: 0; July 16: 0; July 17: 0.18; July 18: 0.16; July 19: 0.16; July 20: 0.14; July 21: 0.02; July 22: 0; July 23: 0; July 24: 0; August 1: 0; August 2: 0; August 3: 0; August 4: 0; August 5: 0; August 6: 0; August 7: 0; August 8: 0; August 9: 0; August 10: 0; August 11: 0; August 12: 0; August 13: 0; August 14: 0; August 15: 0; August 16: 0; August 17: 0.26; August 18: 0.22; August 19: 0.2; August 20: 0.18; August 21: 0.04; August 22: 0; August 23: 0; August 24: 0
PGCC_1_PDRP35 | Leapfrog | PGE | [5 empty] | 0.56 | 0.57 |  | 1.8 | 5 |  |  | June 1: 0; June 2: 0; June 3: 0; June 4: 0; June 5: 0; June 6: 0; June 7: 0; June 8: 0; June 9: 0; June 10: 0; June 11: 0; June 12: 0; June 13: 0; June 14: 0; June 15: 0; June 16: 0; June 17: 0.61; June 18: 0.56; June 19: 0.57; June 20: 0.55; June 21: 0.11; June 22: 0; June 23: 0; June 24: 0; July 1: 0; July 2: 0; July 3: 0; July 4: 0; July 5: 0; July 6: 0; July 7: 0; July 8: 0; July 9: 0; July 10: 0; July 11: 0; July 12: 0; July 13: 0; July 14: 0; July 15: 0; July 16: 0; July 17: 0.57; July 18: 0.51; July 19: 0.53; July 20: 0.45; July 21: 0.08; July 22: 0; July 23: 0; July 24: 0; September 1: 0; September 2: 0; September 3: 0; September 4: 0; September 5: 0; September 6: 0; September 7: 0; September 8: 0; September 9: 0; September 10: 0; September 11: 0; September 12: 0; September 13: 0; September 14: 0; September 15: 0; September 16: 0; September 17: 1.8; September 18: 1.8; September 19: 1.74; September 20: 1.6; September 21: 0.67; September 22: 0; September 23: 0; September 24: 0; October 1: 0; October 2: 0; October 3: 0; October 4: 0; October 5: 0; October 6: 0; October 7: 0; October 8: 0; October 9: 0; October 10: 0; October 11: 0; October 12: 0; October 13: 0; October 14: 0; October 15: 0; October 16: 0; October 17: 5.56; October 18: 5; October 19: 4.49; October 20: 4.27; October 21: 1.11; October 22: 0; October 23: 0; October 24: 0
PGCC_1_PDRP98 | Leapfrog | PGE | [5 empty] | 0.46 |  |  |  | 0.51 |  |  | June 1: 0; June 2: 0; June 3: 0; June 4: 0; June 5: 0; June 6: 0; June 7: 0; June 8: 0; June 9: 0; June 10: 0; June 11: 0; June 12: 0; June 13: 0; June 14: 0; June 15: 0; June 16: 0; June 17: 0.5; June 18: 0.46; June 19: 0.47; June 20: 0.45; June 21: 0.09; June 22: 0; June 23: 0; June 24: 0; October 1: 0; October 2: 0; October 3: 0; October 4: 0; October 5: 0; October 6: 0; October 7: 0; October 8: 0; October 9: 0; October 10: 0; October 11: 0; October 12: 0; October 13: 0; October 14: 0; October 15: 0; October 16: 0; October 17: 0.57; October 18: 0.51; October 19: 0.46; October 20: 0.44; October 21: 0.11; October 22: 0; October 23: 0; October 24: 0
PGEB_2_PDRP74 | Leapfrog | PGE | [5 empty] | 0.16 |  |  | 0.13 | 0.63 |  |  | June 1: 0; June 2: 0; June 3: 0; June 4: 0; June 5: 0; June 6: 0; June 7: 0; June 8: 0; June 9: 0; June 10: 0; June 11: 0; June 12: 0; June 13: 0; June 14: 0; June 15: 0; June 16: 0; June 17: 0.17; June 18: 0.16; June 19: 0.16; June 20: 0.16; June 21: 0.03; June 22: 0; June 23: 0; June 24: 0; September 1: 0; September 2: 0; September 3: 0; September 4: 0; September 5: 0; September 6: 0; September 7: 0; September 8: 0; September 9: 0; September 10: 0; September 11: 0; September 12: 0; September 13: 0; September 14: 0; September 15: 0; September 16: 0; September 17: 0.13; September 18: 0.13; September 19: 0.13; September 20: 0.12; September 21: 0.05; September 22: 0; September 23: 0; September 24: 0; October 1: 0; October 2: 0; October 3: 0; October 4: 0; October 5: 0; October 6: 0; October 7: 0; October 8: 0; October 9: 0; October 10: 0; October 11: 0; October 12: 0; October 13: 0; October 14: 0; October 15: 0; October 16: 0; October 17: 0.7; October 18: 0.63; October 19: 0.57; October 20: 0.54; October 21: 0.14; October 22: 0; October 23: 0; October 24: 0
PGEB_2_PDRP78 | Leapfrog | PGE | [5 empty] | 0.22 | 0.21 | [5 empty] | June 1: 0; June 2: 0; June 3: 0; June 4: 0; June 5: 0; June 6: 0; June 7: 0; June 8: 0; June 9: 0; June 10: 0; June 11: 0; June 12: 0; June 13: 0; June 14: 0; June 15: 0; June 16: 0; June 17: 0.24; June 18: 0.22; June 19: 0.23; June 20: 0.22; June 21: 0.04; June 22: 0; June 23: 0; June 24: 0; July 1: 0; July 2: 0; July 3: 0; July 4: 0; July 5: 0; July 6: 0; July 7: 0; July 8: 0; July 9: 0; July 10: 0; July 11: 0; July 12: 0; July 13: 0; July 14: 0; July 15: 0; July 16: 0; July 17: 0.21; July 18: 0.19; July 19: 0.19; July 20: 0.17; July 21: 0.03; July 22: 0; July 23: 0; July 24: 0
PGF1_2_PDRP60 | Leapfrog | PGE | [5 empty] | 0.17 | 0.17 | [5 empty] | June 1: 0; June 2: 0; June 3: 0; June 4: 0; June 5: 0; June 6: 0; June 7: 0; June 8: 0; June 9: 0; June 10: 0; June 11: 0; June 12: 0; June 13: 0; June 14: 0; June 15: 0; June 16: 0; June 17: 0.19; June 18: 0.17; June 19: 0.17; June 20: 0.17; June 21: 0.03; June 22: 0; June 23: 0; June 24: 0; July 1: 0; July 2: 0; July 3: 0; July 4: 0; July 5: 0; July 6: 0; July 7: 0; July 8: 0; July 9: 0; July 10: 0; July 11: 0; July 12: 0; July 13: 0; July 14: 0; July 15: 0; July 16: 0; July 17: 0.17; July 18: 0.15; July 19: 0.16; July 20: 0.13; July 21: 0.03; July 22: 0; July 23: 0; July 24: 0
PGF1_2_PDRP66 | Leapfrog | PGE | [5 empty] | 0.12 | 0.56 | [5 empty] | June 1: 0; June 2: 0; June 3: 0; June 4: 0; June 5: 0; June 6: 0; June 7: 0; June 8: 0; June 9: 0; June 10: 0; June 11: 0; June 12: 0; June 13: 0; June 14: 0; June 15: 0; June 16: 0; June 17: 0.13; June 18: 0.12; June 19: 0.12; June 20: 0.12; June 21: 0.02; June 22: 0; June 23: 0; June 24: 0; July 1: 0; July 2: 0; July 3: 0; July 4: 0; July 5: 0; July 6: 0; July 7: 0; July 8: 0; July 9: 0; July 10: 0; July 11: 0; July 12: 0; July 13: 0; July 14: 0; July 15: 0; July 16: 0; July 17: 0.56; July 18: 0.5; July 19: 0.52; July 20: 0.44; July 21: 0.08; July 22: 0; July 23: 0; July 24: 0
PGF1_2_PDRP82 | Leapfrog | PGE | [5 empty] | 0.14 | 0.13 | 0.19 | 0.1 |  |  |  | June 1: 0; June 2: 0; June 3: 0; June 4: 0; June 5: 0; June 6: 0; June 7: 0; June 8: 0; June 9: 0; June 10: 0; June 11: 0; June 12: 0; June 13: 0; June 14: 0; June 15: 0; June 16: 0; June 17: 0.15; June 18: 0.14; June 19: 0.14; June 20: 0.14; June 21: 0.03; June 22: 0; June 23: 0; June 24: 0; July 1: 0; July 2: 0; July 3: 0; July 4: 0; July 5: 0; July 6: 0; July 7: 0; July 8: 0; July 9: 0; July 10: 0; July 11: 0; July 12: 0; July 13: 0; July 14: 0; July 15: 0; July 16: 0; July 17: 0.13; July 18: 0.12; July 19: 0.12; July 20: 0.1; July 21: 0.02; July 22: 0; July 23: 0; July 24: 0; August 1: 0; August 2: 0; August 3: 0; August 4: 0; August 5: 0; August 6: 0; August 7: 0; August 8: 0; August 9: 0; August 10: 0; August 11: 0; August 12: 0; August 13: 0; August 14: 0; August 15: 0; August 16: 0; August 17: 0.23; August 18: 0.19; August 19: 0.18; August 20: 0.16; August 21: 0.04; August 22: 0; August 23: 0; August 24: 0; September 1: 0; September 2: 0; September 3: 0; September 4: 0; September 5: 0; September 6: 0; September 7: 0; September 8: 0; September 9: 0; September 10: 0; September 11: 0; September 12: 0; September 13: 0; September 14: 0; September 15: 0; September 16: 0; September 17: 0.1; September 18: 0.1; September 19: 0.1; September 20: 0.09; September 21: 0.04; September 22: 0; September 23: 0; September 24: 0
PGF1_2_PDRP86 | Leapfrog | PGE | [5 empty] | 0.31 | 0.62 | 0.58 | 0.36 | 0.11 |  |  | June 1: 0; June 2: 0; June 3: 0; June 4: 0; June 5: 0; June 6: 0; June 7: 0; June 8: 0; June 9: 0; June 10: 0; June 11: 0; June 12: 0; June 13: 0; June 14: 0; June 15: 0; June 16: 0; June 17: 0.34; June 18: 0.31; June 19: 0.32; June 20: 0.3; June 21: 0.06; June 22: 0; June 23: 0; June 24: 0; July 1: 0; July 2: 0; July 3: 0; July 4: 0; July 5: 0; July 6: 0; July 7: 0; July 8: 0; July 9: 0; July 10: 0; July 11: 0; July 12: 0; July 13: 0; July 14: 0; July 15: 0; July 16: 0; July 17: 0.62; July 18: 0.56; July 19: 0.57; July 20: 0.49; July 21: 0.09; July 22: 0; July 23: 0; July 24: 0; August 1: 0; August 2: 0; August 3: 0; August 4: 0; August 5: 0; August 6: 0; August 7: 0; August 8: 0; August 9: 0; August 10: 0; August 11: 0; August 12: 0; August 13: 0; August 14: 0; August 15: 0; August 16: 0; August 17: 0.69; August 18: 0.58; August 19: 0.54; August 20: 0.48; August 21: 0.14; August 22: 0; August 23: 0; August 24: 0; September 1: 0; September 2: 0; September 3: 0; September 4: 0; September 5: 0; September 6: 0; September 7: 0; September 8: 0; September 9: 0; September 10: 0; September 11: 0; September 12: 0; September 13: 0; September 14: 0; September 15: 0; September 16: 0; September 17: 0.36; September 18: 0.36; September 19: 0.35; September 20: 0.32; September 21: 0.13; September 22: 0; September 23: 0; September 24: 0; October 1: 0; October 2: 0; October 3: 0; October 4: 0; October 5: 0; October 6: 0; October 7: 0; October 8: 0; October 9: 0; October 10: 0; October 11: 0; October 12: 0; October 13: 0; October 14: 0; October 15: 0; October 16: 0; October 17: 0.12; October 18: 0.11; October 19: 0.1; October 20: 0.09; October 21: 0.02; October 22: 0; October 23: 0; October 24: 0
PGF1_2_PDRP97 | Leapfrog | PGE | [5 empty] | 0.41 | 0.6 | 0.63 |  |  |  |  | June 1: 0; June 2: 0; June 3: 0; June 4: 0; June 5: 0; June 6: 0; June 7: 0; June 8: 0; June 9: 0; June 10: 0; June 11: 0; June 12: 0; June 13: 0; June 14: 0; June 15: 0; June 16: 0; June 17: 0.45; June 18: 0.41; June 19: 0.42; June 20: 0.4; June 21: 0.08; June 22: 0; June 23: 0; June 24: 0; July 1: 0; July 2: 0; July 3: 0; July 4: 0; July 5: 0; July 6: 0; July 7: 0; July 8: 0; July 9: 0; July 10: 0; July 11: 0; July 12: 0; July 13: 0; July 14: 0; July 15: 0; July 16: 0; July 17: 0.6; July 18: 0.54; July 19: 0.55; July 20: 0.47; July 21: 0.09; July 22: 0; July 23: 0; July 24: 0; August 1: 0; August 2: 0; August 3: 0; August 4: 0; August 5: 0; August 6: 0; August 7: 0; August 8: 0; August 9: 0; August 10: 0; August 11: 0; August 12: 0; August 13: 0; August 14: 0; August 15: 0; August 16: 0; August 17: 0.75; August 18: 0.63; August 19: 0.59; August 20: 0.52; August 21: 0.15; August 22: 0; August 23: 0; August 24: 0
PGFG_1_PDRP24 | Leapfrog | PGE | [5 empty] | 0.27 | 0.11 | 0.29 | 0.12 |  |  |  | June 1: 0; June 2: 0; June 3: 0; June 4: 0; June 5: 0; June 6: 0; June 7: 0; June 8: 0; June 9: 0; June 10: 0; June 11: 0; June 12: 0; June 13: 0; June 14: 0; June 15: 0; June 16: 0; June 17: 0.29; June 18: 0.27; June 19: 0.28; June 20: 0.26; June 21: 0.05; June 22: 0; June 23: 0; June 24: 0; July 1: 0; July 2: 0; July 3: 0; July 4: 0; July 5: 0; July 6: 0; July 7: 0; July 8: 0; July 9: 0; July 10: 0; July 11: 0; July 12: 0; July 13: 0; July 14: 0; July 15: 0; July 16: 0; July 17: 0.11; July 18: 0.1; July 19: 0.1; July 20: 0.09; July 21: 0.02; July 22: 0; July 23: 0; July 24: 0; August 1: 0; August 2: 0; August 3: 0; August 4: 0; August 5: 0; August 6: 0; August 7: 0; August 8: 0; August 9: 0; August 10: 0; August 11: 0; August 12: 0; August 13: 0; August 14: 0; August 15: 0; August 16: 0; August 17: 0.35; August 18: 0.29; August 19: 0.27; August 20: 0.24; August 21: 0.07; August 22: 0; August 23: 0; August 24: 0; September 1: 0; September 2: 0; September 3: 0; September 4: 0; September 5: 0; September 6: 0; September 7: 0; September 8: 0; September 9: 0; September 10: 0; September 11: 0; September 12: 0; September 13: 0; September 14: 0; September 15: 0; September 16: 0; September 17: 0.12; September 18: 0.12; September 19: 0.12; September 20: 0.11; September 21: 0.04; September 22: 0; September 23: 0; September 24: 0
PGHB_6_PDRP11 | Leapfrog | PGE | [5 empty] | 0.14 | 0.11 | 0.17 | 0.18 |  |  |  | June 1: 0; June 2: 0; June 3: 0; June 4: 0; June 5: 0; June 6: 0; June 7: 0; June 8: 0; June 9: 0; June 10: 0; June 11: 0; June 12: 0; June 13: 0; June 14: 0; June 15: 0; June 16: 0; June 17: 0.15; June 18: 0.14; June 19: 0.14; June 20: 0.14; June 21: 0.03; June 22: 0; June 23: 0; June 24: 0; July 1: 0; July 2: 0; July 3: 0; July 4: 0; July 5: 0; July 6: 0; July 7: 0; July 8: 0; July 9: 0; July 10: 0; July 11: 0; July 12: 0; July 13: 0; July 14: 0; July 15: 0; July 16: 0; July 17: 0.11; July 18: 0.1; July 19: 0.1; July 20: 0.09; July 21: 0.02; July 22: 0; July 23: 0; July 24: 0; August 1: 0; August 2: 0; August 3: 0; August 4: 0; August 5: 0; August 6: 0; August 7: 0; August 8: 0; August 9: 0; August 10: 0; August 11: 0; August 12: 0; August 13: 0; August 14: 0; August 15: 0; August 16: 0; August 17: 0.2; August 18: 0.17; August 19: 0.16; August 20: 0.14; August 21: 0.04; August 22: 0; August 23: 0; August 24: 0; September 1: 0; September 2: 0; September 3: 0; September 4: 0; September 5: 0; September 6: 0; September 7: 0; September 8: 0; September 9: 0; September 10: 0; September 11: 0; September 12: 0; September 13: 0; September 14: 0; September 15: 0; September 16: 0; September 17: 0.18; September 18: 0.18; September 19: 0.17; September 20: 0.16; September 21: 0.07; September 22: 0; September 23: 0; September 24: 0
PGKN_2_PDRP36 | Leapfrog | PGE | [5 empty] | 0.46 |  |  |  | 0.24 |  |  | June 1: 0; June 2: 0; June 3: 0; June 4: 0; June 5: 0; June 6: 0; June 7: 0; June 8: 0; June 9: 0; June 10: 0; June 11: 0; June 12: 0; June 13: 0; June 14: 0; June 15: 0; June 16: 0; June 17: 0.5; June 18: 0.46; June 19: 0.47; June 20: 0.45; June 21: 0.09; June 22: 0; June 23: 0; June 24: 0; October 1: 0; October 2: 0; October 3: 0; October 4: 0; October 5: 0; October 6: 0; October 7: 0; October 8: 0; October 9: 0; October 10: 0; October 11: 0; October 12: 0; October 13: 0; October 14: 0; October 15: 0; October 16: 0; October 17: 0.27; October 18: 0.24; October 19: 0.22; October 20: 0.21; October 21: 0.05; October 22: 0; October 23: 0; October 24: 0
PGKN_2_PDRP41 | Leapfrog | PGE | [5 empty] | 0.13 |  |  | 0.28 | 0.45 |  |  | June 1: 0; June 2: 0; June 3: 0; June 4: 0; June 5: 0; June 6: 0; June 7: 0; June 8: 0; June 9: 0; June 10: 0; June 11: 0; June 12: 0; June 13: 0; June 14: 0; June 15: 0; June 16: 0; June 17: 0.14; June 18: 0.13; June 19: 0.13; June 20: 0.13; June 21: 0.03; June 22: 0; June 23: 0; June 24: 0; September 1: 0; September 2: 0; September 3: 0; September 4: 0; September 5: 0; September 6: 0; September 7: 0; September 8: 0; September 9: 0; September 10: 0; September 11: 0; September 12: 0; September 13: 0; September 14: 0; September 15: 0; September 16: 0; September 17: 0.28; September 18: 0.28; September 19: 0.27; September 20: 0.25; September 21: 0.1; September 22: 0; September 23: 0; September 24: 0; October 1: 0; October 2: 0; October 3: 0; October 4: 0; October 5: 0; October 6: 0; October 7: 0; October 8: 0; October 9: 0; October 10: 0; October 11: 0; October 12: 0; October 13: 0; October 14: 0; October 15: 0; October 16: 0; October 17: 0.5; October 18: 0.45; October 19: 0.4; October 20: 0.38; October 21: 0.1; October 22: 0; October 23: 0; October 24: 0
PGNB_2_PDRP32 | Leapfrog | PGE | [5 empty] | 0.27 | [6 empty] | June 1: 0; June 2: 0; June 3: 0; June 4: 0; June 5: 0; June 6: 0; June 7: 0; June 8: 0; June 9: 0; June 10: 0; June 11: 0; June 12: 0; June 13: 0; June 14: 0; June 15: 0; June 16: 0; June 17: 0.29; June 18: 0.27; June 19: 0.28; June 20: 0.26; June 21: 0.05; June 22: 0; June 23: 0; June 24: 0
PGNB_2_PDRP33 | Leapfrog | PGE | [5 empty] | 0.15 |  |  | 0.19 | 0.17 |  |  | June 1: 0; June 2: 0; June 3: 0; June 4: 0; June 5: 0; June 6: 0; June 7: 0; June 8: 0; June 9: 0; June 10: 0; June 11: 0; June 12: 0; June 13: 0; June 14: 0; June 15: 0; June 16: 0; June 17: 0.16; June 18: 0.15; June 19: 0.15; June 20: 0.15; June 21: 0.03; June 22: 0; June 23: 0; June 24: 0; September 1: 0; September 2: 0; September 3: 0; September 4: 0; September 5: 0; September 6: 0; September 7: 0; September 8: 0; September 9: 0; September 10: 0; September 11: 0; September 12: 0; September 13: 0; September 14: 0; September 15: 0; September 16: 0; September 17: 0.19; September 18: 0.19; September 19: 0.18; September 20: 0.17; September 21: 0.07; September 22: 0; September 23: 0; September 24: 0; October 1: 0; October 2: 0; October 3: 0; October 4: 0; October 5: 0; October 6: 0; October 7: 0; October 8: 0; October 9: 0; October 10: 0; October 11: 0; October 12: 0; October 13: 0; October 14: 0; October 15: 0; October 16: 0; October 17: 0.19; October 18: 0.17; October 19: 0.15; October 20: 0.15; October 21: 0.04; October 22: 0; October 23: 0; October 24: 0
PGNC_1_PDRP21 | Leapfrog | PGE | [5 empty] | 0.14 | 0.14 | [5 empty] | June 1: 0; June 2: 0; June 3: 0; June 4: 0; June 5: 0; June 6: 0; June 7: 0; June 8: 0; June 9: 0; June 10: 0; June 11: 0; June 12: 0; June 13: 0; June 14: 0; June 15: 0; June 16: 0; June 17: 0.15; June 18: 0.14; June 19: 0.14; June 20: 0.14; June 21: 0.03; June 22: 0; June 23: 0; June 24: 0; July 1: 0; July 2: 0; July 3: 0; July 4: 0; July 5: 0; July 6: 0; July 7: 0; July 8: 0; July 9: 0; July 10: 0; July 11: 0; July 12: 0; July 13: 0; July 14: 0; July 15: 0; July 16: 0; July 17: 0.14; July 18: 0.13; July 19: 0.13; July 20: 0.11; July 21: 0.02; July 22: 0; July 23: 0; July 24: 0
PGNP_2_PDRP40 | Leapfrog | PGE | [5 empty] | 0.3 | 0.23 | 0.47 | 0.72 |  |  |  | June 1: 0; June 2: 0; June 3: 0; June 4: 0; June 5: 0; June 6: 0; June 7: 0; June 8: 0; June 9: 0; June 10: 0; June 11: 0; June 12: 0; June 13: 0; June 14: 0; June 15: 0; June 16: 0; June 17: 0.33; June 18: 0.3; June 19: 0.31; June 20: 0.29; June 21: 0.06; June 22: 0; June 23: 0; June 24: 0; July 1: 0; July 2: 0; July 3: 0; July 4: 0; July 5: 0; July 6: 0; July 7: 0; July 8: 0; July 9: 0; July 10: 0; July 11: 0; July 12: 0; July 13: 0; July 14: 0; July 15: 0; July 16: 0; July 17: 0.23; July 18: 0.21; July 19: 0.21; July 20: 0.18; July 21: 0.03; July 22: 0; July 23: 0; July 24: 0; August 1: 0; August 2: 0; August 3: 0; August 4: 0; August 5: 0; August 6: 0; August 7: 0; August 8: 0; August 9: 0; August 10: 0; August 11: 0; August 12: 0; August 13: 0; August 14: 0; August 15: 0; August 16: 0; August 17: 0.56; August 18: 0.47; August 19: 0.44; August 20: 0.39; August 21: 0.11; August 22: 0; August 23: 0; August 24: 0; September 1: 0; September 2: 0; September 3: 0; September 4: 0; September 5: 0; September 6: 0; September 7: 0; September 8: 0; September 9: 0; September 10: 0; September 11: 0; September 12: 0; September 13: 0; September 14: 0; September 15: 0; September 16: 0; September 17: 0.72; September 18: 0.72; September 19: 0.7; September 20: 0.64; September 21: 0.27; September 22: 0; September 23: 0; September 24: 0
PGP2_2_PDRP68 | Leapfrog | PGE | [5 empty] | 0.2 | 0.1 | [5 empty] | June 1: 0; June 2: 0; June 3: 0; June 4: 0; June 5: 0; June 6: 0; June 7: 0; June 8: 0; June 9: 0; June 10: 0; June 11: 0; June 12: 0; June 13: 0; June 14: 0; June 15: 0; June 16: 0; June 17: 0.22; June 18: 0.2; June 19: 0.21; June 20: 0.2; June 21: 0.04; June 22: 0; June 23: 0; June 24: 0; July 1: 0; July 2: 0; July 3: 0; July 4: 0; July 5: 0; July 6: 0; July 7: 0; July 8: 0; July 9: 0; July 10: 0; July 11: 0; July 12: 0; July 13: 0; July 14: 0; July 15: 0; July 16: 0; July 17: 0.1; July 18: 0.09; July 19: 0.09; July 20: 0.08; July 21: 0.01; July 22: 0; July 23: 0; July 24: 0
PGSB_1_PDRP78 | Leapfrog | PGE | [5 empty] | 0.1 | 0.55 | [5 empty] | June 1: 0; June 2: 0; June 3: 0; June 4: 0; June 5: 0; June 6: 0; June 7: 0; June 8: 0; June 9: 0; June 10: 0; June 11: 0; June 12: 0; June 13: 0; June 14: 0; June 15: 0; June 16: 0; June 17: 0.11; June 18: 0.1; June 19: 0.1; June 20: 0.1; June 21: 0.02; June 22: 0; June 23: 0; June 24: 0; July 1: 0; July 2: 0; July 3: 0; July 4: 0; July 5: 0; July 6: 0; July 7: 0; July 8: 0; July 9: 0; July 10: 0; July 11: 0; July 12: 0; July 13: 0; July 14: 0; July 15: 0; July 16: 0; July 17: 0.55; July 18: 0.49; July 19: 0.51; July 20: 0.43; July 21: 0.08; July 22: 0; July 23: 0; July 24: 0
PGSF_2_PDRP34 | Leapfrog | PGE | [5 empty] | 0.18 | [6 empty] | June 1: 0; June 2: 0; June 3: 0; June 4: 0; June 5: 0; June 6: 0; June 7: 0; June 8: 0; June 9: 0; June 10: 0; June 11: 0; June 12: 0; June 13: 0; June 14: 0; June 15: 0; June 16: 0; June 17: 0.2; June 18: 0.18; June 19: 0.18; June 20: 0.18; June 21: 0.04; June 22: 0; June 23: 0; June 24: 0
PGSF_2_PDRP35 | Leapfrog | PGE | [5 empty] | 0.21 |  | 0.18 |  |  |  |  | June 1: 0; June 2: 0; June 3: 0; June 4: 0; June 5: 0; June 6: 0; June 7: 0; June 8: 0; June 9: 0; June 10: 0; June 11: 0; June 12: 0; June 13: 0; June 14: 0; June 15: 0; June 16: 0; June 17: 0.23; June 18: 0.21; June 19: 0.22; June 20: 0.21; June 21: 0.04; June 22: 0; June 23: 0; June 24: 0; August 1: 0; August 2: 0; August 3: 0; August 4: 0; August 5: 0; August 6: 0; August 7: 0; August 8: 0; August 9: 0; August 10: 0; August 11: 0; August 12: 0; August 13: 0; August 14: 0; August 15: 0; August 16: 0; August 17: 0.22; August 18: 0.18; August 19: 0.17; August 20: 0.15; August 21: 0.04; August 22: 0; August 23: 0; August 24: 0
PGSF_2_PDRP38 | Leapfrog | PGE | [5 empty] | 0.13 |  |  |  | 0.12 |  |  | June 1: 0; June 2: 0; June 3: 0; June 4: 0; June 5: 0; June 6: 0; June 7: 0; June 8: 0; June 9: 0; June 10: 0; June 11: 0; June 12: 0; June 13: 0; June 14: 0; June 15: 0; June 16: 0; June 17: 0.14; June 18: 0.13; June 19: 0.13; June 20: 0.13; June 21: 0.03; June 22: 0; June 23: 0; June 24: 0; October 1: 0; October 2: 0; October 3: 0; October 4: 0; October 5: 0; October 6: 0; October 7: 0; October 8: 0; October 9: 0; October 10: 0; October 11: 0; October 12: 0; October 13: 0; October 14: 0; October 15: 0; October 16: 0; October 17: 0.13; October 18: 0.12; October 19: 0.11; October 20: 0.1; October 21: 0.03; October 22: 0; October 23: 0; October 24: 0
PGSI_1_PDRP33 | Leapfrog | PGE | [5 empty] | 0.6 | 0.15 | 0.16 |  |  |  |  | June 1: 0; June 2: 0; June 3: 0; June 4: 0; June 5: 0; June 6: 0; June 7: 0; June 8: 0; June 9: 0; June 10: 0; June 11: 0; June 12: 0; June 13: 0; June 14: 0; June 15: 0; June 16: 0; June 17: 0.65; June 18: 0.6; June 19: 0.62; June 20: 0.59; June 21: 0.12; June 22: 0; June 23: 0; June 24: 0; July 1: 0; July 2: 0; July 3: 0; July 4: 0; July 5: 0; July 6: 0; July 7: 0; July 8: 0; July 9: 0; July 10: 0; July 11: 0; July 12: 0; July 13: 0; July 14: 0; July 15: 0; July 16: 0; July 17: 0.15; July 18: 0.13; July 19: 0.14; July 20: 0.12; July 21: 0.02; July 22: 0; July 23: 0; July 24: 0; August 1: 0; August 2: 0; August 3: 0; August 4: 0; August 5: 0; August 6: 0; August 7: 0; August 8: 0; August 9: 0; August 10: 0; August 11: 0; August 12: 0; August 13: 0; August 14: 0; August 15: 0; August 16: 0; August 17: 0.19; August 18: 0.16; August 19: 0.15; August 20: 0.13; August 21: 0.04; August 22: 0; August 23: 0; August 24: 0
PGSI_1_PDRP59 | Voltus | PGE | [5 empty] | 1.07 | 0.21 | 0.53 | 0.3 |  |  |  | June 1: 0; June 2: 0; June 3: 0; June 4: 0; June 5: 0; June 6: 0; June 7: 0; June 8: 0; June 9: 0; June 10: 0; June 11: 0; June 12: 0; June 13: 0; June 14: 0; June 15: 0; June 16: 0; June 17: 1.07; June 18: 1.07; June 19: 1.09; June 20: 0.98; June 21: 0; June 22: 0; June 23: 0; June 24: 0; July 1: 0; July 2: 0; July 3: 0; July 4: 0; July 5: 0; July 6: 0; July 7: 0; July 8: 0; July 9: 0; July 10: 0; July 11: 0; July 12: 0; July 13: 0; July 14: 0; July 15: 0; July 16: 0; July 17: 0.21; July 18: 0.22; July 19: 0.22; July 20: 0.2; July 21: 0; July 22: 0; July 23: 0; July 24: 0; August 1: 0; August 2: 0; August 3: 0; August 4: 0; August 5: 0; August 6: 0; August 7: 0; August 8: 0; August 9: 0; August 10: 0; August 11: 0; August 12: 0; August 13: 0; August 14: 0; August 15: 0; August 16: 0; August 17: 0.51; August 18: 0.53; August 19: 0.49; August 20: 0.46; August 21: 0; August 22: 0; August 23: 0; August 24: 0; September 1: 0; September 2: 0; September 3: 0; September 4: 0; September 5: 0; September 6: 0; September 7: 0; September 8: 0; September 9: 0; September 10: 0; September 11: 0; September 12: 0; September 13: 0; September 14: 0; September 15: 0; September 16: 0; September 17: 0.3; September 18: 0.31; September 19: 0.31; September 20: 0.29; September 21: 0; September 22: 0; September 23: 0; September 24: 0
PGZP_2_PDRP30 | Leapfrog | PGE | [5 empty] | 0.11 |  |  | 0.18 | 0.1 |  |  | June 1: 0; June 2: 0; June 3: 0; June 4: 0; June 5: 0; June 6: 0; June 7: 0; June 8: 0; June 9: 0; June 10: 0; June 11: 0; June 12: 0; June 13: 0; June 14: 0; June 15: 0; June 16: 0; June 17: 0.12; June 18: 0.11; June 19: 0.11; June 20: 0.11; June 21: 0.02; June 22: 0; June 23: 0; June 24: 0; September 1: 0; September 2: 0; September 3: 0; September 4: 0; September 5: 0; September 6: 0; September 7: 0; September 8: 0; September 9: 0; September 10: 0; September 11: 0; September 12: 0; September 13: 0; September 14: 0; September 15: 0; September 16: 0; September 17: 0.18; September 18: 0.18; September 19: 0.17; September 20: 0.16; September 21: 0.07; September 22: 0; September 23: 0; September 24: 0; October 1: 0; October 2: 0; October 3: 0; October 4: 0; October 5: 0; October 6: 0; October 7: 0; October 8: 0; October 9: 0; October 10: 0; October 11: 0; October 12: 0; October 13: 0; October 14: 0; October 15: 0; October 16: 0; October 17: 0.11; October 18: 0.1; October 19: 0.09; October 20: 0.09; October 21: 0.02; October 22: 0; October 23: 0; October 24: 0
PGZP_2_PDRP34 | Leapfrog | PGE | [5 empty] | 0.38 | 0.1 | 0.18 | 0.14 |  |  |  | June 1: 0; June 2: 0; June 3: 0; June 4: 0; June 5: 0; June 6: 0; June 7: 0; June 8: 0; June 9: 0; June 10: 0; June 11: 0; June 12: 0; June 13: 0; June 14: 0; June 15: 0; June 16: 0; June 17: 0.41; June 18: 0.38; June 19: 0.39; June 20: 0.37; June 21: 0.07; June 22: 0; June 23: 0; June 24: 0; July 1: 0; July 2: 0; July 3: 0; July 4: 0; July 5: 0; July 6: 0; July 7: 0; July 8: 0; July 9: 0; July 10: 0; July 11: 0; July 12: 0; July 13: 0; July 14: 0; July 15: 0; July 16: 0; July 17: 0.1; July 18: 0.09; July 19: 0.09; July 20: 0.08; July 21: 0.01; July 22: 0; July 23: 0; July 24: 0; August 1: 0; August 2: 0; August 3: 0; August 4: 0; August 5: 0; August 6: 0; August 7: 0; August 8: 0; August 9: 0; August 10: 0; August 11: 0; August 12: 0; August 13: 0; August 14: 0; August 15: 0; August 16: 0; August 17: 0.22; August 18: 0.18; August 19: 0.17; August 20: 0.15; August 21: 0.04; August 22: 0; August 23: 0; August 24: 0; September 1: 0; September 2: 0; September 3: 0; September 4: 0; September 5: 0; September 6: 0; September 7: 0; September 8: 0; September 9: 0; September 10: 0; September 11: 0; September 12: 0; September 13: 0; September 14: 0; September 15: 0; September 16: 0; September 17: 0.14; September 18: 0.14; September 19: 0.14; September 20: 0.12; September 21: 0.05; September 22: 0; September 23: 0; September 24: 0
PGZP_2_PDRP35 | Leapfrog | PGE | [5 empty] | 0.51 | 0.53 | 0.51 | 0.14 |  |  |  | June 1: 0; June 2: 0; June 3: 0; June 4: 0; June 5: 0; June 6: 0; June 7: 0; June 8: 0; June 9: 0; June 10: 0; June 11: 0; June 12: 0; June 13: 0; June 14: 0; June 15: 0; June 16: 0; June 17: 0.56; June 18: 0.51; June 19: 0.52; June 20: 0.5; June 21: 0.1; June 22: 0; June 23: 0; June 24: 0; July 1: 0; July 2: 0; July 3: 0; July 4: 0; July 5: 0; July 6: 0; July 7: 0; July 8: 0; July 9: 0; July 10: 0; July 11: 0; July 12: 0; July 13: 0; July 14: 0; July 15: 0; July 16: 0; July 17: 0.53; July 18: 0.47; July 19: 0.49; July 20: 0.42; July 21: 0.08; July 22: 0; July 23: 0; July 24: 0; August 1: 0; August 2: 0; August 3: 0; August 4: 0; August 5: 0; August 6: 0; August 7: 0; August 8: 0; August 9: 0; August 10: 0; August 11: 0; August 12: 0; August 13: 0; August 14: 0; August 15: 0; August 16: 0; August 17: 0.61; August 18: 0.51; August 19: 0.48; August 20: 0.42; August 21: 0.12; August 22: 0; August 23: 0; August 24: 0; September 1: 0; September 2: 0; September 3: 0; September 4: 0; September 5: 0; September 6: 0; September 7: 0; September 8: 0; September 9: 0; September 10: 0; September 11: 0; September 12: 0; September 13: 0; September 14: 0; September 15: 0; September 16: 0; September 17: 0.14; September 18: 0.14; September 19: 0.14; September 20: 0.12; September 21: 0.05; September 22: 0; September 23: 0; September 24: 0
PGZP_2_PDRP45 | Voltus | PGE | [5 empty] | 1.07 | 3.95 | 3.95 | 4.69 |  |  |  | June 1: 0; June 2: 0; June 3: 0; June 4: 0; June 5: 0; June 6: 0; June 7: 0; June 8: 0; June 9: 0; June 10: 0; June 11: 0; June 12: 0; June 13: 0; June 14: 0; June 15: 0; June 16: 0; June 17: 1.07; June 18: 1.07; June 19: 1.09; June 20: 0.98; June 21: 0; June 22: 0; June 23: 0; June 24: 0; July 1: 0; July 2: 0; July 3: 0; July 4: 0; July 5: 0; July 6: 0; July 7: 0; July 8: 0; July 9: 0; July 10: 0; July 11: 0; July 12: 0; July 13: 0; July 14: 0; July 15: 0; July 16: 0; July 17: 3.95; July 18: 4.12; July 19: 4.05; July 20: 3.84; July 21: 0; July 22: 0; July 23: 0; July 24: 0; August 1: 0; August 2: 0; August 3: 0; August 4: 0; August 5: 0; August 6: 0; August 7: 0; August 8: 0; August 9: 0; August 10: 0; August 11: 0; August 12: 0; August 13: 0; August 14: 0; August 15: 0; August 16: 0; August 17: 3.78; August 18: 3.95; August 19: 3.65; August 20: 3.4; August 21: 0; August 22: 0; August 23: 0; August 24: 0; September 1: 0; September 2: 0; September 3: 0; September 4: 0; September 5: 0; September 6: 0; September 7: 0; September 8: 0; September 9: 0; September 10: 0; September 11: 0; September 12: 0; September 13: 0; September 14: 0; September 15: 0; September 16: 0; September 17: 4.69; September 18: 4.88; September 19: 4.81; September 20: 4.54; September 21: 0; September 22: 0; September 23: 0; September 24: 0
SCEN_6_PDRP93 | Leapfrog | SCE | [5 empty] | 0.52 | 0.46 | 0.14 | 0.51 | 0.16 |  |  | June 1: 0; June 2: 0; June 3: 0; June 4: 0; June 5: 0; June 6: 0; June 7: 0; June 8: 0; June 9: 0; June 10: 0; June 11: 0; June 12: 0; June 13: 0; June 14: 0; June 15: 0; June 16: 0; June 17: 0.57; June 18: 0.52; June 19: 0.53; June 20: 0.51; June 21: 0.1; June 22: 0; June 23: 0; June 24: 0; July 1: 0; July 2: 0; July 3: 0; July 4: 0; July 5: 0; July 6: 0; July 7: 0; July 8: 0; July 9: 0; July 10: 0; July 11: 0; July 12: 0; July 13: 0; July 14: 0; July 15: 0; July 16: 0; July 17: 0.46; July 18: 0.41; July 19: 0.43; July 20: 0.37; July 21: 0.08; July 22: 0; July 23: 0; July 24: 0; August 1: 0; August 2: 0; August 3: 0; August 4: 0; August 5: 0; August 6: 0; August 7: 0; August 8: 0; August 9: 0; August 10: 0; August 11: 0; August 12: 0; August 13: 0; August 14: 0; August 15: 0; August 16: 0; August 17: 0.17; August 18: 0.14; August 19: 0.13; August 20: 0.12; August 21: 0.04; August 22: 0; August 23: 0; August 24: 0; September 1: 0; September 2: 0; September 3: 0; September 4: 0; September 5: 0; September 6: 0; September 7: 0; September 8: 0; September 9: 0; September 10: 0; September 11: 0; September 12: 0; September 13: 0; September 14: 0; September 15: 0; September 16: 0; September 17: 0.51; September 18: 0.5; September 19: 0.48; September 20: 0.45; September 21: 0.17; September 22: 0; September 23: 0; September 24: 0; October 1: 0; October 2: 0; October 3: 0; October 4: 0; October 5: 0; October 6: 0; October 7: 0; October 8: 0; October 9: 0; October 10: 0; October 11: 0; October 12: 0; October 13: 0; October 14: 0; October 15: 0; October 16: 0; October 17: 0.18; October 18: 0.16; October 19: 0.14; October 20: 0.13; October 21: 0.02; October 22: 0; October 23: 0; October 24: 0
SCHD_1_PDRP43 | Leapfrog | SCE | [5 empty] | 0.19 |  | 0.12 |  | 0.16 |  |  | June 1: 0; June 2: 0; June 3: 0; June 4: 0; June 5: 0; June 6: 0; June 7: 0; June 8: 0; June 9: 0; June 10: 0; June 11: 0; June 12: 0; June 13: 0; June 14: 0; June 15: 0; June 16: 0; June 17: 0.21; June 18: 0.19; June 19: 0.2; June 20: 0.19; June 21: 0.04; June 22: 0; June 23: 0; June 24: 0; August 1: 0; August 2: 0; August 3: 0; August 4: 0; August 5: 0; August 6: 0; August 7: 0; August 8: 0; August 9: 0; August 10: 0; August 11: 0; August 12: 0; August 13: 0; August 14: 0; August 15: 0; August 16: 0; August 17: 0.14; August 18: 0.12; August 19: 0.11; August 20: 0.1; August 21: 0.03; August 22: 0; August 23: 0; August 24: 0; October 1: 0; October 2: 0; October 3: 0; October 4: 0; October 5: 0; October 6: 0; October 7: 0; October 8: 0; October 9: 0; October 10: 0; October 11: 0; October 12: 0; October 13: 0; October 14: 0; October 15: 0; October 16: 0; October 17: 0.18; October 18: 0.16; October 19: 0.14; October 20: 0.13; October 21: 0.02; October 22: 0; October 23: 0; October 24: 0
SCHD_1_PDRP61 | Leapfrog | SCE | [5 empty] | 0.11 |  | 0.16 | 0.23 |  |  |  | June 1: 0; June 2: 0; June 3: 0; June 4: 0; June 5: 0; June 6: 0; June 7: 0; June 8: 0; June 9: 0; June 10: 0; June 11: 0; June 12: 0; June 13: 0; June 14: 0; June 15: 0; June 16: 0; June 17: 0.12; June 18: 0.11; June 19: 0.11; June 20: 0.11; June 21: 0.02; June 22: 0; June 23: 0; June 24: 0; August 1: 0; August 2: 0; August 3: 0; August 4: 0; August 5: 0; August 6: 0; August 7: 0; August 8: 0; August 9: 0; August 10: 0; August 11: 0; August 12: 0; August 13: 0; August 14: 0; August 15: 0; August 16: 0; August 17: 0.19; August 18: 0.16; August 19: 0.15; August 20: 0.13; August 21: 0.04; August 22: 0; August 23: 0; August 24: 0; September 1: 0; September 2: 0; September 3: 0; September 4: 0; September 5: 0; September 6: 0; September 7: 0; September 8: 0; September 9: 0; September 10: 0; September 11: 0; September 12: 0; September 13: 0; September 14: 0; September 15: 0; September 16: 0; September 17: 0.23; September 18: 0.23; September 19: 0.22; September 20: 0.2; September 21: 0.08; September 22: 0; September 23: 0; September 24: 0
SCNW_6_PDRP40 | Leapfrog | SCE | [5 empty] | 0.14 | 0.13 | 0.16 | 0.13 |  |  |  | June 1: 0; June 2: 0; June 3: 0; June 4: 0; June 5: 0; June 6: 0; June 7: 0; June 8: 0; June 9: 0; June 10: 0; June 11: 0; June 12: 0; June 13: 0; June 14: 0; June 15: 0; June 16: 0; June 17: 0.15; June 18: 0.14; June 19: 0.14; June 20: 0.14; June 21: 0.03; June 22: 0; June 23: 0; June 24: 0; July 1: 0; July 2: 0; July 3: 0; July 4: 0; July 5: 0; July 6: 0; July 7: 0; July 8: 0; July 9: 0; July 10: 0; July 11: 0; July 12: 0; July 13: 0; July 14: 0; July 15: 0; July 16: 0; July 17: 0.13; July 18: 0.12; July 19: 0.12; July 20: 0.1; July 21: 0.02; July 22: 0; July 23: 0; July 24: 0; August 1: 0; August 2: 0; August 3: 0; August 4: 0; August 5: 0; August 6: 0; August 7: 0; August 8: 0; August 9: 0; August 10: 0; August 11: 0; August 12: 0; August 13: 0; August 14: 0; August 15: 0; August 16: 0; August 17: 0.19; August 18: 0.16; August 19: 0.15; August 20: 0.13; August 21: 0.04; August 22: 0; August 23: 0; August 24: 0; September 1: 0; September 2: 0; September 3: 0; September 4: 0; September 5: 0; September 6: 0; September 7: 0; September 8: 0; September 9: 0; September 10: 0; September 11: 0; September 12: 0; September 13: 0; September 14: 0; September 15: 0; September 16: 0; September 17: 0.13; September 18: 0.13; September 19: 0.12; September 20: 0.11; September 21: 0.04; September 22: 0; September 23: 0; September 24: 0
SCNW_6_PDRP54 | Leapfrog | SCE | [5 empty] | 0.13 | 0.15 | [5 empty] | June 1: 0; June 2: 0; June 3: 0; June 4: 0; June 5: 0; June 6: 0; June 7: 0; June 8: 0; June 9: 0; June 10: 0; June 11: 0; June 12: 0; June 13: 0; June 14: 0; June 15: 0; June 16: 0; June 17: 0.14; June 18: 0.13; June 19: 0.13; June 20: 0.13; June 21: 0.03; June 22: 0; June 23: 0; June 24: 0; July 1: 0; July 2: 0; July 3: 0; July 4: 0; July 5: 0; July 6: 0; July 7: 0; July 8: 0; July 9: 0; July 10: 0; July 11: 0; July 12: 0; July 13: 0; July 14: 0; July 15: 0; July 16: 0; July 17: 0.15; July 18: 0.13; July 19: 0.14; July 20: 0.12; July 21: 0.03; July 22: 0; July 23: 0; July 24: 0
SCNW_6_PDRP63 | Leapfrog | SCE | [5 empty] | 0.55 | 0.57 |  | 0.6 |  |  |  | June 1: 0; June 2: 0; June 3: 0; June 4: 0; June 5: 0; June 6: 0; June 7: 0; June 8: 0; June 9: 0; June 10: 0; June 11: 0; June 12: 0; June 13: 0; June 14: 0; June 15: 0; June 16: 0; June 17: 0.6; June 18: 0.55; June 19: 0.56; June 20: 0.54; June 21: 0.11; June 22: 0; June 23: 0; June 24: 0; July 1: 0; July 2: 0; July 3: 0; July 4: 0; July 5: 0; July 6: 0; July 7: 0; July 8: 0; July 9: 0; July 10: 0; July 11: 0; July 12: 0; July 13: 0; July 14: 0; July 15: 0; July 16: 0; July 17: 0.57; July 18: 0.51; July 19: 0.54; July 20: 0.45; July 21: 0.1; July 22: 0; July 23: 0; July 24: 0; September 1: 0; September 2: 0; September 3: 0; September 4: 0; September 5: 0; September 6: 0; September 7: 0; September 8: 0; September 9: 0; September 10: 0; September 11: 0; September 12: 0; September 13: 0; September 14: 0; September 15: 0; September 16: 0; September 17: 0.6; September 18: 0.59; September 19: 0.57; September 20: 0.53; September 21: 0.2; September 22: 0; September 23: 0; September 24: 0
SCNW_6_PDRP65 | Leapfrog | SCE | [5 empty] | 0.32 | 0.32 | [5 empty] | June 1: 0; June 2: 0; June 3: 0; June 4: 0; June 5: 0; June 6: 0; June 7: 0; June 8: 0; June 9: 0; June 10: 0; June 11: 0; June 12: 0; June 13: 0; June 14: 0; June 15: 0; June 16: 0; June 17: 0.35; June 18: 0.32; June 19: 0.33; June 20: 0.31; June 21: 0.06; June 22: 0; June 23: 0; June 24: 0; July 1: 0; July 2: 0; July 3: 0; July 4: 0; July 5: 0; July 6: 0; July 7: 0; July 8: 0; July 9: 0; July 10: 0; July 11: 0; July 12: 0; July 13: 0; July 14: 0; July 15: 0; July 16: 0; July 17: 0.32; July 18: 0.29; July 19: 0.3; July 20: 0.25; July 21: 0.05; July 22: 0; July 23: 0; July 24: 0
SDG1_1_PDRP89 | Leapfrog | SDGE | [5 empty] | 0.2 |  | 0.23 |  | 0.1 |  |  | June 1: 0; June 2: 0; June 3: 0; June 4: 0; June 5: 0; June 6: 0; June 7: 0; June 8: 0; June 9: 0; June 10: 0; June 11: 0; June 12: 0; June 13: 0; June 14: 0; June 15: 0; June 16: 0; June 17: 0.19; June 18: 0.2; June 19: 0.2; June 20: 0.2; June 21: 0; June 22: 0; June 23: 0; June 24: 0; August 1: 0; August 2: 0; August 3: 0; August 4: 0; August 5: 0; August 6: 0; August 7: 0; August 8: 0; August 9: 0; August 10: 0; August 11: 0; August 12: 0; August 13: 0; August 14: 0; August 15: 0; August 16: 0; August 17: 0.27; August 18: 0.23; August 19: 0.21; August 20: 0.19; August 21: 0.04; August 22: 0; August 23: 0; August 24: 0; October 1: 0; October 2: 0; October 3: 0; October 4: 0; October 5: 0; October 6: 0; October 7: 0; October 8: 0; October 9: 0; October 10: 0; October 11: 0; October 12: 0; October 13: 0; October 14: 0; October 15: 0; October 16: 0; October 17: 0.11; October 18: 0.1; October 19: 0.09; October 20: 0.08; October 21: 0.01; October 22: 0; October 23: 0; October 24: 0
PGCC_1_PDRP60 | Voltus | PGE | [6 empty] | 0.11 | [5 empty] | July 1: 0; July 2: 0; July 3: 0; July 4: 0; July 5: 0; July 6: 0; July 7: 0; July 8: 0; July 9: 0; July 10: 0; July 11: 0; July 12: 0; July 13: 0; July 14: 0; July 15: 0; July 16: 0; July 17: 0.11; July 18: 0.11; July 19: 0.11; July 20: 0.11; July 21: 0; July 22: 0; July 23: 0; July 24: 0
PGEB_2_PDRP107 | Voltus | PGE | [6 empty] | 0.11 | [5 empty] | July 1: 0; July 2: 0; July 3: 0; July 4: 0; July 5: 0; July 6: 0; July 7: 0; July 8: 0; July 9: 0; July 10: 0; July 11: 0; July 12: 0; July 13: 0; July 14: 0; July 15: 0; July 16: 0; July 17: 0.11; July 18: 0.11; July 19: 0.11; July 20: 0.11; July 21: 0; July 22: 0; July 23: 0; July 24: 0
PGF1_2_PDRP120 | Voltus | PGE | [6 empty] | 0.11 | [5 empty] | July 1: 0; July 2: 0; July 3: 0; July 4: 0; July 5: 0; July 6: 0; July 7: 0; July 8: 0; July 9: 0; July 10: 0; July 11: 0; July 12: 0; July 13: 0; July 14: 0; July 15: 0; July 16: 0; July 17: 0.11; July 18: 0.11; July 19: 0.11; July 20: 0.11; July 21: 0; July 22: 0; July 23: 0; July 24: 0
PGFG_1_PDRP77 | Voltus | PGE | [6 empty] | 0.11 | [5 empty] | July 1: 0; July 2: 0; July 3: 0; July 4: 0; July 5: 0; July 6: 0; July 7: 0; July 8: 0; July 9: 0; July 10: 0; July 11: 0; July 12: 0; July 13: 0; July 14: 0; July 15: 0; July 16: 0; July 17: 0.11; July 18: 0.11; July 19: 0.11; July 20: 0.11; July 21: 0; July 22: 0; July 23: 0; July 24: 0
PGKN_2_PDRP59 | Voltus | PGE | [6 empty] | 0.11 | [5 empty] | July 1: 0; July 2: 0; July 3: 0; July 4: 0; July 5: 0; July 6: 0; July 7: 0; July 8: 0; July 9: 0; July 10: 0; July 11: 0; July 12: 0; July 13: 0; July 14: 0; July 15: 0; July 16: 0; July 17: 0.11; July 18: 0.11; July 19: 0.11; July 20: 0.11; July 21: 0; July 22: 0; July 23: 0; July 24: 0
PGNB_2_PDRP101 | Voltus | PGE | [6 empty] | 0.11 | [5 empty] | July 1: 0; July 2: 0; July 3: 0; July 4: 0; July 5: 0; July 6: 0; July 7: 0; July 8: 0; July 9: 0; July 10: 0; July 11: 0; July 12: 0; July 13: 0; July 14: 0; July 15: 0; July 16: 0; July 17: 0.11; July 18: 0.11; July 19: 0.11; July 20: 0.11; July 21: 0; July 22: 0; July 23: 0; July 24: 0
PGNP_2_PDRP60 | Voltus | PGE | [6 empty] | 0.11 | [5 empty] | July 1: 0; July 2: 0; July 3: 0; July 4: 0; July 5: 0; July 6: 0; July 7: 0; July 8: 0; July 9: 0; July 10: 0; July 11: 0; July 12: 0; July 13: 0; July 14: 0; July 15: 0; July 16: 0; July 17: 0.11; July 18: 0.11; July 19: 0.11; July 20: 0.11; July 21: 0; July 22: 0; July 23: 0; July 24: 0
PGSF_2_PDRP100 | Voltus | PGE | [6 empty] | 0.11 | [5 empty] | July 1: 0; July 2: 0; July 3: 0; July 4: 0; July 5: 0; July 6: 0; July 7: 0; July 8: 0; July 9: 0; July 10: 0; July 11: 0; July 12: 0; July 13: 0; July 14: 0; July 15: 0; July 16: 0; July 17: 0.11; July 18: 0.11; July 19: 0.11; July 20: 0.11; July 21: 0; July 22: 0; July 23: 0; July 24: 0
PGSI_1_PDRP100 | Voltus | PGE | [6 empty] | 0.11 | [5 empty] | July 1: 0; July 2: 0; July 3: 0; July 4: 0; July 5: 0; July 6: 0; July 7: 0; July 8: 0; July 9: 0; July 10: 0; July 11: 0; July 12: 0; July 13: 0; July 14: 0; July 15: 0; July 16: 0; July 17: 0.11; July 18: 0.11; July 19: 0.11; July 20: 0.11; July 21: 0; July 22: 0; July 23: 0; July 24: 0
PGZP_2_PDRP61 | Voltus | PGE | [6 empty] | 0.11 | [5 empty] | July 1: 0; July 2: 0; July 3: 0; July 4: 0; July 5: 0; July 6: 0; July 7: 0; July 8: 0; July 9: 0; July 10: 0; July 11: 0; July 12: 0; July 13: 0; July 14: 0; July 15: 0; July 16: 0; July 17: 0.11; July 18: 0.11; July 19: 0.11; July 20: 0.11; July 21: 0; July 22: 0; July 23: 0; July 24: 0
SCEC_1_PDRP195 | Voltus | SCE | [6 empty] | 0.11 | [5 empty] | July 1: 0; July 2: 0; July 3: 0; July 4: 0; July 5: 0; July 6: 0; July 7: 0; July 8: 0; July 9: 0; July 10: 0; July 11: 0; July 12: 0; July 13: 0; July 14: 0; July 15: 0; July 16: 0; July 17: 0.11; July 18: 0.11; July 19: 0.11; July 20: 0.11; July 21: 0; July 22: 0; July 23: 0; July 24: 0
SCEN_6_PDRP109 | Voltus | SCE | [6 empty] | 0.11 | [5 empty] | July 1: 0; July 2: 0; July 3: 0; July 4: 0; July 5: 0; July 6: 0; July 7: 0; July 8: 0; July 9: 0; July 10: 0; July 11: 0; July 12: 0; July 13: 0; July 14: 0; July 15: 0; July 16: 0; July 17: 0.11; July 18: 0.11; July 19: 0.11; July 20: 0.11; July 21: 0; July 22: 0; July 23: 0; July 24: 0
SCEW_2_PDRP186 | Voltus | SCE | [6 empty] | 0.11 | [5 empty] | July 1: 0; July 2: 0; July 3: 0; July 4: 0; July 5: 0; July 6: 0; July 7: 0; July 8: 0; July 9: 0; July 10: 0; July 11: 0; July 12: 0; July 13: 0; July 14: 0; July 15: 0; July 16: 0; July 17: 0.11; July 18: 0.11; July 19: 0.11; July 20: 0.11; July 21: 0; July 22: 0; July 23: 0; July 24: 0
SCHD_1_PDRP70 | Voltus | SCE | [6 empty] | 0.11 | [5 empty] | July 1: 0; July 2: 0; July 3: 0; July 4: 0; July 5: 0; July 6: 0; July 7: 0; July 8: 0; July 9: 0; July 10: 0; July 11: 0; July 12: 0; July 13: 0; July 14: 0; July 15: 0; July 16: 0; July 17: 0.11; July 18: 0.11; July 19: 0.11; July 20: 0.11; July 21: 0; July 22: 0; July 23: 0; July 24: 0
SCNW_6_PDRP59 | Voltus | SCE | [6 empty] | 0.11 | [5 empty] | July 1: 0; July 2: 0; July 3: 0; July 4: 0; July 5: 0; July 6: 0; July 7: 0; July 8: 0; July 9: 0; July 10: 0; July 11: 0; July 12: 0; July 13: 0; July 14: 0; July 15: 0; July 16: 0; July 17: 0.11; July 18: 0.11; July 19: 0.11; July 20: 0.11; July 21: 0; July 22: 0; July 23: 0; July 24: 0
PGEB_2_PDRP57 | Ohmconnect | PGE | [6 empty] | 0.39 | 0.73 | 0.85 | 0.51 |  |  | July 1: 0; July 2: 0; July 3: 0; July 4: 0; July 5: 0; July 6: 0; July 7: 0; July 8: 0; July 9: 0; July 10: 0; July 11: 0; July 12: 0; July 13: 0; July 14: 0; July 15: 0; July 16: 0; July 17: 0.39; July 18: 0.37; July 19: 0.41; July 20: 0.36; July 21: 0.4; July 22: 0; July 23: 0; July 24: 0; August 1: 0; August 2: 0; August 3: 0; August 4: 0; August 5: 0; August 6: 0; August 7: 0; August 8: 0; August 9: 0; August 10: 0; August 11: 0; August 12: 0; August 13: 0; August 14: 0; August 15: 0; August 16: 0; August 17: 0.78; August 18: 0.73; August 19: 0.79; August 20: 0.65; August 21: 0.7; August 22: 0; August 23: 0; August 24: 0; September 1: 0; September 2: 0; September 3: 0; September 4: 0; September 5: 0; September 6: 0; September 7: 0; September 8: 0; September 9: 0; September 10: 0; September 11: 0; September 12: 0; September 13: 0; September 14: 0; September 15: 0; September 16: 0; September 17: 0.85; September 18: 0.8; September 19: 0.87; September 20: 0.71; September 21: 0.76; September 22: 0; September 23: 0; September 24: 0; October 1: 0; October 2: 0; October 3: 0; October 4: 0; October 5: 0; October 6: 0; October 7: 0; October 8: 0; October 9: 0; October 10: 0; October 11: 0; October 12: 0; October 13: 0; October 14: 0; October 15: 0; October 16: 0; October 17: 0.57; October 18: 0.51; October 19: 0.58; October 20: 0.51; October 21: 0.53; October 22: 0; October 23: 0; October 24: 0
PGF1_2_PDRP11 | Ohmconnect | PGE | [6 empty] | 4 | 4 | 4 |  |  |  | July 1: 0; July 2: 0; July 3: 0; July 4: 0; July 5: 0; July 6: 0; July 7: 0; July 8: 0; July 9: 0; July 10: 0; July 11: 0; July 12: 0; July 13: 0; July 14: 0; July 15: 0; July 16: 0; July 17: 4; July 18: 3.8; July 19: 4.2; July 20: 3.66; July 21: 4.11; July 22: 0; July 23: 0; July 24: 0; August 1: 0; August 2: 0; August 3: 0; August 4: 0; August 5: 0; August 6: 0; August 7: 0; August 8: 0; August 9: 0; August 10: 0; August 11: 0; August 12: 0; August 13: 0; August 14: 0; August 15: 0; August 16: 0; August 17: 4.29; August 18: 4; August 19: 4.31; August 20: 3.58; August 21: 3.83; August 22: 0; August 23: 0; August 24: 0; September 1: 0; September 2: 0; September 3: 0; September 4: 0; September 5: 0; September 6: 0; September 7: 0; September 8: 0; September 9: 0; September 10: 0; September 11: 0; September 12: 0; September 13: 0; September 14: 0; September 15: 0; September 16: 0; September 17: 4; September 18: 3.78; September 19: 4.1; September 20: 3.35; September 21: 3.58; September 22: 0; September 23: 0; September 24: 0
PGF1_2_PDRP16 | Ohmconnect | PGE | [6 empty] | 0.7 | 0.6 | 0.6 |  |  |  | July 1: 0; July 2: 0; July 3: 0; July 4: 0; July 5: 0; July 6: 0; July 7: 0; July 8: 0; July 9: 0; July 10: 0; July 11: 0; July 12: 0; July 13: 0; July 14: 0; July 15: 0; July 16: 0; July 17: 0.7; July 18: 0.66; July 19: 0.74; July 20: 0.64; July 21: 0.72; July 22: 0; July 23: 0; July 24: 0; August 1: 0; August 2: 0; August 3: 0; August 4: 0; August 5: 0; August 6: 0; August 7: 0; August 8: 0; August 9: 0; August 10: 0; August 11: 0; August 12: 0; August 13: 0; August 14: 0; August 15: 0; August 16: 0; August 17: 0.64; August 18: 0.6; August 19: 0.65; August 20: 0.54; August 21: 0.57; August 22: 0; August 23: 0; August 24: 0; September 1: 0; September 2: 0; September 3: 0; September 4: 0; September 5: 0; September 6: 0; September 7: 0; September 8: 0; September 9: 0; September 10: 0; September 11: 0; September 12: 0; September 13: 0; September 14: 0; September 15: 0; September 16: 0; September 17: 0.6; September 18: 0.57; September 19: 0.62; September 20: 0.5; September 21: 0.54; September 22: 0; September 23: 0; September 24: 0
PGF1_2_PDRP59 | Ohmconnect | PGE | [6 empty] | 0.23 | 0.51 | 0.54 | 0.49 |  |  | July 1: 0; July 2: 0; July 3: 0; July 4: 0; July 5: 0; July 6: 0; July 7: 0; July 8: 0; July 9: 0; July 10: 0; July 11: 0; July 12: 0; July 13: 0; July 14: 0; July 15: 0; July 16: 0; July 17: 0.23; July 18: 0.22; July 19: 0.24; July 20: 0.21; July 21: 0.24; July 22: 0; July 23: 0; July 24: 0; August 1: 0; August 2: 0; August 3: 0; August 4: 0; August 5: 0; August 6: 0; August 7: 0; August 8: 0; August 9: 0; August 10: 0; August 11: 0; August 12: 0; August 13: 0; August 14: 0; August 15: 0; August 16: 0; August 17: 0.55; August 18: 0.51; August 19: 0.55; August 20: 0.46; August 21: 0.49; August 22: 0; August 23: 0; August 24: 0; September 1: 0; September 2: 0; September 3: 0; September 4: 0; September 5: 0; September 6: 0; September 7: 0; September 8: 0; September 9: 0; September 10: 0; September 11: 0; September 12: 0; September 13: 0; September 14: 0; September 15: 0; September 16: 0; September 17: 0.54; September 18: 0.51; September 19: 0.55; September 20: 0.45; September 21: 0.48; September 22: 0; September 23: 0; September 24: 0; October 1: 0; October 2: 0; October 3: 0; October 4: 0; October 5: 0; October 6: 0; October 7: 0; October 8: 0; October 9: 0; October 10: 0; October 11: 0; October 12: 0; October 13: 0; October 14: 0; October 15: 0; October 16: 0; October 17: 0.55; October 18: 0.49; October 19: 0.56; October 20: 0.49; October 21: 0.51; October 22: 0; October 23: 0; October 24: 0
PGFG_1_PDRP13 | Ohmconnect | PGE | [6 empty] | 2 | 2 | 2 |  |  |  | July 1: 0; July 2: 0; July 3: 0; July 4: 0; July 5: 0; July 6: 0; July 7: 0; July 8: 0; July 9: 0; July 10: 0; July 11: 0; July 12: 0; July 13: 0; July 14: 0; July 15: 0; July 16: 0; July 17: 2; July 18: 1.9; July 19: 2.1; July 20: 1.83; July 21: 2.06; July 22: 0; July 23: 0; July 24: 0; August 1: 0; August 2: 0; August 3: 0; August 4: 0; August 5: 0; August 6: 0; August 7: 0; August 8: 0; August 9: 0; August 10: 0; August 11: 0; August 12: 0; August 13: 0; August 14: 0; August 15: 0; August 16: 0; August 17: 2.14; August 18: 2; August 19: 2.16; August 20: 1.79; August 21: 1.91; August 22: 0; August 23: 0; August 24: 0; September 1: 0; September 2: 0; September 3: 0; September 4: 0; September 5: 0; September 6: 0; September 7: 0; September 8: 0; September 9: 0; September 10: 0; September 11: 0; September 12: 0; September 13: 0; September 14: 0; September 15: 0; September 16: 0; September 17: 2; September 18: 1.89; September 19: 2.05; September 20: 1.68; September 21: 1.79; September 22: 0; September 23: 0; September 24: 0
PGNP_2_PDRP56 | Ohmconnect | PGE | [6 empty] | 0.19 | 0.38 | 0.39 | 0.25 |  |  | July 1: 0; July 2: 0; July 3: 0; July 4: 0; July 5: 0; July 6: 0; July 7: 0; July 8: 0; July 9: 0; July 10: 0; July 11: 0; July 12: 0; July 13: 0; July 14: 0; July 15: 0; July 16: 0; July 17: 0.19; July 18: 0.18; July 19: 0.2; July 20: 0.17; July 21: 0.2; July 22: 0; July 23: 0; July 24: 0; August 1: 0; August 2: 0; August 3: 0; August 4: 0; August 5: 0; August 6: 0; August 7: 0; August 8: 0; August 9: 0; August 10: 0; August 11: 0; August 12: 0; August 13: 0; August 14: 0; August 15: 0; August 16: 0; August 17: 0.41; August 18: 0.38; August 19: 0.41; August 20: 0.34; August 21: 0.36; August 22: 0; August 23: 0; August 24: 0; September 1: 0; September 2: 0; September 3: 0; September 4: 0; September 5: 0; September 6: 0; September 7: 0; September 8: 0; September 9: 0; September 10: 0; September 11: 0; September 12: 0; September 13: 0; September 14: 0; September 15: 0; September 16: 0; September 17: 0.39; September 18: 0.37; September 19: 0.4; September 20: 0.33; September 21: 0.35; September 22: 0; September 23: 0; September 24: 0; October 1: 0; October 2: 0; October 3: 0; October 4: 0; October 5: 0; October 6: 0; October 7: 0; October 8: 0; October 9: 0; October 10: 0; October 11: 0; October 12: 0; October 13: 0; October 14: 0; October 15: 0; October 16: 0; October 17: 0.28; October 18: 0.25; October 19: 0.28; October 20: 0.25; October 21: 0.26; October 22: 0; October 23: 0; October 24: 0
PGP2_2_PDRP05 | Ohmconnect | PGE | [6 empty] | 3.11 | 3.05 | 2.92 |  |  |  | July 1: 0; July 2: 0; July 3: 0; July 4: 0; July 5: 0; July 6: 0; July 7: 0; July 8: 0; July 9: 0; July 10: 0; July 11: 0; July 12: 0; July 13: 0; July 14: 0; July 15: 0; July 16: 0; July 17: 3.11; July 18: 2.95; July 19: 3.27; July 20: 2.85; July 21: 3.2; July 22: 0; July 23: 0; July 24: 0; August 1: 0; August 2: 0; August 3: 0; August 4: 0; August 5: 0; August 6: 0; August 7: 0; August 8: 0; August 9: 0; August 10: 0; August 11: 0; August 12: 0; August 13: 0; August 14: 0; August 15: 0; August 16: 0; August 17: 3.27; August 18: 3.05; August 19: 3.29; August 20: 2.73; August 21: 2.92; August 22: 0; August 23: 0; August 24: 0; September 1: 0; September 2: 0; September 3: 0; September 4: 0; September 5: 0; September 6: 0; September 7: 0; September 8: 0; September 9: 0; September 10: 0; September 11: 0; September 12: 0; September 13: 0; September 14: 0; September 15: 0; September 16: 0; September 17: 2.92; September 18: 2.76; September 19: 3; September 20: 2.45; September 21: 2.61; September 22: 0; September 23: 0; September 24: 0
PGP2_2_PDRP33 | Ohmconnect | PGE | [6 empty] | 0.19 | 0.35 | 0.48 | 0.32 |  |  | July 1: 0; July 2: 0; July 3: 0; July 4: 0; July 5: 0; July 6: 0; July 7: 0; July 8: 0; July 9: 0; July 10: 0; July 11: 0; July 12: 0; July 13: 0; July 14: 0; July 15: 0; July 16: 0; July 17: 0.19; July 18: 0.18; July 19: 0.2; July 20: 0.17; July 21: 0.2; July 22: 0; July 23: 0; July 24: 0; August 1: 0; August 2: 0; August 3: 0; August 4: 0; August 5: 0; August 6: 0; August 7: 0; August 8: 0; August 9: 0; August 10: 0; August 11: 0; August 12: 0; August 13: 0; August 14: 0; August 15: 0; August 16: 0; August 17: 0.37; August 18: 0.35; August 19: 0.38; August 20: 0.31; August 21: 0.33; August 22: 0; August 23: 0; August 24: 0; September 1: 0; September 2: 0; September 3: 0; September 4: 0; September 5: 0; September 6: 0; September 7: 0; September 8: 0; September 9: 0; September 10: 0; September 11: 0; September 12: 0; September 13: 0; September 14: 0; September 15: 0; September 16: 0; September 17: 0.48; September 18: 0.45; September 19: 0.49; September 20: 0.4; September 21: 0.43; September 22: 0; September 23: 0; September 24: 0; October 1: 0; October 2: 0; October 3: 0; October 4: 0; October 5: 0; October 6: 0; October 7: 0; October 8: 0; October 9: 0; October 10: 0; October 11: 0; October 12: 0; October 13: 0; October 14: 0; October 15: 0; October 16: 0; October 17: 0.36; October 18: 0.32; October 19: 0.36; October 20: 0.32; October 21: 0.33; October 22: 0; October 23: 0; October 24: 0
PGSB_1_PDRP08 | Ohmconnect | PGE | [6 empty] | 4 | 4 | 4 |  |  |  | July 1: 0; July 2: 0; July 3: 0; July 4: 0; July 5: 0; July 6: 0; July 7: 0; July 8: 0; July 9: 0; July 10: 0; July 11: 0; July 12: 0; July 13: 0; July 14: 0; July 15: 0; July 16: 0; July 17: 4; July 18: 3.8; July 19: 4.2; July 20: 3.66; July 21: 4.11; July 22: 0; July 23: 0; July 24: 0; August 1: 0; August 2: 0; August 3: 0; August 4: 0; August 5: 0; August 6: 0; August 7: 0; August 8: 0; August 9: 0; August 10: 0; August 11: 0; August 12: 0; August 13: 0; August 14: 0; August 15: 0; August 16: 0; August 17: 4.29; August 18: 4; August 19: 4.31; August 20: 3.58; August 21: 3.83; August 22: 0; August 23: 0; August 24: 0; September 1: 0; September 2: 0; September 3: 0; September 4: 0; September 5: 0; September 6: 0; September 7: 0; September 8: 0; September 9: 0; September 10: 0; September 11: 0; September 12: 0; September 13: 0; September 14: 0; September 15: 0; September 16: 0; September 17: 4; September 18: 3.78; September 19: 4.1; September 20: 3.35; September 21: 3.58; September 22: 0; September 23: 0; September 24: 0
PGSB_1_PDRP58 | Ohmconnect | PGE | [6 empty] | 0.17 | 0.33 | 0.43 | 0.31 |  |  | July 1: 0; July 2: 0; July 3: 0; July 4: 0; July 5: 0; July 6: 0; July 7: 0; July 8: 0; July 9: 0; July 10: 0; July 11: 0; July 12: 0; July 13: 0; July 14: 0; July 15: 0; July 16: 0; July 17: 0.17; July 18: 0.16; July 19: 0.18; July 20: 0.16; July 21: 0.17; July 22: 0; July 23: 0; July 24: 0; August 1: 0; August 2: 0; August 3: 0; August 4: 0; August 5: 0; August 6: 0; August 7: 0; August 8: 0; August 9: 0; August 10: 0; August 11: 0; August 12: 0; August 13: 0; August 14: 0; August 15: 0; August 16: 0; August 17: 0.35; August 18: 0.33; August 19: 0.36; August 20: 0.3; August 21: 0.32; August 22: 0; August 23: 0; August 24: 0; September 1: 0; September 2: 0; September 3: 0; September 4: 0; September 5: 0; September 6: 0; September 7: 0; September 8: 0; September 9: 0; September 10: 0; September 11: 0; September 12: 0; September 13: 0; September 14: 0; September 15: 0; September 16: 0; September 17: 0.43; September 18: 0.41; September 19: 0.44; September 20: 0.36; September 21: 0.38; September 22: 0; September 23: 0; September 24: 0; October 1: 0; October 2: 0; October 3: 0; October 4: 0; October 5: 0; October 6: 0; October 7: 0; October 8: 0; October 9: 0; October 10: 0; October 11: 0; October 12: 0; October 13: 0; October 14: 0; October 15: 0; October 16: 0; October 17: 0.35; October 18: 0.31; October 19: 0.35; October 20: 0.31; October 21: 0.32; October 22: 0; October 23: 0; October 24: 0
PGSI_1_PDRP02 | Ohmconnect | PGE | [6 empty] | 4 | 4 | 4 |  |  |  | July 1: 0; July 2: 0; July 3: 0; July 4: 0; July 5: 0; July 6: 0; July 7: 0; July 8: 0; July 9: 0; July 10: 0; July 11: 0; July 12: 0; July 13: 0; July 14: 0; July 15: 0; July 16: 0; July 17: 4; July 18: 3.8; July 19: 4.2; July 20: 3.66; July 21: 4.11; July 22: 0; July 23: 0; July 24: 0; August 1: 0; August 2: 0; August 3: 0; August 4: 0; August 5: 0; August 6: 0; August 7: 0; August 8: 0; August 9: 0; August 10: 0; August 11: 0; August 12: 0; August 13: 0; August 14: 0; August 15: 0; August 16: 0; August 17: 4.29; August 18: 4; August 19: 4.31; August 20: 3.58; August 21: 3.83; August 22: 0; August 23: 0; August 24: 0; September 1: 0; September 2: 0; September 3: 0; September 4: 0; September 5: 0; September 6: 0; September 7: 0; September 8: 0; September 9: 0; September 10: 0; September 11: 0; September 12: 0; September 13: 0; September 14: 0; September 15: 0; September 16: 0; September 17: 4; September 18: 3.78; September 19: 4.1; September 20: 3.35; September 21: 3.58; September 22: 0; September 23: 0; September 24: 0
PGSI_1_PDRP29 | Ohmconnect | PGE | [6 empty] | 0.16 | 0.29 | 0.34 | 0.19 |  |  | July 1: 0; July 2: 0; July 3: 0; July 4: 0; July 5: 0; July 6: 0; July 7: 0; July 8: 0; July 9: 0; July 10: 0; July 11: 0; July 12: 0; July 13: 0; July 14: 0; July 15: 0; July 16: 0; July 17: 0.16; July 18: 0.15; July 19: 0.17; July 20: 0.15; July 21: 0.16; July 22: 0; July 23: 0; July 24: 0; August 1: 0; August 2: 0; August 3: 0; August 4: 0; August 5: 0; August 6: 0; August 7: 0; August 8: 0; August 9: 0; August 10: 0; August 11: 0; August 12: 0; August 13: 0; August 14: 0; August 15: 0; August 16: 0; August 17: 0.31; August 18: 0.29; August 19: 0.31; August 20: 0.26; August 21: 0.28; August 22: 0; August 23: 0; August 24: 0; September 1: 0; September 2: 0; September 3: 0; September 4: 0; September 5: 0; September 6: 0; September 7: 0; September 8: 0; September 9: 0; September 10: 0; September 11: 0; September 12: 0; September 13: 0; September 14: 0; September 15: 0; September 16: 0; September 17: 0.34; September 18: 0.32; September 19: 0.35; September 20: 0.29; September 21: 0.3; September 22: 0; September 23: 0; September 24: 0; October 1: 0; October 2: 0; October 3: 0; October 4: 0; October 5: 0; October 6: 0; October 7: 0; October 8: 0; October 9: 0; October 10: 0; October 11: 0; October 12: 0; October 13: 0; October 14: 0; October 15: 0; October 16: 0; October 17: 0.21; October 18: 0.19; October 19: 0.22; October 20: 0.19; October 21: 0.2; October 22: 0; October 23: 0; October 24: 0
PGST_2_PDRP07 | Ohmconnect | PGE | [6 empty] | 2 | 2 | 2 |  |  |  | July 1: 0; July 2: 0; July 3: 0; July 4: 0; July 5: 0; July 6: 0; July 7: 0; July 8: 0; July 9: 0; July 10: 0; July 11: 0; July 12: 0; July 13: 0; July 14: 0; July 15: 0; July 16: 0; July 17: 2; July 18: 1.9; July 19: 2.1; July 20: 1.83; July 21: 2.06; July 22: 0; July 23: 0; July 24: 0; August 1: 0; August 2: 0; August 3: 0; August 4: 0; August 5: 0; August 6: 0; August 7: 0; August 8: 0; August 9: 0; August 10: 0; August 11: 0; August 12: 0; August 13: 0; August 14: 0; August 15: 0; August 16: 0; August 17: 2.14; August 18: 2; August 19: 2.16; August 20: 1.79; August 21: 1.91; August 22: 0; August 23: 0; August 24: 0; September 1: 0; September 2: 0; September 3: 0; September 4: 0; September 5: 0; September 6: 0; September 7: 0; September 8: 0; September 9: 0; September 10: 0; September 11: 0; September 12: 0; September 13: 0; September 14: 0; September 15: 0; September 16: 0; September 17: 2; September 18: 1.89; September 19: 2.05; September 20: 1.68; September 21: 1.79; September 22: 0; September 23: 0; September 24: 0
SCEC_1_PDRP99 | Ohmconnect | SCE | [6 empty] | 0.2 | 0.42 | 0.48 | 0.15 |  |  | July 1: 0; July 2: 0; July 3: 0; July 4: 0; July 5: 0; July 6: 0; July 7: 0; July 8: 0; July 9: 0; July 10: 0; July 11: 0; July 12: 0; July 13: 0; July 14: 0; July 15: 0; July 16: 0; July 17: 0.2; July 18: 0.19; July 19: 0.21; July 20: 0.18; July 21: 0.21; July 22: 0; July 23: 0; July 24: 0; August 1: 0; August 2: 0; August 3: 0; August 4: 0; August 5: 0; August 6: 0; August 7: 0; August 8: 0; August 9: 0; August 10: 0; August 11: 0; August 12: 0; August 13: 0; August 14: 0; August 15: 0; August 16: 0; August 17: 0.45; August 18: 0.42; August 19: 0.45; August 20: 0.38; August 21: 0.4; August 22: 0; August 23: 0; August 24: 0; September 1: 0; September 2: 0; September 3: 0; September 4: 0; September 5: 0; September 6: 0; September 7: 0; September 8: 0; September 9: 0; September 10: 0; September 11: 0; September 12: 0; September 13: 0; September 14: 0; September 15: 0; September 16: 0; September 17: 0.48; September 18: 0.45; September 19: 0.49; September 20: 0.4; September 21: 0.43; September 22: 0; September 23: 0; September 24: 0; October 1: 0; October 2: 0; October 3: 0; October 4: 0; October 5: 0; October 6: 0; October 7: 0; October 8: 0; October 9: 0; October 10: 0; October 11: 0; October 12: 0; October 13: 0; October 14: 0; October 15: 0; October 16: 0; October 17: 0.17; October 18: 0.15; October 19: 0.17; October 20: 0.15; October 21: 0.16; October 22: 0; October 23: 0; October 24: 0
SCEN_6_PDRP56 | Ohmconnect | SCE | [6 empty] | 0.2 | 0.51 | 0.72 | 0.93 |  |  | July 1: 0; July 2: 0; July 3: 0; July 4: 0; July 5: 0; July 6: 0; July 7: 0; July 8: 0; July 9: 0; July 10: 0; July 11: 0; July 12: 0; July 13: 0; July 14: 0; July 15: 0; July 16: 0; July 17: 0.2; July 18: 0.19; July 19: 0.21; July 20: 0.18; July 21: 0.21; July 22: 0; July 23: 0; July 24: 0; August 1: 0; August 2: 0; August 3: 0; August 4: 0; August 5: 0; August 6: 0; August 7: 0; August 8: 0; August 9: 0; August 10: 0; August 11: 0; August 12: 0; August 13: 0; August 14: 0; August 15: 0; August 16: 0; August 17: 0.55; August 18: 0.51; August 19: 0.55; August 20: 0.46; August 21: 0.49; August 22: 0; August 23: 0; August 24: 0; September 1: 0; September 2: 0; September 3: 0; September 4: 0; September 5: 0; September 6: 0; September 7: 0; September 8: 0; September 9: 0; September 10: 0; September 11: 0; September 12: 0; September 13: 0; September 14: 0; September 15: 0; September 16: 0; September 17: 0.72; September 18: 0.68; September 19: 0.74; September 20: 0.6; September 21: 0.64; September 22: 0; September 23: 0; September 24: 0; October 1: 0; October 2: 0; October 3: 0; October 4: 0; October 5: 0; October 6: 0; October 7: 0; October 8: 0; October 9: 0; October 10: 0; October 11: 0; October 12: 0; October 13: 0; October 14: 0; October 15: 0; October 16: 0; October 17: 1.04; October 18: 0.93; October 19: 1.06; October 20: 0.93; October 21: 0.97; October 22: 0; October 23: 0; October 24: 0
SCEW_2_PDRP83 | Ohmconnect | SCE | [6 empty] | 0.19 | 0.6 | 0.6 | 1.2 |  |  | July 1: 0; July 2: 0; July 3: 0; July 4: 0; July 5: 0; July 6: 0; July 7: 0; July 8: 0; July 9: 0; July 10: 0; July 11: 0; July 12: 0; July 13: 0; July 14: 0; July 15: 0; July 16: 0; July 17: 0.19; July 18: 0.18; July 19: 0.2; July 20: 0.17; July 21: 0.2; July 22: 0; July 23: 0; July 24: 0; August 1: 0; August 2: 0; August 3: 0; August 4: 0; August 5: 0; August 6: 0; August 7: 0; August 8: 0; August 9: 0; August 10: 0; August 11: 0; August 12: 0; August 13: 0; August 14: 0; August 15: 0; August 16: 0; August 17: 0.64; August 18: 0.6; August 19: 0.65; August 20: 0.54; August 21: 0.57; August 22: 0; August 23: 0; August 24: 0; September 1: 0; September 2: 0; September 3: 0; September 4: 0; September 5: 0; September 6: 0; September 7: 0; September 8: 0; September 9: 0; September 10: 0; September 11: 0; September 12: 0; September 13: 0; September 14: 0; September 15: 0; September 16: 0; September 17: 0.6; September 18: 0.57; September 19: 0.62; September 20: 0.5; September 21: 0.54; September 22: 0; September 23: 0; September 24: 0; October 1: 0; October 2: 0; October 3: 0; October 4: 0; October 5: 0; October 6: 0; October 7: 0; October 8: 0; October 9: 0; October 10: 0; October 11: 0; October 12: 0; October 13: 0; October 14: 0; October 15: 0; October 16: 0; October 17: 1.34; October 18: 1.2; October 19: 1.36; October 20: 1.2; October 21: 1.25; October 22: 0; October 23: 0; October 24: 0
PGCC_1_PDRP100 | Leapfrog | PGE | [6 empty] | 0.11 |  | 0.15 |  |  |  | July 1: 0; July 2: 0; July 3: 0; July 4: 0; July 5: 0; July 6: 0; July 7: 0; July 8: 0; July 9: 0; July 10: 0; July 11: 0; July 12: 0; July 13: 0; July 14: 0; July 15: 0; July 16: 0; July 17: 0.11; July 18: 0.1; July 19: 0.1; July 20: 0.09; July 21: 0.02; July 22: 0; July 23: 0; July 24: 0; September 1: 0; September 2: 0; September 3: 0; September 4: 0; September 5: 0; September 6: 0; September 7: 0; September 8: 0; September 9: 0; September 10: 0; September 11: 0; September 12: 0; September 13: 0; September 14: 0; September 15: 0; September 16: 0; September 17: 0.15; September 18: 0.15; September 19: 0.14; September 20: 0.13; September 21: 0.06; September 22: 0; September 23: 0; September 24: 0
PGCC_1_PDRP34 | Leapfrog | PGE | [6 empty] | 0.13 | 0.11 | 0.18 |  |  |  | July 1: 0; July 2: 0; July 3: 0; July 4: 0; July 5: 0; July 6: 0; July 7: 0; July 8: 0; July 9: 0; July 10: 0; July 11: 0; July 12: 0; July 13: 0; July 14: 0; July 15: 0; July 16: 0; July 17: 0.13; July 18: 0.12; July 19: 0.12; July 20: 0.1; July 21: 0.02; July 22: 0; July 23: 0; July 24: 0; August 1: 0; August 2: 0; August 3: 0; August 4: 0; August 5: 0; August 6: 0; August 7: 0; August 8: 0; August 9: 0; August 10: 0; August 11: 0; August 12: 0; August 13: 0; August 14: 0; August 15: 0; August 16: 0; August 17: 0.13; August 18: 0.11; August 19: 0.1; August 20: 0.09; August 21: 0.03; August 22: 0; August 23: 0; August 24: 0; September 1: 0; September 2: 0; September 3: 0; September 4: 0; September 5: 0; September 6: 0; September 7: 0; September 8: 0; September 9: 0; September 10: 0; September 11: 0; September 12: 0; September 13: 0; September 14: 0; September 15: 0; September 16: 0; September 17: 0.18; September 18: 0.18; September 19: 0.17; September 20: 0.16; September 21: 0.07; September 22: 0; September 23: 0; September 24: 0
PGEB_2_PDRP58 | Leapfrog | PGE | [6 empty] | 0.56 | [5 empty] | July 1: 0; July 2: 0; July 3: 0; July 4: 0; July 5: 0; July 6: 0; July 7: 0; July 8: 0; July 9: 0; July 10: 0; July 11: 0; July 12: 0; July 13: 0; July 14: 0; July 15: 0; July 16: 0; July 17: 0.56; July 18: 0.5; July 19: 0.52; July 20: 0.44; July 21: 0.08; July 22: 0; July 23: 0; July 24: 0
PGEB_2_PDRP84 | Leapfrog | PGE | [6 empty] | 0.17 | [5 empty] | July 1: 0; July 2: 0; July 3: 0; July 4: 0; July 5: 0; July 6: 0; July 7: 0; July 8: 0; July 9: 0; July 10: 0; July 11: 0; July 12: 0; July 13: 0; July 14: 0; July 15: 0; July 16: 0; July 17: 0.17; July 18: 0.15; July 19: 0.16; July 20: 0.13; July 21: 0.03; July 22: 0; July 23: 0; July 24: 0
PGF1_2_PDRP65 | Leapfrog | PGE | [6 empty] | 0.1 | 0.62 | 0.16 |  |  |  | July 1: 0; July 2: 0; July 3: 0; July 4: 0; July 5: 0; July 6: 0; July 7: 0; July 8: 0; July 9: 0; July 10: 0; July 11: 0; July 12: 0; July 13: 0; July 14: 0; July 15: 0; July 16: 0; July 17: 0.1; July 18: 0.09; July 19: 0.09; July 20: 0.08; July 21: 0.01; July 22: 0; July 23: 0; July 24: 0; August 1: 0; August 2: 0; August 3: 0; August 4: 0; August 5: 0; August 6: 0; August 7: 0; August 8: 0; August 9: 0; August 10: 0; August 11: 0; August 12: 0; August 13: 0; August 14: 0; August 15: 0; August 16: 0; August 17: 0.74; August 18: 0.62; August 19: 0.58; August 20: 0.51; August 21: 0.14; August 22: 0; August 23: 0; August 24: 0; September 1: 0; September 2: 0; September 3: 0; September 4: 0; September 5: 0; September 6: 0; September 7: 0; September 8: 0; September 9: 0; September 10: 0; September 11: 0; September 12: 0; September 13: 0; September 14: 0; September 15: 0; September 16: 0; September 17: 0.16; September 18: 0.16; September 19: 0.15; September 20: 0.14; September 21: 0.06; September 22: 0; September 23: 0; September 24: 0
PGF1_2_PDRP84 | Leapfrog | PGE | [6 empty] | 0.59 | 0.67 |  | 0.11 |  |  | July 1: 0; July 2: 0; July 3: 0; July 4: 0; July 5: 0; July 6: 0; July 7: 0; July 8: 0; July 9: 0; July 10: 0; July 11: 0; July 12: 0; July 13: 0; July 14: 0; July 15: 0; July 16: 0; July 17: 0.59; July 18: 0.53; July 19: 0.55; July 20: 0.47; July 21: 0.09; July 22: 0; July 23: 0; July 24: 0; August 1: 0; August 2: 0; August 3: 0; August 4: 0; August 5: 0; August 6: 0; August 7: 0; August 8: 0; August 9: 0; August 10: 0; August 11: 0; August 12: 0; August 13: 0; August 14: 0; August 15: 0; August 16: 0; August 17: 0.8; August 18: 0.67; August 19: 0.63; August 20: 0.56; August 21: 0.16; August 22: 0; August 23: 0; August 24: 0; October 1: 0; October 2: 0; October 3: 0; October 4: 0; October 5: 0; October 6: 0; October 7: 0; October 8: 0; October 9: 0; October 10: 0; October 11: 0; October 12: 0; October 13: 0; October 14: 0; October 15: 0; October 16: 0; October 17: 0.12; October 18: 0.11; October 19: 0.1; October 20: 0.09; October 21: 0.02; October 22: 0; October 23: 0; October 24: 0
PGFG_1_PDRP23 | Leapfrog | PGE | [6 empty] | 0.37 |  | 0.25 |  |  |  | July 1: 0; July 2: 0; July 3: 0; July 4: 0; July 5: 0; July 6: 0; July 7: 0; July 8: 0; July 9: 0; July 10: 0; July 11: 0; July 12: 0; July 13: 0; July 14: 0; July 15: 0; July 16: 0; July 17: 0.37; July 18: 0.33; July 19: 0.34; July 20: 0.29; July 21: 0.05; July 22: 0; July 23: 0; July 24: 0; September 1: 0; September 2: 0; September 3: 0; September 4: 0; September 5: 0; September 6: 0; September 7: 0; September 8: 0; September 9: 0; September 10: 0; September 11: 0; September 12: 0; September 13: 0; September 14: 0; September 15: 0; September 16: 0; September 17: 0.25; September 18: 0.25; September 19: 0.24; September 20: 0.22; September 21: 0.09; September 22: 0; September 23: 0; September 24: 0
PGFG_1_PDRP33 | Leapfrog | PGE | [6 empty] | 0.17 | 0.19 | 0.36 |  |  |  | July 1: 0; July 2: 0; July 3: 0; July 4: 0; July 5: 0; July 6: 0; July 7: 0; July 8: 0; July 9: 0; July 10: 0; July 11: 0; July 12: 0; July 13: 0; July 14: 0; July 15: 0; July 16: 0; July 17: 0.17; July 18: 0.15; July 19: 0.16; July 20: 0.13; July 21: 0.03; July 22: 0; July 23: 0; July 24: 0; August 1: 0; August 2: 0; August 3: 0; August 4: 0; August 5: 0; August 6: 0; August 7: 0; August 8: 0; August 9: 0; August 10: 0; August 11: 0; August 12: 0; August 13: 0; August 14: 0; August 15: 0; August 16: 0; August 17: 0.23; August 18: 0.19; August 19: 0.18; August 20: 0.16; August 21: 0.04; August 22: 0; August 23: 0; August 24: 0; September 1: 0; September 2: 0; September 3: 0; September 4: 0; September 5: 0; September 6: 0; September 7: 0; September 8: 0; September 9: 0; September 10: 0; September 11: 0; September 12: 0; September 13: 0; September 14: 0; September 15: 0; September 16: 0; September 17: 0.36; September 18: 0.36; September 19: 0.35; September 20: 0.32; September 21: 0.13; September 22: 0; September 23: 0; September 24: 0
PGKN_2_PDRP25 | Leapfrog | PGE | [6 empty] | 0.1 | 0.1 | 0.68 |  |  |  | July 1: 0; July 2: 0; July 3: 0; July 4: 0; July 5: 0; July 6: 0; July 7: 0; July 8: 0; July 9: 0; July 10: 0; July 11: 0; July 12: 0; July 13: 0; July 14: 0; July 15: 0; July 16: 0; July 17: 0.1; July 18: 0.09; July 19: 0.09; July 20: 0.08; July 21: 0.01; July 22: 0; July 23: 0; July 24: 0; August 1: 0; August 2: 0; August 3: 0; August 4: 0; August 5: 0; August 6: 0; August 7: 0; August 8: 0; August 9: 0; August 10: 0; August 11: 0; August 12: 0; August 13: 0; August 14: 0; August 15: 0; August 16: 0; August 17: 0.12; August 18: 0.1; August 19: 0.09; August 20: 0.08; August 21: 0.02; August 22: 0; August 23: 0; August 24: 0; September 1: 0; September 2: 0; September 3: 0; September 4: 0; September 5: 0; September 6: 0; September 7: 0; September 8: 0; September 9: 0; September 10: 0; September 11: 0; September 12: 0; September 13: 0; September 14: 0; September 15: 0; September 16: 0; September 17: 0.68; September 18: 0.68; September 19: 0.66; September 20: 0.61; September 21: 0.25; September 22: 0; September 23: 0; September 24: 0
PGKN_2_PDRP42 | Leapfrog | PGE | [6 empty] | 0.53 |  | 0.65 |  |  |  | July 1: 0; July 2: 0; July 3: 0; July 4: 0; July 5: 0; July 6: 0; July 7: 0; July 8: 0; July 9: 0; July 10: 0; July 11: 0; July 12: 0; July 13: 0; July 14: 0; July 15: 0; July 16: 0; July 17: 0.53; July 18: 0.47; July 19: 0.49; July 20: 0.42; July 21: 0.08; July 22: 0; July 23: 0; July 24: 0; September 1: 0; September 2: 0; September 3: 0; September 4: 0; September 5: 0; September 6: 0; September 7: 0; September 8: 0; September 9: 0; September 10: 0; September 11: 0; September 12: 0; September 13: 0; September 14: 0; September 15: 0; September 16: 0; September 17: 0.65; September 18: 0.65; September 19: 0.63; September 20: 0.58; September 21: 0.24; September 22: 0; September 23: 0; September 24: 0
PGNB_2_PDRP20 | Leapfrog | PGE | [6 empty] | 0.35 | [5 empty] | July 1: 0; July 2: 0; July 3: 0; July 4: 0; July 5: 0; July 6: 0; July 7: 0; July 8: 0; July 9: 0; July 10: 0; July 11: 0; July 12: 0; July 13: 0; July 14: 0; July 15: 0; July 16: 0; July 17: 0.35; July 18: 0.31; July 19: 0.32; July 20: 0.28; July 21: 0.05; July 22: 0; July 23: 0; July 24: 0
PGNB_2_PDRP21 | Leapfrog | PGE | [6 empty] | 0.1 | 0.1 |  |  |  |  | July 1: 0; July 2: 0; July 3: 0; July 4: 0; July 5: 0; July 6: 0; July 7: 0; July 8: 0; July 9: 0; July 10: 0; July 11: 0; July 12: 0; July 13: 0; July 14: 0; July 15: 0; July 16: 0; July 17: 0.1; July 18: 0.09; July 19: 0.09; July 20: 0.08; July 21: 0.01; July 22: 0; July 23: 0; July 24: 0; August 1: 0; August 2: 0; August 3: 0; August 4: 0; August 5: 0; August 6: 0; August 7: 0; August 8: 0; August 9: 0; August 10: 0; August 11: 0; August 12: 0; August 13: 0; August 14: 0; August 15: 0; August 16: 0; August 17: 0.12; August 18: 0.1; August 19: 0.09; August 20: 0.08; August 21: 0.02; August 22: 0; August 23: 0; August 24: 0
PGNB_2_PDRP34 | Leapfrog | PGE | [6 empty] | 0.11 |  | 0.12 |  |  |  | July 1: 0; July 2: 0; July 3: 0; July 4: 0; July 5: 0; July 6: 0; July 7: 0; July 8: 0; July 9: 0; July 10: 0; July 11: 0; July 12: 0; July 13: 0; July 14: 0; July 15: 0; July 16: 0; July 17: 0.11; July 18: 0.1; July 19: 0.1; July 20: 0.09; July 21: 0.02; July 22: 0; July 23: 0; July 24: 0; September 1: 0; September 2: 0; September 3: 0; September 4: 0; September 5: 0; September 6: 0; September 7: 0; September 8: 0; September 9: 0; September 10: 0; September 11: 0; September 12: 0; September 13: 0; September 14: 0; September 15: 0; September 16: 0; September 17: 0.12; September 18: 0.12; September 19: 0.12; September 20: 0.11; September 21: 0.04; September 22: 0; September 23: 0; September 24: 0
PGNP_2_PDRP50 | Leapfrog | PGE | [6 empty] | 0.42 | 0.42 |  | 0.1 |  |  | July 1: 0; July 2: 0; July 3: 0; July 4: 0; July 5: 0; July 6: 0; July 7: 0; July 8: 0; July 9: 0; July 10: 0; July 11: 0; July 12: 0; July 13: 0; July 14: 0; July 15: 0; July 16: 0; July 17: 0.42; July 18: 0.38; July 19: 0.39; July 20: 0.33; July 21: 0.06; July 22: 0; July 23: 0; July 24: 0; August 1: 0; August 2: 0; August 3: 0; August 4: 0; August 5: 0; August 6: 0; August 7: 0; August 8: 0; August 9: 0; August 10: 0; August 11: 0; August 12: 0; August 13: 0; August 14: 0; August 15: 0; August 16: 0; August 17: 0.5; August 18: 0.42; August 19: 0.39; August 20: 0.35; August 21: 0.1; August 22: 0; August 23: 0; August 24: 0; October 1: 0; October 2: 0; October 3: 0; October 4: 0; October 5: 0; October 6: 0; October 7: 0; October 8: 0; October 9: 0; October 10: 0; October 11: 0; October 12: 0; October 13: 0; October 14: 0; October 15: 0; October 16: 0; October 17: 0.11; October 18: 0.1; October 19: 0.09; October 20: 0.09; October 21: 0.02; October 22: 0; October 23: 0; October 24: 0
PGP2_2_PDRP35 | Leapfrog | PGE | [6 empty] | 0.56 |  | 0.32 |  |  |  | July 1: 0; July 2: 0; July 3: 0; July 4: 0; July 5: 0; July 6: 0; July 7: 0; July 8: 0; July 9: 0; July 10: 0; July 11: 0; July 12: 0; July 13: 0; July 14: 0; July 15: 0; July 16: 0; July 17: 0.56; July 18: 0.5; July 19: 0.52; July 20: 0.44; July 21: 0.08; July 22: 0; July 23: 0; July 24: 0; September 1: 0; September 2: 0; September 3: 0; September 4: 0; September 5: 0; September 6: 0; September 7: 0; September 8: 0; September 9: 0; September 10: 0; September 11: 0; September 12: 0; September 13: 0; September 14: 0; September 15: 0; September 16: 0; September 17: 0.32; September 18: 0.32; September 19: 0.31; September 20: 0.28; September 21: 0.12; September 22: 0; September 23: 0; September 24: 0
PGSF_2_PDRP37 | Leapfrog | PGE | [6 empty] | 0.16 | 0.2 | 0.19 |  |  |  | July 1: 0; July 2: 0; July 3: 0; July 4: 0; July 5: 0; July 6: 0; July 7: 0; July 8: 0; July 9: 0; July 10: 0; July 11: 0; July 12: 0; July 13: 0; July 14: 0; July 15: 0; July 16: 0; July 17: 0.16; July 18: 0.14; July 19: 0.15; July 20: 0.13; July 21: 0.02; July 22: 0; July 23: 0; July 24: 0; August 1: 0; August 2: 0; August 3: 0; August 4: 0; August 5: 0; August 6: 0; August 7: 0; August 8: 0; August 9: 0; August 10: 0; August 11: 0; August 12: 0; August 13: 0; August 14: 0; August 15: 0; August 16: 0; August 17: 0.24; August 18: 0.2; August 19: 0.19; August 20: 0.17; August 21: 0.05; August 22: 0; August 23: 0; August 24: 0; September 1: 0; September 2: 0; September 3: 0; September 4: 0; September 5: 0; September 6: 0; September 7: 0; September 8: 0; September 9: 0; September 10: 0; September 11: 0; September 12: 0; September 13: 0; September 14: 0; September 15: 0; September 16: 0; September 17: 0.19; September 18: 0.19; September 19: 0.18; September 20: 0.17; September 21: 0.07; September 22: 0; September 23: 0; September 24: 0
PGSF_2_PDRP39 | Leapfrog | PGE | [6 empty] | 0.1 |  | 0.27 |  |  |  | July 1: 0; July 2: 0; July 3: 0; July 4: 0; July 5: 0; July 6: 0; July 7: 0; July 8: 0; July 9: 0; July 10: 0; July 11: 0; July 12: 0; July 13: 0; July 14: 0; July 15: 0; July 16: 0; July 17: 0.1; July 18: 0.09; July 19: 0.09; July 20: 0.08; July 21: 0.01; July 22: 0; July 23: 0; July 24: 0; September 1: 0; September 2: 0; September 3: 0; September 4: 0; September 5: 0; September 6: 0; September 7: 0; September 8: 0; September 9: 0; September 10: 0; September 11: 0; September 12: 0; September 13: 0; September 14: 0; September 15: 0; September 16: 0; September 17: 0.27; September 18: 0.27; September 19: 0.26; September 20: 0.24; September 21: 0.1; September 22: 0; September 23: 0; September 24: 0
PGSF_2_PDRP52 | Leapfrog | PGE | [6 empty] | 0.16 |  |  | 0.32 |  |  | July 1: 0; July 2: 0; July 3: 0; July 4: 0; July 5: 0; July 6: 0; July 7: 0; July 8: 0; July 9: 0; July 10: 0; July 11: 0; July 12: 0; July 13: 0; July 14: 0; July 15: 0; July 16: 0; July 17: 0.16; July 18: 0.14; July 19: 0.15; July 20: 0.13; July 21: 0.02; July 22: 0; July 23: 0; July 24: 0; October 1: 0; October 2: 0; October 3: 0; October 4: 0; October 5: 0; October 6: 0; October 7: 0; October 8: 0; October 9: 0; October 10: 0; October 11: 0; October 12: 0; October 13: 0; October 14: 0; October 15: 0; October 16: 0; October 17: 0.36; October 18: 0.32; October 19: 0.29; October 20: 0.27; October 21: 0.07; October 22: 0; October 23: 0; October 24: 0
PGZP_2_PDRP27 | Leapfrog | PGE | [6 empty] | 0.4 |  | 0.17 |  |  |  | July 1: 0; July 2: 0; July 3: 0; July 4: 0; July 5: 0; July 6: 0; July 7: 0; July 8: 0; July 9: 0; July 10: 0; July 11: 0; July 12: 0; July 13: 0; July 14: 0; July 15: 0; July 16: 0; July 17: 0.4; July 18: 0.36; July 19: 0.37; July 20: 0.32; July 21: 0.06; July 22: 0; July 23: 0; July 24: 0; September 1: 0; September 2: 0; September 3: 0; September 4: 0; September 5: 0; September 6: 0; September 7: 0; September 8: 0; September 9: 0; September 10: 0; September 11: 0; September 12: 0; September 13: 0; September 14: 0; September 15: 0; September 16: 0; September 17: 0.17; September 18: 0.17; September 19: 0.16; September 20: 0.15; September 21: 0.06; September 22: 0; September 23: 0; September 24: 0
PGZP_2_PDRP40 | Leapfrog | PGE | [6 empty] | 0.37 | [5 empty] | July 1: 0; July 2: 0; July 3: 0; July 4: 0; July 5: 0; July 6: 0; July 7: 0; July 8: 0; July 9: 0; July 10: 0; July 11: 0; July 12: 0; July 13: 0; July 14: 0; July 15: 0; July 16: 0; July 17: 0.37; July 18: 0.33; July 19: 0.34; July 20: 0.29; July 21: 0.05; July 22: 0; July 23: 0; July 24: 0
PGCC_1_PDRP99 | Leapfrog | PGE | [7 empty] | 0.26 | 0.87 | 0.42 |  |  | August 1: 0; August 2: 0; August 3: 0; August 4: 0; August 5: 0; August 6: 0; August 7: 0; August 8: 0; August 9: 0; August 10: 0; August 11: 0; August 12: 0; August 13: 0; August 14: 0; August 15: 0; August 16: 0; August 17: 0.31; August 18: 0.26; August 19: 0.24; August 20: 0.22; August 21: 0.06; August 22: 0; August 23: 0; August 24: 0; September 1: 0; September 2: 0; September 3: 0; September 4: 0; September 5: 0; September 6: 0; September 7: 0; September 8: 0; September 9: 0; September 10: 0; September 11: 0; September 12: 0; September 13: 0; September 14: 0; September 15: 0; September 16: 0; September 17: 0.87; September 18: 0.87; September 19: 0.84; September 20: 0.77; September 21: 0.32; September 22: 0; September 23: 0; September 24: 0; October 1: 0; October 2: 0; October 3: 0; October 4: 0; October 5: 0; October 6: 0; October 7: 0; October 8: 0; October 9: 0; October 10: 0; October 11: 0; October 12: 0; October 13: 0; October 14: 0; October 15: 0; October 16: 0; October 17: 0.47; October 18: 0.42; October 19: 0.38; October 20: 0.36; October 21: 0.09; October 22: 0; October 23: 0; October 24: 0
PGEB_2_PDRP67 | Leapfrog | PGE | [7 empty] | 0.63 |  |  |  |  | August 1: 0; August 2: 0; August 3: 0; August 4: 0; August 5: 0; August 6: 0; August 7: 0; August 8: 0; August 9: 0; August 10: 0; August 11: 0; August 12: 0; August 13: 0; August 14: 0; August 15: 0; August 16: 0; August 17: 0.75; August 18: 0.63; August 19: 0.59; August 20: 0.52; August 21: 0.15; August 22: 0; August 23: 0; August 24: 0
PGEB_2_PDRP76 | Leapfrog | PGE | [7 empty] | 0.19 | 0.13 |  |  |  | August 1: 0; August 2: 0; August 3: 0; August 4: 0; August 5: 0; August 6: 0; August 7: 0; August 8: 0; August 9: 0; August 10: 0; August 11: 0; August 12: 0; August 13: 0; August 14: 0; August 15: 0; August 16: 0; August 17: 0.23; August 18: 0.19; August 19: 0.18; August 20: 0.16; August 21: 0.04; August 22: 0; August 23: 0; August 24: 0; September 1: 0; September 2: 0; September 3: 0; September 4: 0; September 5: 0; September 6: 0; September 7: 0; September 8: 0; September 9: 0; September 10: 0; September 11: 0; September 12: 0; September 13: 0; September 14: 0; September 15: 0; September 16: 0; September 17: 0.13; September 18: 0.13; September 19: 0.13; September 20: 0.12; September 21: 0.05; September 22: 0; September 23: 0; September 24: 0
PGFG_1_PDRP32 | Leapfrog | PGE | [7 empty] | 0.12 |  |  |  |  | August 1: 0; August 2: 0; August 3: 0; August 4: 0; August 5: 0; August 6: 0; August 7: 0; August 8: 0; August 9: 0; August 10: 0; August 11: 0; August 12: 0; August 13: 0; August 14: 0; August 15: 0; August 16: 0; August 17: 0.14; August 18: 0.12; August 19: 0.11; August 20: 0.1; August 21: 0.03; August 22: 0; August 23: 0; August 24: 0
PGKN_2_PDRP37 | Leapfrog | PGE | [7 empty] | 0.64 |  |  |  |  | August 1: 0; August 2: 0; August 3: 0; August 4: 0; August 5: 0; August 6: 0; August 7: 0; August 8: 0; August 9: 0; August 10: 0; August 11: 0; August 12: 0; August 13: 0; August 14: 0; August 15: 0; August 16: 0; August 17: 0.76; August 18: 0.64; August 19: 0.6; August 20: 0.53; August 21: 0.15; August 22: 0; August 23: 0; August 24: 0
PGKN_2_PDRP40 | Leapfrog | PGE | [7 empty] | 0.42 | 0.13 |  |  |  | August 1: 0; August 2: 0; August 3: 0; August 4: 0; August 5: 0; August 6: 0; August 7: 0; August 8: 0; August 9: 0; August 10: 0; August 11: 0; August 12: 0; August 13: 0; August 14: 0; August 15: 0; August 16: 0; August 17: 0.5; August 18: 0.42; August 19: 0.39; August 20: 0.35; August 21: 0.1; August 22: 0; August 23: 0; August 24: 0; September 1: 0; September 2: 0; September 3: 0; September 4: 0; September 5: 0; September 6: 0; September 7: 0; September 8: 0; September 9: 0; September 10: 0; September 11: 0; September 12: 0; September 13: 0; September 14: 0; September 15: 0; September 16: 0; September 17: 0.13; September 18: 0.13; September 19: 0.13; September 20: 0.12; September 21: 0.05; September 22: 0; September 23: 0; September 24: 0
PGNB_2_PDRP22 | Leapfrog | PGE | [7 empty] | 0.24 |  |  |  |  | August 1: 0; August 2: 0; August 3: 0; August 4: 0; August 5: 0; August 6: 0; August 7: 0; August 8: 0; August 9: 0; August 10: 0; August 11: 0; August 12: 0; August 13: 0; August 14: 0; August 15: 0; August 16: 0; August 17: 0.29; August 18: 0.24; August 19: 0.22; August 20: 0.2; August 21: 0.06; August 22: 0; August 23: 0; August 24: 0
PGNC_1_PDRP15 | Leapfrog | PGE | [7 empty] | 0.14 |  |  |  |  | August 1: 0; August 2: 0; August 3: 0; August 4: 0; August 5: 0; August 6: 0; August 7: 0; August 8: 0; August 9: 0; August 10: 0; August 11: 0; August 12: 0; August 13: 0; August 14: 0; August 15: 0; August 16: 0; August 17: 0.17; August 18: 0.14; August 19: 0.13; August 20: 0.12; August 21: 0.03; August 22: 0; August 23: 0; August 24: 0
PGNC_1_PDRP17 | Leapfrog | PGE | [7 empty] | 0.13 |  |  |  |  | August 1: 0; August 2: 0; August 3: 0; August 4: 0; August 5: 0; August 6: 0; August 7: 0; August 8: 0; August 9: 0; August 10: 0; August 11: 0; August 12: 0; August 13: 0; August 14: 0; August 15: 0; August 16: 0; August 17: 0.16; August 18: 0.13; August 19: 0.12; August 20: 0.11; August 21: 0.03; August 22: 0; August 23: 0; August 24: 0
PGNC_1_PDRP20 | Leapfrog | PGE | [7 empty] | 0.11 |  |  |  |  | August 1: 0; August 2: 0; August 3: 0; August 4: 0; August 5: 0; August 6: 0; August 7: 0; August 8: 0; August 9: 0; August 10: 0; August 11: 0; August 12: 0; August 13: 0; August 14: 0; August 15: 0; August 16: 0; August 17: 0.13; August 18: 0.11; August 19: 0.1; August 20: 0.09; August 21: 0.03; August 22: 0; August 23: 0; August 24: 0
PGP2_2_PDRP38 | Leapfrog | PGE | [7 empty] | 0.56 | 0.16 |  |  |  | August 1: 0; August 2: 0; August 3: 0; August 4: 0; August 5: 0; August 6: 0; August 7: 0; August 8: 0; August 9: 0; August 10: 0; August 11: 0; August 12: 0; August 13: 0; August 14: 0; August 15: 0; August 16: 0; August 17: 0.67; August 18: 0.56; August 19: 0.52; August 20: 0.46; August 21: 0.13; August 22: 0; August 23: 0; August 24: 0; September 1: 0; September 2: 0; September 3: 0; September 4: 0; September 5: 0; September 6: 0; September 7: 0; September 8: 0; September 9: 0; September 10: 0; September 11: 0; September 12: 0; September 13: 0; September 14: 0; September 15: 0; September 16: 0; September 17: 0.16; September 18: 0.16; September 19: 0.15; September 20: 0.14; September 21: 0.06; September 22: 0; September 23: 0; September 24: 0
PGP2_2_PDRP53 | Leapfrog | PGE | [7 empty] | 0.16 |  |  |  |  | August 1: 0; August 2: 0; August 3: 0; August 4: 0; August 5: 0; August 6: 0; August 7: 0; August 8: 0; August 9: 0; August 10: 0; August 11: 0; August 12: 0; August 13: 0; August 14: 0; August 15: 0; August 16: 0; August 17: 0.19; August 18: 0.16; August 19: 0.15; August 20: 0.13; August 21: 0.04; August 22: 0; August 23: 0; August 24: 0
PGP2_2_PDRP56 | Leapfrog | PGE | [7 empty] | 0.13 | 0.12 |  |  |  | August 1: 0; August 2: 0; August 3: 0; August 4: 0; August 5: 0; August 6: 0; August 7: 0; August 8: 0; August 9: 0; August 10: 0; August 11: 0; August 12: 0; August 13: 0; August 14: 0; August 15: 0; August 16: 0; August 17: 0.16; August 18: 0.13; August 19: 0.12; August 20: 0.11; August 21: 0.03; August 22: 0; August 23: 0; August 24: 0; September 1: 0; September 2: 0; September 3: 0; September 4: 0; September 5: 0; September 6: 0; September 7: 0; September 8: 0; September 9: 0; September 10: 0; September 11: 0; September 12: 0; September 13: 0; September 14: 0; September 15: 0; September 16: 0; September 17: 0.12; September 18: 0.12; September 19: 0.12; September 20: 0.11; September 21: 0.04; September 22: 0; September 23: 0; September 24: 0
PGP2_2_PDRP69 | Leapfrog | PGE | [7 empty] | 0.32 |  |  |  |  | August 1: 0; August 2: 0; August 3: 0; August 4: 0; August 5: 0; August 6: 0; August 7: 0; August 8: 0; August 9: 0; August 10: 0; August 11: 0; August 12: 0; August 13: 0; August 14: 0; August 15: 0; August 16: 0; August 17: 0.38; August 18: 0.32; August 19: 0.3; August 20: 0.27; August 21: 0.07; August 22: 0; August 23: 0; August 24: 0
PGZP_2_PDRP32 | Leapfrog | PGE | [7 empty] | 0.1 |  |  |  |  | August 1: 0; August 2: 0; August 3: 0; August 4: 0; August 5: 0; August 6: 0; August 7: 0; August 8: 0; August 9: 0; August 10: 0; August 11: 0; August 12: 0; August 13: 0; August 14: 0; August 15: 0; August 16: 0; August 17: 0.12; August 18: 0.1; August 19: 0.09; August 20: 0.08; August 21: 0.02; August 22: 0; August 23: 0; August 24: 0
SCNW_6_PDRP53 | Leapfrog | SCE | [7 empty] | 0.12 |  |  |  |  | August 1: 0; August 2: 0; August 3: 0; August 4: 0; August 5: 0; August 6: 0; August 7: 0; August 8: 0; August 9: 0; August 10: 0; August 11: 0; August 12: 0; August 13: 0; August 14: 0; August 15: 0; August 16: 0; August 17: 0.14; August 18: 0.12; August 19: 0.11; August 20: 0.1; August 21: 0.03; August 22: 0; August 23: 0; August 24: 0
SCNW_6_PDRP55 | Leapfrog | SCE | [7 empty] | 0.26 |  |  |  |  | August 1: 0; August 2: 0; August 3: 0; August 4: 0; August 5: 0; August 6: 0; August 7: 0; August 8: 0; August 9: 0; August 10: 0; August 11: 0; August 12: 0; August 13: 0; August 14: 0; August 15: 0; August 16: 0; August 17: 0.31; August 18: 0.26; August 19: 0.24; August 20: 0.22; August 21: 0.07; August 22: 0; August 23: 0; August 24: 0
SCNW_6_PDRP56 | Leapfrog | SCE | [7 empty] | 0.12 | 0.22 | 0.11 |  |  | August 1: 0; August 2: 0; August 3: 0; August 4: 0; August 5: 0; August 6: 0; August 7: 0; August 8: 0; August 9: 0; August 10: 0; August 11: 0; August 12: 0; August 13: 0; August 14: 0; August 15: 0; August 16: 0; August 17: 0.14; August 18: 0.12; August 19: 0.11; August 20: 0.1; August 21: 0.03; August 22: 0; August 23: 0; August 24: 0; September 1: 0; September 2: 0; September 3: 0; September 4: 0; September 5: 0; September 6: 0; September 7: 0; September 8: 0; September 9: 0; September 10: 0; September 11: 0; September 12: 0; September 13: 0; September 14: 0; September 15: 0; September 16: 0; September 17: 0.22; September 18: 0.22; September 19: 0.21; September 20: 0.19; September 21: 0.07; September 22: 0; September 23: 0; September 24: 0; October 1: 0; October 2: 0; October 3: 0; October 4: 0; October 5: 0; October 6: 0; October 7: 0; October 8: 0; October 9: 0; October 10: 0; October 11: 0; October 12: 0; October 13: 0; October 14: 0; October 15: 0; October 16: 0; October 17: 0.12; October 18: 0.11; October 19: 0.1; October 20: 0.09; October 21: 0.01; October 22: 0; October 23: 0; October 24: 0
SCNW_6_PDRP62 | Leapfrog | SCE | [7 empty] | 0.16 |  |  |  |  | August 1: 0; August 2: 0; August 3: 0; August 4: 0; August 5: 0; August 6: 0; August 7: 0; August 8: 0; August 9: 0; August 10: 0; August 11: 0; August 12: 0; August 13: 0; August 14: 0; August 15: 0; August 16: 0; August 17: 0.19; August 18: 0.16; August 19: 0.15; August 20: 0.13; August 21: 0.04; August 22: 0; August 23: 0; August 24: 0
PGFG_1_PDRP36 | Ohmconnect | PGE | [7 empty] | 0.12 | 0.14 | 0.1 |  |  | August 1: 0; August 2: 0; August 3: 0; August 4: 0; August 5: 0; August 6: 0; August 7: 0; August 8: 0; August 9: 0; August 10: 0; August 11: 0; August 12: 0; August 13: 0; August 14: 0; August 15: 0; August 16: 0; August 17: 0.13; August 18: 0.12; August 19: 0.13; August 20: 0.11; August 21: 0.11; August 22: 0; August 23: 0; August 24: 0; September 1: 0; September 2: 0; September 3: 0; September 4: 0; September 5: 0; September 6: 0; September 7: 0; September 8: 0; September 9: 0; September 10: 0; September 11: 0; September 12: 0; September 13: 0; September 14: 0; September 15: 0; September 16: 0; September 17: 0.14; September 18: 0.13; September 19: 0.14; September 20: 0.12; September 21: 0.13; September 22: 0; September 23: 0; September 24: 0; October 1: 0; October 2: 0; October 3: 0; October 4: 0; October 5: 0; October 6: 0; October 7: 0; October 8: 0; October 9: 0; October 10: 0; October 11: 0; October 12: 0; October 13: 0; October 14: 0; October 15: 0; October 16: 0; October 17: 0.11; October 18: 0.1; October 19: 0.11; October 20: 0.1; October 21: 0.1; October 22: 0; October 23: 0; October 24: 0
PGKN_2_PDRP51 | Ohmconnect | PGE | [7 empty] | 0.2 | 0.21 | 0.18 |  |  | August 1: 0; August 2: 0; August 3: 0; August 4: 0; August 5: 0; August 6: 0; August 7: 0; August 8: 0; August 9: 0; August 10: 0; August 11: 0; August 12: 0; August 13: 0; August 14: 0; August 15: 0; August 16: 0; August 17: 0.21; August 18: 0.2; August 19: 0.22; August 20: 0.18; August 21: 0.19; August 22: 0; August 23: 0; August 24: 0; September 1: 0; September 2: 0; September 3: 0; September 4: 0; September 5: 0; September 6: 0; September 7: 0; September 8: 0; September 9: 0; September 10: 0; September 11: 0; September 12: 0; September 13: 0; September 14: 0; September 15: 0; September 16: 0; September 17: 0.21; September 18: 0.2; September 19: 0.22; September 20: 0.18; September 21: 0.19; September 22: 0; September 23: 0; September 24: 0; October 1: 0; October 2: 0; October 3: 0; October 4: 0; October 5: 0; October 6: 0; October 7: 0; October 8: 0; October 9: 0; October 10: 0; October 11: 0; October 12: 0; October 13: 0; October 14: 0; October 15: 0; October 16: 0; October 17: 0.2; October 18: 0.18; October 19: 0.2; October 20: 0.18; October 21: 0.19; October 22: 0; October 23: 0; October 24: 0
PGNB_2_PDRP37 | Ohmconnect | PGE | [7 empty] | 0.11 | 0.13 |  |  |  | August 1: 0; August 2: 0; August 3: 0; August 4: 0; August 5: 0; August 6: 0; August 7: 0; August 8: 0; August 9: 0; August 10: 0; August 11: 0; August 12: 0; August 13: 0; August 14: 0; August 15: 0; August 16: 0; August 17: 0.12; August 18: 0.11; August 19: 0.12; August 20: 0.1; August 21: 0.11; August 22: 0; August 23: 0; August 24: 0; September 1: 0; September 2: 0; September 3: 0; September 4: 0; September 5: 0; September 6: 0; September 7: 0; September 8: 0; September 9: 0; September 10: 0; September 11: 0; September 12: 0; September 13: 0; September 14: 0; September 15: 0; September 16: 0; September 17: 0.13; September 18: 0.12; September 19: 0.13; September 20: 0.11; September 21: 0.12; September 22: 0; September 23: 0; September 24: 0
PGST_2_PDRP15 | Ohmconnect | PGE | [7 empty] | 0.13 | 0.13 | 0.1 |  |  | August 1: 0; August 2: 0; August 3: 0; August 4: 0; August 5: 0; August 6: 0; August 7: 0; August 8: 0; August 9: 0; August 10: 0; August 11: 0; August 12: 0; August 13: 0; August 14: 0; August 15: 0; August 16: 0; August 17: 0.14; August 18: 0.13; August 19: 0.14; August 20: 0.12; August 21: 0.12; August 22: 0; August 23: 0; August 24: 0; September 1: 0; September 2: 0; September 3: 0; September 4: 0; September 5: 0; September 6: 0; September 7: 0; September 8: 0; September 9: 0; September 10: 0; September 11: 0; September 12: 0; September 13: 0; September 14: 0; September 15: 0; September 16: 0; September 17: 0.13; September 18: 0.12; September 19: 0.13; September 20: 0.11; September 21: 0.12; September 22: 0; September 23: 0; September 24: 0; October 1: 0; October 2: 0; October 3: 0; October 4: 0; October 5: 0; October 6: 0; October 7: 0; October 8: 0; October 9: 0; October 10: 0; October 11: 0; October 12: 0; October 13: 0; October 14: 0; October 15: 0; October 16: 0; October 17: 0.11; October 18: 0.1; October 19: 0.11; October 20: 0.1; October 21: 0.1; October 22: 0; October 23: 0; October 24: 0
SCEC_1_PDRP42 | Ohmconnect | SCE | [7 empty] | 5 |  |  |  |  | August 1: 0; August 2: 0; August 3: 0; August 4: 0; August 5: 0; August 6: 0; August 7: 0; August 8: 0; August 9: 0; August 10: 0; August 11: 0; August 12: 0; August 13: 0; August 14: 0; August 15: 0; August 16: 0; August 17: 5.36; August 18: 5; August 19: 5.39; August 20: 4.48; August 21: 4.78; August 22: 0; August 23: 0; August 24: 0
SDG1_1_PDRP06 | Ohmconnect | SDGE | [7 empty] | 2.5 |  |  |  |  | August 1: 0; August 2: 0; August 3: 0; August 4: 0; August 5: 0; August 6: 0; August 7: 0; August 8: 0; August 9: 0; August 10: 0; August 11: 0; August 12: 0; August 13: 0; August 14: 0; August 15: 0; August 16: 0; August 17: 2.68; August 18: 2.5; August 19: 2.69; August 20: 2.24; August 21: 2.39; August 22: 0; August 23: 0; August 24: 0
SDG1_1_PDRP71 | Ohmconnect | SDGE | [7 empty] | 0.23 | 0.54 | 0.58 |  |  | August 1: 0; August 2: 0; August 3: 0; August 4: 0; August 5: 0; August 6: 0; August 7: 0; August 8: 0; August 9: 0; August 10: 0; August 11: 0; August 12: 0; August 13: 0; August 14: 0; August 15: 0; August 16: 0; August 17: 0.25; August 18: 0.23; August 19: 0.25; August 20: 0.21; August 21: 0.22; August 22: 0; August 23: 0; August 24: 0; September 1: 0; September 2: 0; September 3: 0; September 4: 0; September 5: 0; September 6: 0; September 7: 0; September 8: 0; September 9: 0; September 10: 0; September 11: 0; September 12: 0; September 13: 0; September 14: 0; September 15: 0; September 16: 0; September 17: 0.54; September 18: 0.51; September 19: 0.55; September 20: 0.45; September 21: 0.48; September 22: 0; September 23: 0; September 24: 0; October 1: 0; October 2: 0; October 3: 0; October 4: 0; October 5: 0; October 6: 0; October 7: 0; October 8: 0; October 9: 0; October 10: 0; October 11: 0; October 12: 0; October 13: 0; October 14: 0; October 15: 0; October 16: 0; October 17: 0.65; October 18: 0.58; October 19: 0.66; October 20: 0.58; October 21: 0.61; October 22: 0; October 23: 0; October 24: 0
PGNB_2_PDRP42 | Leapfrog | PGE | [8 empty] | 0.37 |  |  |  | September 1: 0; September 2: 0; September 3: 0; September 4: 0; September 5: 0; September 6: 0; September 7: 0; September 8: 0; September 9: 0; September 10: 0; September 11: 0; September 12: 0; September 13: 0; September 14: 0; September 15: 0; September 16: 0; September 17: 0.37; September 18: 0.37; September 19: 0.36; September 20: 0.33; September 21: 0.14; September 22: 0; September 23: 0; September 24: 0
PGNC_1_PDRP09 | Leapfrog | PGE | [8 empty] | 0.13 | 0.11 |  |  | September 1: 0; September 2: 0; September 3: 0; September 4: 0; September 5: 0; September 6: 0; September 7: 0; September 8: 0; September 9: 0; September 10: 0; September 11: 0; September 12: 0; September 13: 0; September 14: 0; September 15: 0; September 16: 0; September 17: 0.13; September 18: 0.13; September 19: 0.13; September 20: 0.12; September 21: 0.05; September 22: 0; September 23: 0; September 24: 0; October 1: 0; October 2: 0; October 3: 0; October 4: 0; October 5: 0; October 6: 0; October 7: 0; October 8: 0; October 9: 0; October 10: 0; October 11: 0; October 12: 0; October 13: 0; October 14: 0; October 15: 0; October 16: 0; October 17: 0.12; October 18: 0.11; October 19: 0.1; October 20: 0.09; October 21: 0.02; October 22: 0; October 23: 0; October 24: 0
PGNC_1_PDRP14 | Leapfrog | PGE | [8 empty] | 0.14 |  |  |  | September 1: 0; September 2: 0; September 3: 0; September 4: 0; September 5: 0; September 6: 0; September 7: 0; September 8: 0; September 9: 0; September 10: 0; September 11: 0; September 12: 0; September 13: 0; September 14: 0; September 15: 0; September 16: 0; September 17: 0.14; September 18: 0.14; September 19: 0.14; September 20: 0.12; September 21: 0.05; September 22: 0; September 23: 0; September 24: 0
PGP2_2_PDRP43 | Leapfrog | PGE | [8 empty] | 0.25 |  |  |  | September 1: 0; September 2: 0; September 3: 0; September 4: 0; September 5: 0; September 6: 0; September 7: 0; September 8: 0; September 9: 0; September 10: 0; September 11: 0; September 12: 0; September 13: 0; September 14: 0; September 15: 0; September 16: 0; September 17: 0.25; September 18: 0.25; September 19: 0.24; September 20: 0.22; September 21: 0.09; September 22: 0; September 23: 0; September 24: 0
PGSB_1_PDRP76 | Leapfrog | PGE | [8 empty] | 0.14 |  |  |  | September 1: 0; September 2: 0; September 3: 0; September 4: 0; September 5: 0; September 6: 0; September 7: 0; September 8: 0; September 9: 0; September 10: 0; September 11: 0; September 12: 0; September 13: 0; September 14: 0; September 15: 0; September 16: 0; September 17: 0.14; September 18: 0.14; September 19: 0.14; September 20: 0.12; September 21: 0.05; September 22: 0; September 23: 0; September 24: 0
PGZP_2_PDRP51 | Ohmconnect | PGE | [8 empty] | 0.1 |  |  |  | September 1: 0; September 2: 0; September 3: 0; September 4: 0; September 5: 0; September 6: 0; September 7: 0; September 8: 0; September 9: 0; September 10: 0; September 11: 0; September 12: 0; September 13: 0; September 14: 0; September 15: 0; September 16: 0; September 17: 0.1; September 18: 0.09; September 19: 0.1; September 20: 0.08; September 21: 0.09; September 22: 0; September 23: 0; September 24: 0
SCHD_1_PDRP40 | Ohmconnect | SCE | [8 empty] | 0.1 | 0.1 |  |  | September 1: 0; September 2: 0; September 3: 0; September 4: 0; September 5: 0; September 6: 0; September 7: 0; September 8: 0; September 9: 0; September 10: 0; September 11: 0; September 12: 0; September 13: 0; September 14: 0; September 15: 0; September 16: 0; September 17: 0.1; September 18: 0.09; September 19: 0.1; September 20: 0.08; September 21: 0.09; September 22: 0; September 23: 0; September 24: 0; October 1: 0; October 2: 0; October 3: 0; October 4: 0; October 5: 0; October 6: 0; October 7: 0; October 8: 0; October 9: 0; October 10: 0; October 11: 0; October 12: 0; October 13: 0; October 14: 0; October 15: 0; October 16: 0; October 17: 0.11; October 18: 0.1; October 19: 0.11; October 20: 0.1; October 21: 0.1; October 22: 0; October 23: 0; October 24: 0
SCHD_1_PDRP58 | Enersponse | SCE | [8 empty] | 0.41 | 0.11 |  |  | September 1: 0; September 2: 0; September 3: 0; September 4: 0; September 5: 0; September 6: 0; September 7: 0; September 8: 0; September 9: 0; September 10: 0; September 11: 0; September 12: 0; September 13: 0; September 14: 0; September 15: 0; September 16: 0; September 17: 0.41; September 18: 0.4; September 19: 0.39; September 20: 0.38; September 21: 0.36; September 22: 0; September 23: 0; September 24: 0; October 1: 0; October 2: 0; October 3: 0; October 4: 0; October 5: 0; October 6: 0; October 7: 0; October 8: 0; October 9: 0; October 10: 0; October 11: 0; October 12: 0; October 13: 0; October 14: 0; October 15: 0; October 16: 0; October 17: 0.11; October 18: 0.11; October 19: 0.11; October 20: 0.1; October 21: 0.1; October 22: 0; October 23: 0; October 24: 0
SCLD_1_PDRP11 | Ohmconnect | SCE | [8 empty] | 0.1 | 0.15 |  |  | September 1: 0; September 2: 0; September 3: 0; September 4: 0; September 5: 0; September 6: 0; September 7: 0; September 8: 0; September 9: 0; September 10: 0; September 11: 0; September 12: 0; September 13: 0; September 14: 0; September 15: 0; September 16: 0; September 17: 0.1; September 18: 0.09; September 19: 0.1; September 20: 0.08; September 21: 0.09; September 22: 0; September 23: 0; September 24: 0; October 1: 0; October 2: 0; October 3: 0; October 4: 0; October 5: 0; October 6: 0; October 7: 0; October 8: 0; October 9: 0; October 10: 0; October 11: 0; October 12: 0; October 13: 0; October 14: 0; October 15: 0; October 16: 0; October 17: 0.17; October 18: 0.15; October 19: 0.17; October 20: 0.15; October 21: 0.16; October 22: 0; October 23: 0; October 24: 0
PGNB_2_PDRP35 | Leapfrog | PGE | [9 empty] | 0.18 |  |  | October 1: 0; October 2: 0; October 3: 0; October 4: 0; October 5: 0; October 6: 0; October 7: 0; October 8: 0; October 9: 0; October 10: 0; October 11: 0; October 12: 0; October 13: 0; October 14: 0; October 15: 0; October 16: 0; October 17: 0.2; October 18: 0.18; October 19: 0.16; October 20: 0.15; October 21: 0.04; October 22: 0; October 23: 0; October 24: 0
PGNC_1_PDRP26 | Leapfrog | PGE | [9 empty] | 0.12 |  |  | October 1: 0; October 2: 0; October 3: 0; October 4: 0; October 5: 0; October 6: 0; October 7: 0; October 8: 0; October 9: 0; October 10: 0; October 11: 0; October 12: 0; October 13: 0; October 14: 0; October 15: 0; October 16: 0; October 17: 0.13; October 18: 0.12; October 19: 0.11; October 20: 0.1; October 21: 0.03; October 22: 0; October 23: 0; October 24: 0
SCNW_6_PDRP39 | Ohmconnect | SCE | [9 empty] | 0.12 |  |  | October 1: 0; October 2: 0; October 3: 0; October 4: 0; October 5: 0; October 6: 0; October 7: 0; October 8: 0; October 9: 0; October 10: 0; October 11: 0; October 12: 0; October 13: 0; October 14: 0; October 15: 0; October 16: 0; October 17: 0.13; October 18: 0.12; October 19: 0.14; October 20: 0.12; October 21: 0.13; October 22: 0; October 23: 0; October 24: 0

## DR LIP Profiles
DRP | TAC | Month | Month Number | Hour Ending | LIP Profile
OhmConnect | PGE | January | 1 | 1 | 0
OhmConnect | PGE | January | 1 | 2 | 0
OhmConnect | PGE | January | 1 | 3 | 0
OhmConnect | PGE | January | 1 | 4 | 0
OhmConnect | PGE | January | 1 | 5 | 0
OhmConnect | PGE | January | 1 | 6 | 0
OhmConnect | PGE | January | 1 | 7 | 0
OhmConnect | PGE | January | 1 | 8 | 0
OhmConnect | PGE | January | 1 | 9 | 0
OhmConnect | PGE | January | 1 | 10 | 0
OhmConnect | PGE | January | 1 | 11 | 0
OhmConnect | PGE | January | 1 | 12 | 0
OhmConnect | PGE | January | 1 | 13 | 0
OhmConnect | PGE | January | 1 | 14 | 0
OhmConnect | PGE | January | 1 | 15 | 0
OhmConnect | PGE | January | 1 | 16 | 0
OhmConnect | PGE | January | 1 | 17 | 0.9865
OhmConnect | PGE | January | 1 | 18 | 1.0078
OhmConnect | PGE | January | 1 | 19 | 1
OhmConnect | PGE | January | 1 | 20 | 1.0162
OhmConnect | PGE | January | 1 | 21 | 1.0063
OhmConnect | PGE | January | 1 | 22 | 0
OhmConnect | PGE | January | 1 | 23 | 0
OhmConnect | PGE | January | 1 | 24 | 0
OhmConnect | PGE | February | 2 | 1 | 0
OhmConnect | PGE | February | 2 | 2 | 0
OhmConnect | PGE | February | 2 | 3 | 0
OhmConnect | PGE | February | 2 | 4 | 0
OhmConnect | PGE | February | 2 | 5 | 0
OhmConnect | PGE | February | 2 | 6 | 0
OhmConnect | PGE | February | 2 | 7 | 0
OhmConnect | PGE | February | 2 | 8 | 0
OhmConnect | PGE | February | 2 | 9 | 0
OhmConnect | PGE | February | 2 | 10 | 0
OhmConnect | PGE | February | 2 | 11 | 0
OhmConnect | PGE | February | 2 | 12 | 0
OhmConnect | PGE | February | 2 | 13 | 0
OhmConnect | PGE | February | 2 | 14 | 0
OhmConnect | PGE | February | 2 | 15 | 0
OhmConnect | PGE | February | 2 | 16 | 0
OhmConnect | PGE | February | 2 | 17 | 1.0287
OhmConnect | PGE | February | 2 | 18 | 1.047
OhmConnect | PGE | February | 2 | 19 | 1
OhmConnect | PGE | February | 2 | 20 | 1.0175
OhmConnect | PGE | February | 2 | 21 | 1.0133
OhmConnect | PGE | February | 2 | 22 | 0
OhmConnect | PGE | February | 2 | 23 | 0
OhmConnect | PGE | February | 2 | 24 | 0
OhmConnect | PGE | March | 3 | 1 | 0
OhmConnect | PGE | March | 3 | 2 | 0
OhmConnect | PGE | March | 3 | 3 | 0
OhmConnect | PGE | March | 3 | 4 | 0
OhmConnect | PGE | March | 3 | 5 | 0
OhmConnect | PGE | March | 3 | 6 | 0
OhmConnect | PGE | March | 3 | 7 | 0
OhmConnect | PGE | March | 3 | 8 | 0
OhmConnect | PGE | March | 3 | 9 | 0
OhmConnect | PGE | March | 3 | 10 | 0
OhmConnect | PGE | March | 3 | 11 | 0
OhmConnect | PGE | March | 3 | 12 | 0
OhmConnect | PGE | March | 3 | 13 | 0
OhmConnect | PGE | March | 3 | 14 | 0
OhmConnect | PGE | March | 3 | 15 | 0
OhmConnect | PGE | March | 3 | 16 | 0
OhmConnect | PGE | March | 3 | 17 | 0
OhmConnect | PGE | March | 3 | 18 | 1.0648
OhmConnect | PGE | March | 3 | 19 | 1
OhmConnect | PGE | March | 3 | 20 | 1.0303
OhmConnect | PGE | March | 3 | 21 | 1.0376
OhmConnect | PGE | March | 3 | 22 | 1.0449
OhmConnect | PGE | March | 3 | 23 | 0
OhmConnect | PGE | March | 3 | 24 | 0
OhmConnect | PGE | April | 4 | 1 | 0
OhmConnect | PGE | April | 4 | 2 | 0
OhmConnect | PGE | April | 4 | 3 | 0
OhmConnect | PGE | April | 4 | 4 | 0
OhmConnect | PGE | April | 4 | 5 | 0
OhmConnect | PGE | April | 4 | 6 | 0
OhmConnect | PGE | April | 4 | 7 | 0
OhmConnect | PGE | April | 4 | 8 | 0
OhmConnect | PGE | April | 4 | 9 | 0
OhmConnect | PGE | April | 4 | 10 | 0
OhmConnect | PGE | April | 4 | 11 | 0
OhmConnect | PGE | April | 4 | 12 | 0
OhmConnect | PGE | April | 4 | 13 | 0
OhmConnect | PGE | April | 4 | 14 | 0
OhmConnect | PGE | April | 4 | 15 | 0
OhmConnect | PGE | April | 4 | 16 | 0
OhmConnect | PGE | April | 4 | 17 | 0
OhmConnect | PGE | April | 4 | 18 | 1.1621
OhmConnect | PGE | April | 4 | 19 | 1
OhmConnect | PGE | April | 4 | 20 | 0.9117
OhmConnect | PGE | April | 4 | 21 | 1.0002
OhmConnect | PGE | April | 4 | 22 | 1.0973
OhmConnect | PGE | April | 4 | 23 | 0
OhmConnect | PGE | April | 4 | 24 | 0
OhmConnect | PGE | May | 5 | 1 | 0
OhmConnect | PGE | May | 5 | 2 | 0
OhmConnect | PGE | May | 5 | 3 | 0
OhmConnect | PGE | May | 5 | 4 | 0
OhmConnect | PGE | May | 5 | 5 | 0
OhmConnect | PGE | May | 5 | 6 | 0
OhmConnect | PGE | May | 5 | 7 | 0
OhmConnect | PGE | May | 5 | 8 | 0
OhmConnect | PGE | May | 5 | 9 | 0
OhmConnect | PGE | May | 5 | 10 | 0
OhmConnect | PGE | May | 5 | 11 | 0
OhmConnect | PGE | May | 5 | 12 | 0
OhmConnect | PGE | May | 5 | 13 | 0
OhmConnect | PGE | May | 5 | 14 | 0
OhmConnect | PGE | May | 5 | 15 | 0
OhmConnect | PGE | May | 5 | 16 | 0
OhmConnect | PGE | May | 5 | 17 | 0
OhmConnect | PGE | May | 5 | 18 | 0.73654
OhmConnect | PGE | May | 5 | 19 | 1
OhmConnect | PGE | May | 5 | 20 | 0.93714
OhmConnect | PGE | May | 5 | 21 | 0.76
OhmConnect | PGE | May | 5 | 22 | 0.68969
OhmConnect | PGE | May | 5 | 23 | 0
OhmConnect | PGE | May | 5 | 24 | 0
OhmConnect | PGE | June | 6 | 1 | 0
OhmConnect | PGE | June | 6 | 2 | 0
OhmConnect | PGE | June | 6 | 3 | 0
OhmConnect | PGE | June | 6 | 4 | 0
OhmConnect | PGE | June | 6 | 5 | 0
OhmConnect | PGE | June | 6 | 6 | 0
OhmConnect | PGE | June | 6 | 7 | 0
OhmConnect | PGE | June | 6 | 8 | 0
OhmConnect | PGE | June | 6 | 9 | 0
OhmConnect | PGE | June | 6 | 10 | 0
OhmConnect | PGE | June | 6 | 11 | 0
OhmConnect | PGE | June | 6 | 12 | 0
OhmConnect | PGE | June | 6 | 13 | 0
OhmConnect | PGE | June | 6 | 14 | 0
OhmConnect | PGE | June | 6 | 15 | 0
OhmConnect | PGE | June | 6 | 16 | 0
OhmConnect | PGE | June | 6 | 17 | 1.043
OhmConnect | PGE | June | 6 | 18 | 1
OhmConnect | PGE | June | 6 | 19 | 1.2273
OhmConnect | PGE | June | 6 | 20 | 1.0923
OhmConnect | PGE | June | 6 | 21 | 1.2492
OhmConnect | PGE | June | 6 | 22 | 0
OhmConnect | PGE | June | 6 | 23 | 0
OhmConnect | PGE | June | 6 | 24 | 0
OhmConnect | PGE | July | 7 | 1 | 0
OhmConnect | PGE | July | 7 | 2 | 0
OhmConnect | PGE | July | 7 | 3 | 0
OhmConnect | PGE | July | 7 | 4 | 0
OhmConnect | PGE | July | 7 | 5 | 0
OhmConnect | PGE | July | 7 | 6 | 0
OhmConnect | PGE | July | 7 | 7 | 0
OhmConnect | PGE | July | 7 | 8 | 0
OhmConnect | PGE | July | 7 | 9 | 0
OhmConnect | PGE | July | 7 | 10 | 0
OhmConnect | PGE | July | 7 | 11 | 0
OhmConnect | PGE | July | 7 | 12 | 0
OhmConnect | PGE | July | 7 | 13 | 0
OhmConnect | PGE | July | 7 | 14 | 0
OhmConnect | PGE | July | 7 | 15 | 0
OhmConnect | PGE | July | 7 | 16 | 0
OhmConnect | PGE | July | 7 | 17 | 1
OhmConnect | PGE | July | 7 | 18 | 0.94919
OhmConnect | PGE | July | 7 | 19 | 1.0509
OhmConnect | PGE | July | 7 | 20 | 0.91606
OhmConnect | PGE | July | 7 | 21 | 1.0285
OhmConnect | PGE | July | 7 | 22 | 0
OhmConnect | PGE | July | 7 | 23 | 0
OhmConnect | PGE | July | 7 | 24 | 0
OhmConnect | PGE | August | 8 | 1 | 0
OhmConnect | PGE | August | 8 | 2 | 0
OhmConnect | PGE | August | 8 | 3 | 0
OhmConnect | PGE | August | 8 | 4 | 0
OhmConnect | PGE | August | 8 | 5 | 0
OhmConnect | PGE | August | 8 | 6 | 0
OhmConnect | PGE | August | 8 | 7 | 0
OhmConnect | PGE | August | 8 | 8 | 0
OhmConnect | PGE | August | 8 | 9 | 0
OhmConnect | PGE | August | 8 | 10 | 0
OhmConnect | PGE | August | 8 | 11 | 0
OhmConnect | PGE | August | 8 | 12 | 0
OhmConnect | PGE | August | 8 | 13 | 0
OhmConnect | PGE | August | 8 | 14 | 0
OhmConnect | PGE | August | 8 | 15 | 0
OhmConnect | PGE | August | 8 | 16 | 0
OhmConnect | PGE | August | 8 | 17 | 1.0713
OhmConnect | PGE | August | 8 | 18 | 1
OhmConnect | PGE | August | 8 | 19 | 1.0779
OhmConnect | PGE | August | 8 | 20 | 0.89593
OhmConnect | PGE | August | 8 | 21 | 0.9563
OhmConnect | PGE | August | 8 | 22 | 0
OhmConnect | PGE | August | 8 | 23 | 0
OhmConnect | PGE | August | 8 | 24 | 0
OhmConnect | PGE | September | 9 | 1 | 0
OhmConnect | PGE | September | 9 | 2 | 0
OhmConnect | PGE | September | 9 | 3 | 0
OhmConnect | PGE | September | 9 | 4 | 0
OhmConnect | PGE | September | 9 | 5 | 0
OhmConnect | PGE | September | 9 | 6 | 0
OhmConnect | PGE | September | 9 | 7 | 0
OhmConnect | PGE | September | 9 | 8 | 0
OhmConnect | PGE | September | 9 | 9 | 0
OhmConnect | PGE | September | 9 | 10 | 0
OhmConnect | PGE | September | 9 | 11 | 0
OhmConnect | PGE | September | 9 | 12 | 0
OhmConnect | PGE | September | 9 | 13 | 0
OhmConnect | PGE | September | 9 | 14 | 0
OhmConnect | PGE | September | 9 | 15 | 0
OhmConnect | PGE | September | 9 | 16 | 0
OhmConnect | PGE | September | 9 | 17 | 1
OhmConnect | PGE | September | 9 | 18 | 0.94478
OhmConnect | PGE | September | 9 | 19 | 1.026
OhmConnect | PGE | September | 9 | 20 | 0.83865
OhmConnect | PGE | September | 9 | 21 | 0.89531
OhmConnect | PGE | September | 9 | 22 | 0
OhmConnect | PGE | September | 9 | 23 | 0
OhmConnect | PGE | September | 9 | 24 | 0
OhmConnect | PGE | October | 10 | 1 | 0
OhmConnect | PGE | October | 10 | 2 | 0
OhmConnect | PGE | October | 10 | 3 | 0
OhmConnect | PGE | October | 10 | 4 | 0
OhmConnect | PGE | October | 10 | 5 | 0
OhmConnect | PGE | October | 10 | 6 | 0
OhmConnect | PGE | October | 10 | 7 | 0
OhmConnect | PGE | October | 10 | 8 | 0
OhmConnect | PGE | October | 10 | 9 | 0
OhmConnect | PGE | October | 10 | 10 | 0
OhmConnect | PGE | October | 10 | 11 | 0
OhmConnect | PGE | October | 10 | 12 | 0
OhmConnect | PGE | October | 10 | 13 | 0
OhmConnect | PGE | October | 10 | 14 | 0
OhmConnect | PGE | October | 10 | 15 | 0
OhmConnect | PGE | October | 10 | 16 | 0
OhmConnect | PGE | October | 10 | 17 | 1.1164
OhmConnect | PGE | October | 10 | 18 | 1
OhmConnect | PGE | October | 10 | 19 | 1.1357
OhmConnect | PGE | October | 10 | 20 | 1.0015
OhmConnect | PGE | October | 10 | 21 | 1.0452
OhmConnect | PGE | October | 10 | 22 | 0
OhmConnect | PGE | October | 10 | 23 | 0
OhmConnect | PGE | October | 10 | 24 | 0
OhmConnect | PGE | November | 11 | 1 | 0
OhmConnect | PGE | November | 11 | 2 | 0
OhmConnect | PGE | November | 11 | 3 | 0
OhmConnect | PGE | November | 11 | 4 | 0
OhmConnect | PGE | November | 11 | 5 | 0
OhmConnect | PGE | November | 11 | 6 | 0
OhmConnect | PGE | November | 11 | 7 | 0
OhmConnect | PGE | November | 11 | 8 | 0
OhmConnect | PGE | November | 11 | 9 | 0
OhmConnect | PGE | November | 11 | 10 | 0
OhmConnect | PGE | November | 11 | 11 | 0
OhmConnect | PGE | November | 11 | 12 | 0
OhmConnect | PGE | November | 11 | 13 | 0
OhmConnect | PGE | November | 11 | 14 | 0
OhmConnect | PGE | November | 11 | 15 | 0
OhmConnect | PGE | November | 11 | 16 | 0
OhmConnect | PGE | November | 11 | 17 | 1.037
OhmConnect | PGE | November | 11 | 18 | 1
OhmConnect | PGE | November | 11 | 19 | 0.94836
OhmConnect | PGE | November | 11 | 20 | 0.9736
OhmConnect | PGE | November | 11 | 21 | 0.99487
OhmConnect | PGE | November | 11 | 22 | 0
OhmConnect | PGE | November | 11 | 23 | 0
OhmConnect | PGE | November | 11 | 24 | 0
OhmConnect | PGE | December | 12 | 1 | 0
OhmConnect | PGE | December | 12 | 2 | 0
OhmConnect | PGE | December | 12 | 3 | 0
OhmConnect | PGE | December | 12 | 4 | 0
OhmConnect | PGE | December | 12 | 5 | 0
OhmConnect | PGE | December | 12 | 6 | 0
OhmConnect | PGE | December | 12 | 7 | 0
OhmConnect | PGE | December | 12 | 8 | 0
OhmConnect | PGE | December | 12 | 9 | 0
OhmConnect | PGE | December | 12 | 10 | 0
OhmConnect | PGE | December | 12 | 11 | 0
OhmConnect | PGE | December | 12 | 12 | 0
OhmConnect | PGE | December | 12 | 13 | 0
OhmConnect | PGE | December | 12 | 14 | 0
OhmConnect | PGE | December | 12 | 15 | 0
OhmConnect | PGE | December | 12 | 16 | 0
OhmConnect | PGE | December | 12 | 17 | 0.95516
OhmConnect | PGE | December | 12 | 18 | 1
OhmConnect | PGE | December | 12 | 19 | 1.0283
OhmConnect | PGE | December | 12 | 20 | 1.0592
OhmConnect | PGE | December | 12 | 21 | 1.0234
OhmConnect | PGE | December | 12 | 22 | 0
OhmConnect | PGE | December | 12 | 23 | 0
OhmConnect | PGE | December | 12 | 24 | 0
OhmConnect | SCE | January | 1 | 1 | 0
OhmConnect | SCE | January | 1 | 2 | 0
OhmConnect | SCE | January | 1 | 3 | 0
OhmConnect | SCE | January | 1 | 4 | 0
OhmConnect | SCE | January | 1 | 5 | 0
OhmConnect | SCE | January | 1 | 6 | 0
OhmConnect | SCE | January | 1 | 7 | 0
OhmConnect | SCE | January | 1 | 8 | 0
OhmConnect | SCE | January | 1 | 9 | 0
OhmConnect | SCE | January | 1 | 10 | 0
OhmConnect | SCE | January | 1 | 11 | 0
OhmConnect | SCE | January | 1 | 12 | 0
OhmConnect | SCE | January | 1 | 13 | 0
OhmConnect | SCE | January | 1 | 14 | 0
OhmConnect | SCE | January | 1 | 15 | 0
OhmConnect | SCE | January | 1 | 16 | 0
OhmConnect | SCE | January | 1 | 17 | 0.9865
OhmConnect | SCE | January | 1 | 18 | 1.0078
OhmConnect | SCE | January | 1 | 19 | 1
OhmConnect | SCE | January | 1 | 20 | 1.0162
OhmConnect | SCE | January | 1 | 21 | 1.0063
OhmConnect | SCE | January | 1 | 22 | 0
OhmConnect | SCE | January | 1 | 23 | 0
OhmConnect | SCE | January | 1 | 24 | 0
OhmConnect | SCE | February | 2 | 1 | 0
OhmConnect | SCE | February | 2 | 2 | 0
OhmConnect | SCE | February | 2 | 3 | 0
OhmConnect | SCE | February | 2 | 4 | 0
OhmConnect | SCE | February | 2 | 5 | 0
OhmConnect | SCE | February | 2 | 6 | 0
OhmConnect | SCE | February | 2 | 7 | 0
OhmConnect | SCE | February | 2 | 8 | 0
OhmConnect | SCE | February | 2 | 9 | 0
OhmConnect | SCE | February | 2 | 10 | 0
OhmConnect | SCE | February | 2 | 11 | 0
OhmConnect | SCE | February | 2 | 12 | 0
OhmConnect | SCE | February | 2 | 13 | 0
OhmConnect | SCE | February | 2 | 14 | 0
OhmConnect | SCE | February | 2 | 15 | 0
OhmConnect | SCE | February | 2 | 16 | 0
OhmConnect | SCE | February | 2 | 17 | 1.0287
OhmConnect | SCE | February | 2 | 18 | 1.047
OhmConnect | SCE | February | 2 | 19 | 1
OhmConnect | SCE | February | 2 | 20 | 1.0175
OhmConnect | SCE | February | 2 | 21 | 1.0133
OhmConnect | SCE | February | 2 | 22 | 0
OhmConnect | SCE | February | 2 | 23 | 0
OhmConnect | SCE | February | 2 | 24 | 0
OhmConnect | SCE | March | 3 | 1 | 0
OhmConnect | SCE | March | 3 | 2 | 0
OhmConnect | SCE | March | 3 | 3 | 0
OhmConnect | SCE | March | 3 | 4 | 0
OhmConnect | SCE | March | 3 | 5 | 0
OhmConnect | SCE | March | 3 | 6 | 0
OhmConnect | SCE | March | 3 | 7 | 0
OhmConnect | SCE | March | 3 | 8 | 0
OhmConnect | SCE | March | 3 | 9 | 0
OhmConnect | SCE | March | 3 | 10 | 0
OhmConnect | SCE | March | 3 | 11 | 0
OhmConnect | SCE | March | 3 | 12 | 0
OhmConnect | SCE | March | 3 | 13 | 0
OhmConnect | SCE | March | 3 | 14 | 0
OhmConnect | SCE | March | 3 | 15 | 0
OhmConnect | SCE | March | 3 | 16 | 0
OhmConnect | SCE | March | 3 | 17 | 0
OhmConnect | SCE | March | 3 | 18 | 1.0648
OhmConnect | SCE | March | 3 | 19 | 1
OhmConnect | SCE | March | 3 | 20 | 1.0303
OhmConnect | SCE | March | 3 | 21 | 1.0376
OhmConnect | SCE | March | 3 | 22 | 1.0449
OhmConnect | SCE | March | 3 | 23 | 0
OhmConnect | SCE | March | 3 | 24 | 0
OhmConnect | SCE | April | 4 | 1 | 0
OhmConnect | SCE | April | 4 | 2 | 0
OhmConnect | SCE | April | 4 | 3 | 0
OhmConnect | SCE | April | 4 | 4 | 0
OhmConnect | SCE | April | 4 | 5 | 0
OhmConnect | SCE | April | 4 | 6 | 0
OhmConnect | SCE | April | 4 | 7 | 0
OhmConnect | SCE | April | 4 | 8 | 0
OhmConnect | SCE | April | 4 | 9 | 0
OhmConnect | SCE | April | 4 | 10 | 0
OhmConnect | SCE | April | 4 | 11 | 0
OhmConnect | SCE | April | 4 | 12 | 0
OhmConnect | SCE | April | 4 | 13 | 0
OhmConnect | SCE | April | 4 | 14 | 0
OhmConnect | SCE | April | 4 | 15 | 0
OhmConnect | SCE | April | 4 | 16 | 0
OhmConnect | SCE | April | 4 | 17 | 0
OhmConnect | SCE | April | 4 | 18 | 1.1621
OhmConnect | SCE | April | 4 | 19 | 1
OhmConnect | SCE | April | 4 | 20 | 0.9117
OhmConnect | SCE | April | 4 | 21 | 1.0002
OhmConnect | SCE | April | 4 | 22 | 1.0973
OhmConnect | SCE | April | 4 | 23 | 0
OhmConnect | SCE | April | 4 | 24 | 0
OhmConnect | SCE | May | 5 | 1 | 0
OhmConnect | SCE | May | 5 | 2 | 0
OhmConnect | SCE | May | 5 | 3 | 0
OhmConnect | SCE | May | 5 | 4 | 0
OhmConnect | SCE | May | 5 | 5 | 0
OhmConnect | SCE | May | 5 | 6 | 0
OhmConnect | SCE | May | 5 | 7 | 0
OhmConnect | SCE | May | 5 | 8 | 0
OhmConnect | SCE | May | 5 | 9 | 0
OhmConnect | SCE | May | 5 | 10 | 0
OhmConnect | SCE | May | 5 | 11 | 0
OhmConnect | SCE | May | 5 | 12 | 0
OhmConnect | SCE | May | 5 | 13 | 0
OhmConnect | SCE | May | 5 | 14 | 0
OhmConnect | SCE | May | 5 | 15 | 0
OhmConnect | SCE | May | 5 | 16 | 0
OhmConnect | SCE | May | 5 | 17 | 0
OhmConnect | SCE | May | 5 | 18 | 0.73654
OhmConnect | SCE | May | 5 | 19 | 1
OhmConnect | SCE | May | 5 | 20 | 0.93714
OhmConnect | SCE | May | 5 | 21 | 0.76
OhmConnect | SCE | May | 5 | 22 | 0.68969
OhmConnect | SCE | May | 5 | 23 | 0
OhmConnect | SCE | May | 5 | 24 | 0
OhmConnect | SCE | June | 6 | 1 | 0
OhmConnect | SCE | June | 6 | 2 | 0
OhmConnect | SCE | June | 6 | 3 | 0
OhmConnect | SCE | June | 6 | 4 | 0
OhmConnect | SCE | June | 6 | 5 | 0
OhmConnect | SCE | June | 6 | 6 | 0
OhmConnect | SCE | June | 6 | 7 | 0
OhmConnect | SCE | June | 6 | 8 | 0
OhmConnect | SCE | June | 6 | 9 | 0
OhmConnect | SCE | June | 6 | 10 | 0
OhmConnect | SCE | June | 6 | 11 | 0
OhmConnect | SCE | June | 6 | 12 | 0
OhmConnect | SCE | June | 6 | 13 | 0
OhmConnect | SCE | June | 6 | 14 | 0
OhmConnect | SCE | June | 6 | 15 | 0
OhmConnect | SCE | June | 6 | 16 | 0
OhmConnect | SCE | June | 6 | 17 | 1.043
OhmConnect | SCE | June | 6 | 18 | 1
OhmConnect | SCE | June | 6 | 19 | 1.2273
OhmConnect | SCE | June | 6 | 20 | 1.0923
OhmConnect | SCE | June | 6 | 21 | 1.2492
OhmConnect | SCE | June | 6 | 22 | 0
OhmConnect | SCE | June | 6 | 23 | 0
OhmConnect | SCE | June | 6 | 24 | 0
OhmConnect | SCE | July | 7 | 1 | 0
OhmConnect | SCE | July | 7 | 2 | 0
OhmConnect | SCE | July | 7 | 3 | 0
OhmConnect | SCE | July | 7 | 4 | 0
OhmConnect | SCE | July | 7 | 5 | 0
OhmConnect | SCE | July | 7 | 6 | 0
OhmConnect | SCE | July | 7 | 7 | 0
OhmConnect | SCE | July | 7 | 8 | 0
OhmConnect | SCE | July | 7 | 9 | 0
OhmConnect | SCE | July | 7 | 10 | 0
OhmConnect | SCE | July | 7 | 11 | 0
OhmConnect | SCE | July | 7 | 12 | 0
OhmConnect | SCE | July | 7 | 13 | 0
OhmConnect | SCE | July | 7 | 14 | 0
OhmConnect | SCE | July | 7 | 15 | 0
OhmConnect | SCE | July | 7 | 16 | 0
OhmConnect | SCE | July | 7 | 17 | 1
OhmConnect | SCE | July | 7 | 18 | 0.94919
OhmConnect | SCE | July | 7 | 19 | 1.0509
OhmConnect | SCE | July | 7 | 20 | 0.91606
OhmConnect | SCE | July | 7 | 21 | 1.0285
OhmConnect | SCE | July | 7 | 22 | 0
OhmConnect | SCE | July | 7 | 23 | 0
OhmConnect | SCE | July | 7 | 24 | 0
OhmConnect | SCE | August | 8 | 1 | 0
OhmConnect | SCE | August | 8 | 2 | 0
OhmConnect | SCE | August | 8 | 3 | 0
OhmConnect | SCE | August | 8 | 4 | 0
OhmConnect | SCE | August | 8 | 5 | 0
OhmConnect | SCE | August | 8 | 6 | 0
OhmConnect | SCE | August | 8 | 7 | 0
OhmConnect | SCE | August | 8 | 8 | 0
OhmConnect | SCE | August | 8 | 9 | 0
OhmConnect | SCE | August | 8 | 10 | 0
OhmConnect | SCE | August | 8 | 11 | 0
OhmConnect | SCE | August | 8 | 12 | 0
OhmConnect | SCE | August | 8 | 13 | 0
OhmConnect | SCE | August | 8 | 14 | 0
OhmConnect | SCE | August | 8 | 15 | 0
OhmConnect | SCE | August | 8 | 16 | 0
OhmConnect | SCE | August | 8 | 17 | 1.0713
OhmConnect | SCE | August | 8 | 18 | 1
OhmConnect | SCE | August | 8 | 19 | 1.0779
OhmConnect | SCE | August | 8 | 20 | 0.89593
OhmConnect | SCE | August | 8 | 21 | 0.9563
OhmConnect | SCE | August | 8 | 22 | 0
OhmConnect | SCE | August | 8 | 23 | 0
OhmConnect | SCE | August | 8 | 24 | 0
OhmConnect | SCE | September | 9 | 1 | 0
OhmConnect | SCE | September | 9 | 2 | 0
OhmConnect | SCE | September | 9 | 3 | 0
OhmConnect | SCE | September | 9 | 4 | 0
OhmConnect | SCE | September | 9 | 5 | 0
OhmConnect | SCE | September | 9 | 6 | 0
OhmConnect | SCE | September | 9 | 7 | 0
OhmConnect | SCE | September | 9 | 8 | 0
OhmConnect | SCE | September | 9 | 9 | 0
OhmConnect | SCE | September | 9 | 10 | 0
OhmConnect | SCE | September | 9 | 11 | 0
OhmConnect | SCE | September | 9 | 12 | 0
OhmConnect | SCE | September | 9 | 13 | 0
OhmConnect | SCE | September | 9 | 14 | 0
OhmConnect | SCE | September | 9 | 15 | 0
OhmConnect | SCE | September | 9 | 16 | 0
OhmConnect | SCE | September | 9 | 17 | 1
OhmConnect | SCE | September | 9 | 18 | 0.94478
OhmConnect | SCE | September | 9 | 19 | 1.026
OhmConnect | SCE | September | 9 | 20 | 0.83865
OhmConnect | SCE | September | 9 | 21 | 0.89531
OhmConnect | SCE | September | 9 | 22 | 0
OhmConnect | SCE | September | 9 | 23 | 0
OhmConnect | SCE | September | 9 | 24 | 0
OhmConnect | SCE | October | 10 | 1 | 0
OhmConnect | SCE | October | 10 | 2 | 0
OhmConnect | SCE | October | 10 | 3 | 0
OhmConnect | SCE | October | 10 | 4 | 0
OhmConnect | SCE | October | 10 | 5 | 0
OhmConnect | SCE | October | 10 | 6 | 0
OhmConnect | SCE | October | 10 | 7 | 0
OhmConnect | SCE | October | 10 | 8 | 0
OhmConnect | SCE | October | 10 | 9 | 0
OhmConnect | SCE | October | 10 | 10 | 0
OhmConnect | SCE | October | 10 | 11 | 0
OhmConnect | SCE | October | 10 | 12 | 0
OhmConnect | SCE | October | 10 | 13 | 0
OhmConnect | SCE | October | 10 | 14 | 0
OhmConnect | SCE | October | 10 | 15 | 0
OhmConnect | SCE | October | 10 | 16 | 0
OhmConnect | SCE | October | 10 | 17 | 1.1164
OhmConnect | SCE | October | 10 | 18 | 1
OhmConnect | SCE | October | 10 | 19 | 1.1357
OhmConnect | SCE | October | 10 | 20 | 1.0015
OhmConnect | SCE | October | 10 | 21 | 1.0452
OhmConnect | SCE | October | 10 | 22 | 0
OhmConnect | SCE | October | 10 | 23 | 0
OhmConnect | SCE | October | 10 | 24 | 0
OhmConnect | SCE | November | 11 | 1 | 0
OhmConnect | SCE | November | 11 | 2 | 0
OhmConnect | SCE | November | 11 | 3 | 0
OhmConnect | SCE | November | 11 | 4 | 0
OhmConnect | SCE | November | 11 | 5 | 0
OhmConnect | SCE | November | 11 | 6 | 0
OhmConnect | SCE | November | 11 | 7 | 0
OhmConnect | SCE | November | 11 | 8 | 0
OhmConnect | SCE | November | 11 | 9 | 0
OhmConnect | SCE | November | 11 | 10 | 0
OhmConnect | SCE | November | 11 | 11 | 0
OhmConnect | SCE | November | 11 | 12 | 0
OhmConnect | SCE | November | 11 | 13 | 0
OhmConnect | SCE | November | 11 | 14 | 0
OhmConnect | SCE | November | 11 | 15 | 0
OhmConnect | SCE | November | 11 | 16 | 0
OhmConnect | SCE | November | 11 | 17 | 1.037
OhmConnect | SCE | November | 11 | 18 | 1
OhmConnect | SCE | November | 11 | 19 | 0.94836
OhmConnect | SCE | November | 11 | 20 | 0.9736
OhmConnect | SCE | November | 11 | 21 | 0.99487
OhmConnect | SCE | November | 11 | 22 | 0
OhmConnect | SCE | November | 11 | 23 | 0
OhmConnect | SCE | November | 11 | 24 | 0
OhmConnect | SCE | December | 12 | 1 | 0
OhmConnect | SCE | December | 12 | 2 | 0
OhmConnect | SCE | December | 12 | 3 | 0
OhmConnect | SCE | December | 12 | 4 | 0
OhmConnect | SCE | December | 12 | 5 | 0
OhmConnect | SCE | December | 12 | 6 | 0
OhmConnect | SCE | December | 12 | 7 | 0
OhmConnect | SCE | December | 12 | 8 | 0
OhmConnect | SCE | December | 12 | 9 | 0
OhmConnect | SCE | December | 12 | 10 | 0
OhmConnect | SCE | December | 12 | 11 | 0
OhmConnect | SCE | December | 12 | 12 | 0
OhmConnect | SCE | December | 12 | 13 | 0
OhmConnect | SCE | December | 12 | 14 | 0
OhmConnect | SCE | December | 12 | 15 | 0
OhmConnect | SCE | December | 12 | 16 | 0
OhmConnect | SCE | December | 12 | 17 | 0.95516
OhmConnect | SCE | December | 12 | 18 | 1
OhmConnect | SCE | December | 12 | 19 | 1.0283
OhmConnect | SCE | December | 12 | 20 | 1.0592
OhmConnect | SCE | December | 12 | 21 | 1.0234
OhmConnect | SCE | December | 12 | 22 | 0
OhmConnect | SCE | December | 12 | 23 | 0
OhmConnect | SCE | December | 12 | 24 | 0
OhmConnect | SDGE | January | 1 | 1 | 0
OhmConnect | SDGE | January | 1 | 2 | 0
OhmConnect | SDGE | January | 1 | 3 | 0
OhmConnect | SDGE | January | 1 | 4 | 0
OhmConnect | SDGE | January | 1 | 5 | 0
OhmConnect | SDGE | January | 1 | 6 | 0
OhmConnect | SDGE | January | 1 | 7 | 0
OhmConnect | SDGE | January | 1 | 8 | 0
OhmConnect | SDGE | January | 1 | 9 | 0
OhmConnect | SDGE | January | 1 | 10 | 0
OhmConnect | SDGE | January | 1 | 11 | 0
OhmConnect | SDGE | January | 1 | 12 | 0
OhmConnect | SDGE | January | 1 | 13 | 0
OhmConnect | SDGE | January | 1 | 14 | 0
OhmConnect | SDGE | January | 1 | 15 | 0
OhmConnect | SDGE | January | 1 | 16 | 0
OhmConnect | SDGE | January | 1 | 17 | 0.9865
OhmConnect | SDGE | January | 1 | 18 | 1.0078
OhmConnect | SDGE | January | 1 | 19 | 1
OhmConnect | SDGE | January | 1 | 20 | 1.0162
OhmConnect | SDGE | January | 1 | 21 | 1.0063
OhmConnect | SDGE | January | 1 | 22 | 0
OhmConnect | SDGE | January | 1 | 23 | 0
OhmConnect | SDGE | January | 1 | 24 | 0
OhmConnect | SDGE | February | 2 | 1 | 0
OhmConnect | SDGE | February | 2 | 2 | 0
OhmConnect | SDGE | February | 2 | 3 | 0
OhmConnect | SDGE | February | 2 | 4 | 0
OhmConnect | SDGE | February | 2 | 5 | 0
OhmConnect | SDGE | February | 2 | 6 | 0
OhmConnect | SDGE | February | 2 | 7 | 0
OhmConnect | SDGE | February | 2 | 8 | 0
OhmConnect | SDGE | February | 2 | 9 | 0
OhmConnect | SDGE | February | 2 | 10 | 0
OhmConnect | SDGE | February | 2 | 11 | 0
OhmConnect | SDGE | February | 2 | 12 | 0
OhmConnect | SDGE | February | 2 | 13 | 0
OhmConnect | SDGE | February | 2 | 14 | 0
OhmConnect | SDGE | February | 2 | 15 | 0
OhmConnect | SDGE | February | 2 | 16 | 0
OhmConnect | SDGE | February | 2 | 17 | 1.0287
OhmConnect | SDGE | February | 2 | 18 | 1.047
OhmConnect | SDGE | February | 2 | 19 | 1
OhmConnect | SDGE | February | 2 | 20 | 1.0175
OhmConnect | SDGE | February | 2 | 21 | 1.0133
OhmConnect | SDGE | February | 2 | 22 | 0
OhmConnect | SDGE | February | 2 | 23 | 0
OhmConnect | SDGE | February | 2 | 24 | 0
OhmConnect | SDGE | March | 3 | 1 | 0
OhmConnect | SDGE | March | 3 | 2 | 0
OhmConnect | SDGE | March | 3 | 3 | 0
OhmConnect | SDGE | March | 3 | 4 | 0
OhmConnect | SDGE | March | 3 | 5 | 0
OhmConnect | SDGE | March | 3 | 6 | 0
OhmConnect | SDGE | March | 3 | 7 | 0
OhmConnect | SDGE | March | 3 | 8 | 0
OhmConnect | SDGE | March | 3 | 9 | 0
OhmConnect | SDGE | March | 3 | 10 | 0
OhmConnect | SDGE | March | 3 | 11 | 0
OhmConnect | SDGE | March | 3 | 12 | 0
OhmConnect | SDGE | March | 3 | 13 | 0
OhmConnect | SDGE | March | 3 | 14 | 0
OhmConnect | SDGE | March | 3 | 15 | 0
OhmConnect | SDGE | March | 3 | 16 | 0
OhmConnect | SDGE | March | 3 | 17 | 0
OhmConnect | SDGE | March | 3 | 18 | 1.0648
OhmConnect | SDGE | March | 3 | 19 | 1
OhmConnect | SDGE | March | 3 | 20 | 1.0303
OhmConnect | SDGE | March | 3 | 21 | 1.0376
OhmConnect | SDGE | March | 3 | 22 | 1.0449
OhmConnect | SDGE | March | 3 | 23 | 0
OhmConnect | SDGE | March | 3 | 24 | 0
OhmConnect | SDGE | April | 4 | 1 | 0
OhmConnect | SDGE | April | 4 | 2 | 0
OhmConnect | SDGE | April | 4 | 3 | 0
OhmConnect | SDGE | April | 4 | 4 | 0
OhmConnect | SDGE | April | 4 | 5 | 0
OhmConnect | SDGE | April | 4 | 6 | 0
OhmConnect | SDGE | April | 4 | 7 | 0
OhmConnect | SDGE | April | 4 | 8 | 0
OhmConnect | SDGE | April | 4 | 9 | 0
OhmConnect | SDGE | April | 4 | 10 | 0
OhmConnect | SDGE | April | 4 | 11 | 0
OhmConnect | SDGE | April | 4 | 12 | 0
OhmConnect | SDGE | April | 4 | 13 | 0
OhmConnect | SDGE | April | 4 | 14 | 0
OhmConnect | SDGE | April | 4 | 15 | 0
OhmConnect | SDGE | April | 4 | 16 | 0
OhmConnect | SDGE | April | 4 | 17 | 0
OhmConnect | SDGE | April | 4 | 18 | 1.1621
OhmConnect | SDGE | April | 4 | 19 | 1
OhmConnect | SDGE | April | 4 | 20 | 0.9117
OhmConnect | SDGE | April | 4 | 21 | 1.0002
OhmConnect | SDGE | April | 4 | 22 | 1.0973
OhmConnect | SDGE | April | 4 | 23 | 0
OhmConnect | SDGE | April | 4 | 24 | 0
OhmConnect | SDGE | May | 5 | 1 | 0
OhmConnect | SDGE | May | 5 | 2 | 0
OhmConnect | SDGE | May | 5 | 3 | 0
OhmConnect | SDGE | May | 5 | 4 | 0
OhmConnect | SDGE | May | 5 | 5 | 0
OhmConnect | SDGE | May | 5 | 6 | 0
OhmConnect | SDGE | May | 5 | 7 | 0
OhmConnect | SDGE | May | 5 | 8 | 0
OhmConnect | SDGE | May | 5 | 9 | 0
OhmConnect | SDGE | May | 5 | 10 | 0
OhmConnect | SDGE | May | 5 | 11 | 0
OhmConnect | SDGE | May | 5 | 12 | 0
OhmConnect | SDGE | May | 5 | 13 | 0
OhmConnect | SDGE | May | 5 | 14 | 0
OhmConnect | SDGE | May | 5 | 15 | 0
OhmConnect | SDGE | May | 5 | 16 | 0
OhmConnect | SDGE | May | 5 | 17 | 0
OhmConnect | SDGE | May | 5 | 18 | 0.73654
OhmConnect | SDGE | May | 5 | 19 | 1
OhmConnect | SDGE | May | 5 | 20 | 0.93714
OhmConnect | SDGE | May | 5 | 21 | 0.76
OhmConnect | SDGE | May | 5 | 22 | 0.68969
OhmConnect | SDGE | May | 5 | 23 | 0
OhmConnect | SDGE | May | 5 | 24 | 0
OhmConnect | SDGE | June | 6 | 1 | 0
OhmConnect | SDGE | June | 6 | 2 | 0
OhmConnect | SDGE | June | 6 | 3 | 0
OhmConnect | SDGE | June | 6 | 4 | 0
OhmConnect | SDGE | June | 6 | 5 | 0
OhmConnect | SDGE | June | 6 | 6 | 0
OhmConnect | SDGE | June | 6 | 7 | 0
OhmConnect | SDGE | June | 6 | 8 | 0
OhmConnect | SDGE | June | 6 | 9 | 0
OhmConnect | SDGE | June | 6 | 10 | 0
OhmConnect | SDGE | June | 6 | 11 | 0
OhmConnect | SDGE | June | 6 | 12 | 0
OhmConnect | SDGE | June | 6 | 13 | 0
OhmConnect | SDGE | June | 6 | 14 | 0
OhmConnect | SDGE | June | 6 | 15 | 0
OhmConnect | SDGE | June | 6 | 16 | 0
OhmConnect | SDGE | June | 6 | 17 | 1.043
OhmConnect | SDGE | June | 6 | 18 | 1
OhmConnect | SDGE | June | 6 | 19 | 1.2273
OhmConnect | SDGE | June | 6 | 20 | 1.0923
OhmConnect | SDGE | June | 6 | 21 | 1.2492
OhmConnect | SDGE | June | 6 | 22 | 0
OhmConnect | SDGE | June | 6 | 23 | 0
OhmConnect | SDGE | June | 6 | 24 | 0
OhmConnect | SDGE | July | 7 | 1 | 0
OhmConnect | SDGE | July | 7 | 2 | 0
OhmConnect | SDGE | July | 7 | 3 | 0
OhmConnect | SDGE | July | 7 | 4 | 0
OhmConnect | SDGE | July | 7 | 5 | 0
OhmConnect | SDGE | July | 7 | 6 | 0
OhmConnect | SDGE | July | 7 | 7 | 0
OhmConnect | SDGE | July | 7 | 8 | 0
OhmConnect | SDGE | July | 7 | 9 | 0
OhmConnect | SDGE | July | 7 | 10 | 0
OhmConnect | SDGE | July | 7 | 11 | 0
OhmConnect | SDGE | July | 7 | 12 | 0
OhmConnect | SDGE | July | 7 | 13 | 0
OhmConnect | SDGE | July | 7 | 14 | 0
OhmConnect | SDGE | July | 7 | 15 | 0
OhmConnect | SDGE | July | 7 | 16 | 0
OhmConnect | SDGE | July | 7 | 17 | 1
OhmConnect | SDGE | July | 7 | 18 | 0.94919
OhmConnect | SDGE | July | 7 | 19 | 1.0509
OhmConnect | SDGE | July | 7 | 20 | 0.91606
OhmConnect | SDGE | July | 7 | 21 | 1.0285
OhmConnect | SDGE | July | 7 | 22 | 0
OhmConnect | SDGE | July | 7 | 23 | 0
OhmConnect | SDGE | July | 7 | 24 | 0
OhmConnect | SDGE | August | 8 | 1 | 0
OhmConnect | SDGE | August | 8 | 2 | 0
OhmConnect | SDGE | August | 8 | 3 | 0
OhmConnect | SDGE | August | 8 | 4 | 0
OhmConnect | SDGE | August | 8 | 5 | 0
OhmConnect | SDGE | August | 8 | 6 | 0
OhmConnect | SDGE | August | 8 | 7 | 0
OhmConnect | SDGE | August | 8 | 8 | 0
OhmConnect | SDGE | August | 8 | 9 | 0
OhmConnect | SDGE | August | 8 | 10 | 0
OhmConnect | SDGE | August | 8 | 11 | 0
OhmConnect | SDGE | August | 8 | 12 | 0
OhmConnect | SDGE | August | 8 | 13 | 0
OhmConnect | SDGE | August | 8 | 14 | 0
OhmConnect | SDGE | August | 8 | 15 | 0
OhmConnect | SDGE | August | 8 | 16 | 0
OhmConnect | SDGE | August | 8 | 17 | 1.0713
OhmConnect | SDGE | August | 8 | 18 | 1
OhmConnect | SDGE | August | 8 | 19 | 1.0779
OhmConnect | SDGE | August | 8 | 20 | 0.89593
OhmConnect | SDGE | August | 8 | 21 | 0.9563
OhmConnect | SDGE | August | 8 | 22 | 0
OhmConnect | SDGE | August | 8 | 23 | 0
OhmConnect | SDGE | August | 8 | 24 | 0
OhmConnect | SDGE | September | 9 | 1 | 0
OhmConnect | SDGE | September | 9 | 2 | 0
OhmConnect | SDGE | September | 9 | 3 | 0
OhmConnect | SDGE | September | 9 | 4 | 0
OhmConnect | SDGE | September | 9 | 5 | 0
OhmConnect | SDGE | September | 9 | 6 | 0
OhmConnect | SDGE | September | 9 | 7 | 0
OhmConnect | SDGE | September | 9 | 8 | 0
OhmConnect | SDGE | September | 9 | 9 | 0
OhmConnect | SDGE | September | 9 | 10 | 0
OhmConnect | SDGE | September | 9 | 11 | 0
OhmConnect | SDGE | September | 9 | 12 | 0
OhmConnect | SDGE | September | 9 | 13 | 0
OhmConnect | SDGE | September | 9 | 14 | 0
OhmConnect | SDGE | September | 9 | 15 | 0
OhmConnect | SDGE | September | 9 | 16 | 0
OhmConnect | SDGE | September | 9 | 17 | 1
OhmConnect | SDGE | September | 9 | 18 | 0.94478
OhmConnect | SDGE | September | 9 | 19 | 1.026
OhmConnect | SDGE | September | 9 | 20 | 0.83865
OhmConnect | SDGE | September | 9 | 21 | 0.89531
OhmConnect | SDGE | September | 9 | 22 | 0
OhmConnect | SDGE | September | 9 | 23 | 0
OhmConnect | SDGE | September | 9 | 24 | 0
OhmConnect | SDGE | October | 10 | 1 | 0
OhmConnect | SDGE | October | 10 | 2 | 0
OhmConnect | SDGE | October | 10 | 3 | 0
OhmConnect | SDGE | October | 10 | 4 | 0
OhmConnect | SDGE | October | 10 | 5 | 0
OhmConnect | SDGE | October | 10 | 6 | 0
OhmConnect | SDGE | October | 10 | 7 | 0
OhmConnect | SDGE | October | 10 | 8 | 0
OhmConnect | SDGE | October | 10 | 9 | 0
OhmConnect | SDGE | October | 10 | 10 | 0
OhmConnect | SDGE | October | 10 | 11 | 0
OhmConnect | SDGE | October | 10 | 12 | 0
OhmConnect | SDGE | October | 10 | 13 | 0
OhmConnect | SDGE | October | 10 | 14 | 0
OhmConnect | SDGE | October | 10 | 15 | 0
OhmConnect | SDGE | October | 10 | 16 | 0
OhmConnect | SDGE | October | 10 | 17 | 1.1164
OhmConnect | SDGE | October | 10 | 18 | 1
OhmConnect | SDGE | October | 10 | 19 | 1.1357
OhmConnect | SDGE | October | 10 | 20 | 1.0015
OhmConnect | SDGE | October | 10 | 21 | 1.0452
OhmConnect | SDGE | October | 10 | 22 | 0
OhmConnect | SDGE | October | 10 | 23 | 0
OhmConnect | SDGE | October | 10 | 24 | 0
OhmConnect | SDGE | November | 11 | 1 | 0
OhmConnect | SDGE | November | 11 | 2 | 0
OhmConnect | SDGE | November | 11 | 3 | 0
OhmConnect | SDGE | November | 11 | 4 | 0
OhmConnect | SDGE | November | 11 | 5 | 0
OhmConnect | SDGE | November | 11 | 6 | 0
OhmConnect | SDGE | November | 11 | 7 | 0
OhmConnect | SDGE | November | 11 | 8 | 0
OhmConnect | SDGE | November | 11 | 9 | 0
OhmConnect | SDGE | November | 11 | 10 | 0
OhmConnect | SDGE | November | 11 | 11 | 0
OhmConnect | SDGE | November | 11 | 12 | 0
OhmConnect | SDGE | November | 11 | 13 | 0
OhmConnect | SDGE | November | 11 | 14 | 0
OhmConnect | SDGE | November | 11 | 15 | 0
OhmConnect | SDGE | November | 11 | 16 | 0
OhmConnect | SDGE | November | 11 | 17 | 1.037
OhmConnect | SDGE | November | 11 | 18 | 1
OhmConnect | SDGE | November | 11 | 19 | 0.94836
OhmConnect | SDGE | November | 11 | 20 | 0.9736
OhmConnect | SDGE | November | 11 | 21 | 0.99487
OhmConnect | SDGE | November | 11 | 22 | 0
OhmConnect | SDGE | November | 11 | 23 | 0
OhmConnect | SDGE | November | 11 | 24 | 0
OhmConnect | SDGE | December | 12 | 1 | 0
OhmConnect | SDGE | December | 12 | 2 | 0
OhmConnect | SDGE | December | 12 | 3 | 0
OhmConnect | SDGE | December | 12 | 4 | 0
OhmConnect | SDGE | December | 12 | 5 | 0
OhmConnect | SDGE | December | 12 | 6 | 0
OhmConnect | SDGE | December | 12 | 7 | 0
OhmConnect | SDGE | December | 12 | 8 | 0
OhmConnect | SDGE | December | 12 | 9 | 0
OhmConnect | SDGE | December | 12 | 10 | 0
OhmConnect | SDGE | December | 12 | 11 | 0
OhmConnect | SDGE | December | 12 | 12 | 0
OhmConnect | SDGE | December | 12 | 13 | 0
OhmConnect | SDGE | December | 12 | 14 | 0
OhmConnect | SDGE | December | 12 | 15 | 0
OhmConnect | SDGE | December | 12 | 16 | 0
OhmConnect | SDGE | December | 12 | 17 | 0.95516
OhmConnect | SDGE | December | 12 | 18 | 1
OhmConnect | SDGE | December | 12 | 19 | 1.0283
OhmConnect | SDGE | December | 12 | 20 | 1.0592
OhmConnect | SDGE | December | 12 | 21 | 1.0234
OhmConnect | SDGE | December | 12 | 22 | 0
OhmConnect | SDGE | December | 12 | 23 | 0
OhmConnect | SDGE | December | 12 | 24 | 0
Enersponse | PGE | January | 1 | 1 | 0
Enersponse | PGE | January | 1 | 2 | 0
Enersponse | PGE | January | 1 | 3 | 0
Enersponse | PGE | January | 1 | 4 | 0
Enersponse | PGE | January | 1 | 5 | 0
Enersponse | PGE | January | 1 | 6 | 0
Enersponse | PGE | January | 1 | 7 | 0
Enersponse | PGE | January | 1 | 8 | 0
Enersponse | PGE | January | 1 | 9 | 0
Enersponse | PGE | January | 1 | 10 | 0
Enersponse | PGE | January | 1 | 11 | 0
Enersponse | PGE | January | 1 | 12 | 0
Enersponse | PGE | January | 1 | 13 | 0
Enersponse | PGE | January | 1 | 14 | 0
Enersponse | PGE | January | 1 | 15 | 0
Enersponse | PGE | January | 1 | 16 | 0
Enersponse | PGE | January | 1 | 17 | 0.99876
Enersponse | PGE | January | 1 | 18 | 1.0069
Enersponse | PGE | January | 1 | 19 | 1
Enersponse | PGE | January | 1 | 20 | 0.9877
Enersponse | PGE | January | 1 | 21 | 0.95803
Enersponse | PGE | January | 1 | 22 | 0
Enersponse | PGE | January | 1 | 23 | 0
Enersponse | PGE | January | 1 | 24 | 0
Enersponse | PGE | February | 2 | 1 | 0
Enersponse | PGE | February | 2 | 2 | 0
Enersponse | PGE | February | 2 | 3 | 0
Enersponse | PGE | February | 2 | 4 | 0
Enersponse | PGE | February | 2 | 5 | 0
Enersponse | PGE | February | 2 | 6 | 0
Enersponse | PGE | February | 2 | 7 | 0
Enersponse | PGE | February | 2 | 8 | 0
Enersponse | PGE | February | 2 | 9 | 0
Enersponse | PGE | February | 2 | 10 | 0
Enersponse | PGE | February | 2 | 11 | 0
Enersponse | PGE | February | 2 | 12 | 0
Enersponse | PGE | February | 2 | 13 | 0
Enersponse | PGE | February | 2 | 14 | 0
Enersponse | PGE | February | 2 | 15 | 0
Enersponse | PGE | February | 2 | 16 | 0
Enersponse | PGE | February | 2 | 17 | 0.99775
Enersponse | PGE | February | 2 | 18 | 1.0067
Enersponse | PGE | February | 2 | 19 | 1
Enersponse | PGE | February | 2 | 20 | 0.9887
Enersponse | PGE | February | 2 | 21 | 0.96195
Enersponse | PGE | February | 2 | 22 | 0
Enersponse | PGE | February | 2 | 23 | 0
Enersponse | PGE | February | 2 | 24 | 0
Enersponse | PGE | March | 3 | 1 | 0
Enersponse | PGE | March | 3 | 2 | 0
Enersponse | PGE | March | 3 | 3 | 0
Enersponse | PGE | March | 3 | 4 | 0
Enersponse | PGE | March | 3 | 5 | 0
Enersponse | PGE | March | 3 | 6 | 0
Enersponse | PGE | March | 3 | 7 | 0
Enersponse | PGE | March | 3 | 8 | 0
Enersponse | PGE | March | 3 | 9 | 0
Enersponse | PGE | March | 3 | 10 | 0
Enersponse | PGE | March | 3 | 11 | 0
Enersponse | PGE | March | 3 | 12 | 0
Enersponse | PGE | March | 3 | 13 | 0
Enersponse | PGE | March | 3 | 14 | 0
Enersponse | PGE | March | 3 | 15 | 0
Enersponse | PGE | March | 3 | 16 | 0
Enersponse | PGE | March | 3 | 17 | 1.0055
Enersponse | PGE | March | 3 | 18 | 1.0078
Enersponse | PGE | March | 3 | 19 | 1
Enersponse | PGE | March | 3 | 20 | 0.99008
Enersponse | PGE | March | 3 | 21 | 0.96185
Enersponse | PGE | March | 3 | 22 | 0
Enersponse | PGE | March | 3 | 23 | 0
Enersponse | PGE | March | 3 | 24 | 0
Enersponse | PGE | April | 4 | 1 | 0
Enersponse | PGE | April | 4 | 2 | 0
Enersponse | PGE | April | 4 | 3 | 0
Enersponse | PGE | April | 4 | 4 | 0
Enersponse | PGE | April | 4 | 5 | 0
Enersponse | PGE | April | 4 | 6 | 0
Enersponse | PGE | April | 4 | 7 | 0
Enersponse | PGE | April | 4 | 8 | 0
Enersponse | PGE | April | 4 | 9 | 0
Enersponse | PGE | April | 4 | 10 | 0
Enersponse | PGE | April | 4 | 11 | 0
Enersponse | PGE | April | 4 | 12 | 0
Enersponse | PGE | April | 4 | 13 | 0
Enersponse | PGE | April | 4 | 14 | 0
Enersponse | PGE | April | 4 | 15 | 0
Enersponse | PGE | April | 4 | 16 | 0
Enersponse | PGE | April | 4 | 17 | 1.0421
Enersponse | PGE | April | 4 | 18 | 1.0248
Enersponse | PGE | April | 4 | 19 | 1
Enersponse | PGE | April | 4 | 20 | 0.96346
Enersponse | PGE | April | 4 | 21 | 0.91875
Enersponse | PGE | April | 4 | 22 | 0
Enersponse | PGE | April | 4 | 23 | 0
Enersponse | PGE | April | 4 | 24 | 0
Enersponse | PGE | May | 5 | 1 | 0
Enersponse | PGE | May | 5 | 2 | 0
Enersponse | PGE | May | 5 | 3 | 0
Enersponse | PGE | May | 5 | 4 | 0
Enersponse | PGE | May | 5 | 5 | 0
Enersponse | PGE | May | 5 | 6 | 0
Enersponse | PGE | May | 5 | 7 | 0
Enersponse | PGE | May | 5 | 8 | 0
Enersponse | PGE | May | 5 | 9 | 0
Enersponse | PGE | May | 5 | 10 | 0
Enersponse | PGE | May | 5 | 11 | 0
Enersponse | PGE | May | 5 | 12 | 0
Enersponse | PGE | May | 5 | 13 | 0
Enersponse | PGE | May | 5 | 14 | 0
Enersponse | PGE | May | 5 | 15 | 0
Enersponse | PGE | May | 5 | 16 | 0
Enersponse | PGE | May | 5 | 17 | 1.0388
Enersponse | PGE | May | 5 | 18 | 1.0202
Enersponse | PGE | May | 5 | 19 | 1
Enersponse | PGE | May | 5 | 20 | 0.97078
Enersponse | PGE | May | 5 | 21 | 0.93189
Enersponse | PGE | May | 5 | 22 | 0
Enersponse | PGE | May | 5 | 23 | 0
Enersponse | PGE | May | 5 | 24 | 0
Enersponse | PGE | June | 6 | 1 | 0
Enersponse | PGE | June | 6 | 2 | 0
Enersponse | PGE | June | 6 | 3 | 0
Enersponse | PGE | June | 6 | 4 | 0
Enersponse | PGE | June | 6 | 5 | 0
Enersponse | PGE | June | 6 | 6 | 0
Enersponse | PGE | June | 6 | 7 | 0
Enersponse | PGE | June | 6 | 8 | 0
Enersponse | PGE | June | 6 | 9 | 0
Enersponse | PGE | June | 6 | 10 | 0
Enersponse | PGE | June | 6 | 11 | 0
Enersponse | PGE | June | 6 | 12 | 0
Enersponse | PGE | June | 6 | 13 | 0
Enersponse | PGE | June | 6 | 14 | 0
Enersponse | PGE | June | 6 | 15 | 0
Enersponse | PGE | June | 6 | 16 | 0
Enersponse | PGE | June | 6 | 17 | 1.0259
Enersponse | PGE | June | 6 | 18 | 1
Enersponse | PGE | June | 6 | 19 | 0.99157
Enersponse | PGE | June | 6 | 20 | 0.96245
Enersponse | PGE | June | 6 | 21 | 0.93406
Enersponse | PGE | June | 6 | 22 | 0
Enersponse | PGE | June | 6 | 23 | 0
Enersponse | PGE | June | 6 | 24 | 0
Enersponse | PGE | July | 7 | 1 | 0
Enersponse | PGE | July | 7 | 2 | 0
Enersponse | PGE | July | 7 | 3 | 0
Enersponse | PGE | July | 7 | 4 | 0
Enersponse | PGE | July | 7 | 5 | 0
Enersponse | PGE | July | 7 | 6 | 0
Enersponse | PGE | July | 7 | 7 | 0
Enersponse | PGE | July | 7 | 8 | 0
Enersponse | PGE | July | 7 | 9 | 0
Enersponse | PGE | July | 7 | 10 | 0
Enersponse | PGE | July | 7 | 11 | 0
Enersponse | PGE | July | 7 | 12 | 0
Enersponse | PGE | July | 7 | 13 | 0
Enersponse | PGE | July | 7 | 14 | 0
Enersponse | PGE | July | 7 | 15 | 0
Enersponse | PGE | July | 7 | 16 | 0
Enersponse | PGE | July | 7 | 17 | 1
Enersponse | PGE | July | 7 | 18 | 0.97016
Enersponse | PGE | July | 7 | 19 | 0.95576
Enersponse | PGE | July | 7 | 20 | 0.92583
Enersponse | PGE | July | 7 | 21 | 0.87284
Enersponse | PGE | July | 7 | 22 | 0
Enersponse | PGE | July | 7 | 23 | 0
Enersponse | PGE | July | 7 | 24 | 0
Enersponse | PGE | August | 8 | 1 | 0
Enersponse | PGE | August | 8 | 2 | 0
Enersponse | PGE | August | 8 | 3 | 0
Enersponse | PGE | August | 8 | 4 | 0
Enersponse | PGE | August | 8 | 5 | 0
Enersponse | PGE | August | 8 | 6 | 0
Enersponse | PGE | August | 8 | 7 | 0
Enersponse | PGE | August | 8 | 8 | 0
Enersponse | PGE | August | 8 | 9 | 0
Enersponse | PGE | August | 8 | 10 | 0
Enersponse | PGE | August | 8 | 11 | 0
Enersponse | PGE | August | 8 | 12 | 0
Enersponse | PGE | August | 8 | 13 | 0
Enersponse | PGE | August | 8 | 14 | 0
Enersponse | PGE | August | 8 | 15 | 0
Enersponse | PGE | August | 8 | 16 | 0
Enersponse | PGE | August | 8 | 17 | 1.0227
Enersponse | PGE | August | 8 | 18 | 1
Enersponse | PGE | August | 8 | 19 | 0.98497
Enersponse | PGE | August | 8 | 20 | 0.95537
Enersponse | PGE | August | 8 | 21 | 0.9199
Enersponse | PGE | August | 8 | 22 | 0
Enersponse | PGE | August | 8 | 23 | 0
Enersponse | PGE | August | 8 | 24 | 0
Enersponse | PGE | September | 9 | 1 | 0
Enersponse | PGE | September | 9 | 2 | 0
Enersponse | PGE | September | 9 | 3 | 0
Enersponse | PGE | September | 9 | 4 | 0
Enersponse | PGE | September | 9 | 5 | 0
Enersponse | PGE | September | 9 | 6 | 0
Enersponse | PGE | September | 9 | 7 | 0
Enersponse | PGE | September | 9 | 8 | 0
Enersponse | PGE | September | 9 | 9 | 0
Enersponse | PGE | September | 9 | 10 | 0
Enersponse | PGE | September | 9 | 11 | 0
Enersponse | PGE | September | 9 | 12 | 0
Enersponse | PGE | September | 9 | 13 | 0
Enersponse | PGE | September | 9 | 14 | 0
Enersponse | PGE | September | 9 | 15 | 0
Enersponse | PGE | September | 9 | 16 | 0
Enersponse | PGE | September | 9 | 17 | 1
Enersponse | PGE | September | 9 | 18 | 0.9795
Enersponse | PGE | September | 9 | 19 | 0.96009
Enersponse | PGE | September | 9 | 20 | 0.91987
Enersponse | PGE | September | 9 | 21 | 0.87603
Enersponse | PGE | September | 9 | 22 | 0
Enersponse | PGE | September | 9 | 23 | 0
Enersponse | PGE | September | 9 | 24 | 0
Enersponse | PGE | October | 10 | 1 | 0
Enersponse | PGE | October | 10 | 2 | 0
Enersponse | PGE | October | 10 | 3 | 0
Enersponse | PGE | October | 10 | 4 | 0
Enersponse | PGE | October | 10 | 5 | 0
Enersponse | PGE | October | 10 | 6 | 0
Enersponse | PGE | October | 10 | 7 | 0
Enersponse | PGE | October | 10 | 8 | 0
Enersponse | PGE | October | 10 | 9 | 0
Enersponse | PGE | October | 10 | 10 | 0
Enersponse | PGE | October | 10 | 11 | 0
Enersponse | PGE | October | 10 | 12 | 0
Enersponse | PGE | October | 10 | 13 | 0
Enersponse | PGE | October | 10 | 14 | 0
Enersponse | PGE | October | 10 | 15 | 0
Enersponse | PGE | October | 10 | 16 | 0
Enersponse | PGE | October | 10 | 17 | 1.0117
Enersponse | PGE | October | 10 | 18 | 1
Enersponse | PGE | October | 10 | 19 | 0.9745
Enersponse | PGE | October | 10 | 20 | 0.92411
Enersponse | PGE | October | 10 | 21 | 0.88013
Enersponse | PGE | October | 10 | 22 | 0
Enersponse | PGE | October | 10 | 23 | 0
Enersponse | PGE | October | 10 | 24 | 0
Enersponse | PGE | November | 11 | 1 | 0
Enersponse | PGE | November | 11 | 2 | 0
Enersponse | PGE | November | 11 | 3 | 0
Enersponse | PGE | November | 11 | 4 | 0
Enersponse | PGE | November | 11 | 5 | 0
Enersponse | PGE | November | 11 | 6 | 0
Enersponse | PGE | November | 11 | 7 | 0
Enersponse | PGE | November | 11 | 8 | 0
Enersponse | PGE | November | 11 | 9 | 0
Enersponse | PGE | November | 11 | 10 | 0
Enersponse | PGE | November | 11 | 11 | 0
Enersponse | PGE | November | 11 | 12 | 0
Enersponse | PGE | November | 11 | 13 | 0
Enersponse | PGE | November | 11 | 14 | 0
Enersponse | PGE | November | 11 | 15 | 0
Enersponse | PGE | November | 11 | 16 | 0
Enersponse | PGE | November | 11 | 17 | 1.0212
Enersponse | PGE | November | 11 | 18 | 1
Enersponse | PGE | November | 11 | 19 | 0.96218
Enersponse | PGE | November | 11 | 20 | 0.93
Enersponse | PGE | November | 11 | 21 | 0.89535
Enersponse | PGE | November | 11 | 22 | 0
Enersponse | PGE | November | 11 | 23 | 0
Enersponse | PGE | November | 11 | 24 | 0
Enersponse | PGE | December | 12 | 1 | 0
Enersponse | PGE | December | 12 | 2 | 0
Enersponse | PGE | December | 12 | 3 | 0
Enersponse | PGE | December | 12 | 4 | 0
Enersponse | PGE | December | 12 | 5 | 0
Enersponse | PGE | December | 12 | 6 | 0
Enersponse | PGE | December | 12 | 7 | 0
Enersponse | PGE | December | 12 | 8 | 0
Enersponse | PGE | December | 12 | 9 | 0
Enersponse | PGE | December | 12 | 10 | 0
Enersponse | PGE | December | 12 | 11 | 0
Enersponse | PGE | December | 12 | 12 | 0
Enersponse | PGE | December | 12 | 13 | 0
Enersponse | PGE | December | 12 | 14 | 0
Enersponse | PGE | December | 12 | 15 | 0
Enersponse | PGE | December | 12 | 16 | 0
Enersponse | PGE | December | 12 | 17 | 0.99677
Enersponse | PGE | December | 12 | 18 | 1
Enersponse | PGE | December | 12 | 19 | 0.98986
Enersponse | PGE | December | 12 | 20 | 0.9784
Enersponse | PGE | December | 12 | 21 | 0.95279
Enersponse | PGE | December | 12 | 22 | 0
Enersponse | PGE | December | 12 | 23 | 0
Enersponse | PGE | December | 12 | 24 | 0
Enersponse | SCE | January | 1 | 1 | 0
Enersponse | SCE | January | 1 | 2 | 0
Enersponse | SCE | January | 1 | 3 | 0
Enersponse | SCE | January | 1 | 4 | 0
Enersponse | SCE | January | 1 | 5 | 0
Enersponse | SCE | January | 1 | 6 | 0
Enersponse | SCE | January | 1 | 7 | 0
Enersponse | SCE | January | 1 | 8 | 0
Enersponse | SCE | January | 1 | 9 | 0
Enersponse | SCE | January | 1 | 10 | 0
Enersponse | SCE | January | 1 | 11 | 0
Enersponse | SCE | January | 1 | 12 | 0
Enersponse | SCE | January | 1 | 13 | 0
Enersponse | SCE | January | 1 | 14 | 0
Enersponse | SCE | January | 1 | 15 | 0
Enersponse | SCE | January | 1 | 16 | 0
Enersponse | SCE | January | 1 | 17 | 0.99876
Enersponse | SCE | January | 1 | 18 | 1.0069
Enersponse | SCE | January | 1 | 19 | 1
Enersponse | SCE | January | 1 | 20 | 0.9877
Enersponse | SCE | January | 1 | 21 | 0.95803
Enersponse | SCE | January | 1 | 22 | 0
Enersponse | SCE | January | 1 | 23 | 0
Enersponse | SCE | January | 1 | 24 | 0
Enersponse | SCE | February | 2 | 1 | 0
Enersponse | SCE | February | 2 | 2 | 0
Enersponse | SCE | February | 2 | 3 | 0
Enersponse | SCE | February | 2 | 4 | 0
Enersponse | SCE | February | 2 | 5 | 0
Enersponse | SCE | February | 2 | 6 | 0
Enersponse | SCE | February | 2 | 7 | 0
Enersponse | SCE | February | 2 | 8 | 0
Enersponse | SCE | February | 2 | 9 | 0
Enersponse | SCE | February | 2 | 10 | 0
Enersponse | SCE | February | 2 | 11 | 0
Enersponse | SCE | February | 2 | 12 | 0
Enersponse | SCE | February | 2 | 13 | 0
Enersponse | SCE | February | 2 | 14 | 0
Enersponse | SCE | February | 2 | 15 | 0
Enersponse | SCE | February | 2 | 16 | 0
Enersponse | SCE | February | 2 | 17 | 0.99775
Enersponse | SCE | February | 2 | 18 | 1.0067
Enersponse | SCE | February | 2 | 19 | 1
Enersponse | SCE | February | 2 | 20 | 0.9887
Enersponse | SCE | February | 2 | 21 | 0.96195
Enersponse | SCE | February | 2 | 22 | 0
Enersponse | SCE | February | 2 | 23 | 0
Enersponse | SCE | February | 2 | 24 | 0
Enersponse | SCE | March | 3 | 1 | 0
Enersponse | SCE | March | 3 | 2 | 0
Enersponse | SCE | March | 3 | 3 | 0
Enersponse | SCE | March | 3 | 4 | 0
Enersponse | SCE | March | 3 | 5 | 0
Enersponse | SCE | March | 3 | 6 | 0
Enersponse | SCE | March | 3 | 7 | 0
Enersponse | SCE | March | 3 | 8 | 0
Enersponse | SCE | March | 3 | 9 | 0
Enersponse | SCE | March | 3 | 10 | 0
Enersponse | SCE | March | 3 | 11 | 0
Enersponse | SCE | March | 3 | 12 | 0
Enersponse | SCE | March | 3 | 13 | 0
Enersponse | SCE | March | 3 | 14 | 0
Enersponse | SCE | March | 3 | 15 | 0
Enersponse | SCE | March | 3 | 16 | 0
Enersponse | SCE | March | 3 | 17 | 1.0055
Enersponse | SCE | March | 3 | 18 | 1.0078
Enersponse | SCE | March | 3 | 19 | 1
Enersponse | SCE | March | 3 | 20 | 0.99008
Enersponse | SCE | March | 3 | 21 | 0.96185
Enersponse | SCE | March | 3 | 22 | 0
Enersponse | SCE | March | 3 | 23 | 0
Enersponse | SCE | March | 3 | 24 | 0
Enersponse | SCE | April | 4 | 1 | 0
Enersponse | SCE | April | 4 | 2 | 0
Enersponse | SCE | April | 4 | 3 | 0
Enersponse | SCE | April | 4 | 4 | 0
Enersponse | SCE | April | 4 | 5 | 0
Enersponse | SCE | April | 4 | 6 | 0
Enersponse | SCE | April | 4 | 7 | 0
Enersponse | SCE | April | 4 | 8 | 0
Enersponse | SCE | April | 4 | 9 | 0
Enersponse | SCE | April | 4 | 10 | 0
Enersponse | SCE | April | 4 | 11 | 0
Enersponse | SCE | April | 4 | 12 | 0
Enersponse | SCE | April | 4 | 13 | 0
Enersponse | SCE | April | 4 | 14 | 0
Enersponse | SCE | April | 4 | 15 | 0
Enersponse | SCE | April | 4 | 16 | 0
Enersponse | SCE | April | 4 | 17 | 1.0421
Enersponse | SCE | April | 4 | 18 | 1.0248
Enersponse | SCE | April | 4 | 19 | 1
Enersponse | SCE | April | 4 | 20 | 0.96346
Enersponse | SCE | April | 4 | 21 | 0.91875
Enersponse | SCE | April | 4 | 22 | 0
Enersponse | SCE | April | 4 | 23 | 0
Enersponse | SCE | April | 4 | 24 | 0
Enersponse | SCE | May | 5 | 1 | 0
Enersponse | SCE | May | 5 | 2 | 0
Enersponse | SCE | May | 5 | 3 | 0
Enersponse | SCE | May | 5 | 4 | 0
Enersponse | SCE | May | 5 | 5 | 0
Enersponse | SCE | May | 5 | 6 | 0
Enersponse | SCE | May | 5 | 7 | 0
Enersponse | SCE | May | 5 | 8 | 0
Enersponse | SCE | May | 5 | 9 | 0
Enersponse | SCE | May | 5 | 10 | 0
Enersponse | SCE | May | 5 | 11 | 0
Enersponse | SCE | May | 5 | 12 | 0
Enersponse | SCE | May | 5 | 13 | 0
Enersponse | SCE | May | 5 | 14 | 0
Enersponse | SCE | May | 5 | 15 | 0
Enersponse | SCE | May | 5 | 16 | 0
Enersponse | SCE | May | 5 | 17 | 1.0388
Enersponse | SCE | May | 5 | 18 | 1.0202
Enersponse | SCE | May | 5 | 19 | 1
Enersponse | SCE | May | 5 | 20 | 0.97078
Enersponse | SCE | May | 5 | 21 | 0.93189
Enersponse | SCE | May | 5 | 22 | 0
Enersponse | SCE | May | 5 | 23 | 0
Enersponse | SCE | May | 5 | 24 | 0
Enersponse | SCE | June | 6 | 1 | 0
Enersponse | SCE | June | 6 | 2 | 0
Enersponse | SCE | June | 6 | 3 | 0
Enersponse | SCE | June | 6 | 4 | 0
Enersponse | SCE | June | 6 | 5 | 0
Enersponse | SCE | June | 6 | 6 | 0
Enersponse | SCE | June | 6 | 7 | 0
Enersponse | SCE | June | 6 | 8 | 0
Enersponse | SCE | June | 6 | 9 | 0
Enersponse | SCE | June | 6 | 10 | 0
Enersponse | SCE | June | 6 | 11 | 0
Enersponse | SCE | June | 6 | 12 | 0
Enersponse | SCE | June | 6 | 13 | 0
Enersponse | SCE | June | 6 | 14 | 0
Enersponse | SCE | June | 6 | 15 | 0
Enersponse | SCE | June | 6 | 16 | 0
Enersponse | SCE | June | 6 | 17 | 1.0259
Enersponse | SCE | June | 6 | 18 | 1
Enersponse | SCE | June | 6 | 19 | 0.99157
Enersponse | SCE | June | 6 | 20 | 0.96245
Enersponse | SCE | June | 6 | 21 | 0.93406
Enersponse | SCE | June | 6 | 22 | 0
Enersponse | SCE | June | 6 | 23 | 0
Enersponse | SCE | June | 6 | 24 | 0
Enersponse | SCE | July | 7 | 1 | 0
Enersponse | SCE | July | 7 | 2 | 0
Enersponse | SCE | July | 7 | 3 | 0
Enersponse | SCE | July | 7 | 4 | 0
Enersponse | SCE | July | 7 | 5 | 0
Enersponse | SCE | July | 7 | 6 | 0
Enersponse | SCE | July | 7 | 7 | 0
Enersponse | SCE | July | 7 | 8 | 0
Enersponse | SCE | July | 7 | 9 | 0
Enersponse | SCE | July | 7 | 10 | 0
Enersponse | SCE | July | 7 | 11 | 0
Enersponse | SCE | July | 7 | 12 | 0
Enersponse | SCE | July | 7 | 13 | 0
Enersponse | SCE | July | 7 | 14 | 0
Enersponse | SCE | July | 7 | 15 | 0
Enersponse | SCE | July | 7 | 16 | 0
Enersponse | SCE | July | 7 | 17 | 1
Enersponse | SCE | July | 7 | 18 | 0.97016
Enersponse | SCE | July | 7 | 19 | 0.95576
Enersponse | SCE | July | 7 | 20 | 0.92583
Enersponse | SCE | July | 7 | 21 | 0.87284
Enersponse | SCE | July | 7 | 22 | 0
Enersponse | SCE | July | 7 | 23 | 0
Enersponse | SCE | July | 7 | 24 | 0
Enersponse | SCE | August | 8 | 1 | 0
Enersponse | SCE | August | 8 | 2 | 0
Enersponse | SCE | August | 8 | 3 | 0
Enersponse | SCE | August | 8 | 4 | 0
Enersponse | SCE | August | 8 | 5 | 0
Enersponse | SCE | August | 8 | 6 | 0
Enersponse | SCE | August | 8 | 7 | 0
Enersponse | SCE | August | 8 | 8 | 0
Enersponse | SCE | August | 8 | 9 | 0
Enersponse | SCE | August | 8 | 10 | 0
Enersponse | SCE | August | 8 | 11 | 0
Enersponse | SCE | August | 8 | 12 | 0
Enersponse | SCE | August | 8 | 13 | 0
Enersponse | SCE | August | 8 | 14 | 0
Enersponse | SCE | August | 8 | 15 | 0
Enersponse | SCE | August | 8 | 16 | 0
Enersponse | SCE | August | 8 | 17 | 1.0227
Enersponse | SCE | August | 8 | 18 | 1
Enersponse | SCE | August | 8 | 19 | 0.98497
Enersponse | SCE | August | 8 | 20 | 0.95537
Enersponse | SCE | August | 8 | 21 | 0.9199
Enersponse | SCE | August | 8 | 22 | 0
Enersponse | SCE | August | 8 | 23 | 0
Enersponse | SCE | August | 8 | 24 | 0
Enersponse | SCE | September | 9 | 1 | 0
Enersponse | SCE | September | 9 | 2 | 0
Enersponse | SCE | September | 9 | 3 | 0
Enersponse | SCE | September | 9 | 4 | 0
Enersponse | SCE | September | 9 | 5 | 0
Enersponse | SCE | September | 9 | 6 | 0
Enersponse | SCE | September | 9 | 7 | 0
Enersponse | SCE | September | 9 | 8 | 0
Enersponse | SCE | September | 9 | 9 | 0
Enersponse | SCE | September | 9 | 10 | 0
Enersponse | SCE | September | 9 | 11 | 0
Enersponse | SCE | September | 9 | 12 | 0
Enersponse | SCE | September | 9 | 13 | 0
Enersponse | SCE | September | 9 | 14 | 0
Enersponse | SCE | September | 9 | 15 | 0
Enersponse | SCE | September | 9 | 16 | 0
Enersponse | SCE | September | 9 | 17 | 1
Enersponse | SCE | September | 9 | 18 | 0.9795
Enersponse | SCE | September | 9 | 19 | 0.96009
Enersponse | SCE | September | 9 | 20 | 0.91987
Enersponse | SCE | September | 9 | 21 | 0.87603
Enersponse | SCE | September | 9 | 22 | 0
Enersponse | SCE | September | 9 | 23 | 0
Enersponse | SCE | September | 9 | 24 | 0
Enersponse | SCE | October | 10 | 1 | 0
Enersponse | SCE | October | 10 | 2 | 0
Enersponse | SCE | October | 10 | 3 | 0
Enersponse | SCE | October | 10 | 4 | 0
Enersponse | SCE | October | 10 | 5 | 0
Enersponse | SCE | October | 10 | 6 | 0
Enersponse | SCE | October | 10 | 7 | 0
Enersponse | SCE | October | 10 | 8 | 0
Enersponse | SCE | October | 10 | 9 | 0
Enersponse | SCE | October | 10 | 10 | 0
Enersponse | SCE | October | 10 | 11 | 0
Enersponse | SCE | October | 10 | 12 | 0
Enersponse | SCE | October | 10 | 13 | 0
Enersponse | SCE | October | 10 | 14 | 0
Enersponse | SCE | October | 10 | 15 | 0
Enersponse | SCE | October | 10 | 16 | 0
Enersponse | SCE | October | 10 | 17 | 1.0117
Enersponse | SCE | October | 10 | 18 | 1
Enersponse | SCE | October | 10 | 19 | 0.9745
Enersponse | SCE | October | 10 | 20 | 0.92411
Enersponse | SCE | October | 10 | 21 | 0.88013
Enersponse | SCE | October | 10 | 22 | 0
Enersponse | SCE | October | 10 | 23 | 0
Enersponse | SCE | October | 10 | 24 | 0
Enersponse | SCE | November | 11 | 1 | 0
Enersponse | SCE | November | 11 | 2 | 0
Enersponse | SCE | November | 11 | 3 | 0
Enersponse | SCE | November | 11 | 4 | 0
Enersponse | SCE | November | 11 | 5 | 0
Enersponse | SCE | November | 11 | 6 | 0
Enersponse | SCE | November | 11 | 7 | 0
Enersponse | SCE | November | 11 | 8 | 0
Enersponse | SCE | November | 11 | 9 | 0
Enersponse | SCE | November | 11 | 10 | 0
Enersponse | SCE | November | 11 | 11 | 0
Enersponse | SCE | November | 11 | 12 | 0
Enersponse | SCE | November | 11 | 13 | 0
Enersponse | SCE | November | 11 | 14 | 0
Enersponse | SCE | November | 11 | 15 | 0
Enersponse | SCE | November | 11 | 16 | 0
Enersponse | SCE | November | 11 | 17 | 1.0212
Enersponse | SCE | November | 11 | 18 | 1
Enersponse | SCE | November | 11 | 19 | 0.96218
Enersponse | SCE | November | 11 | 20 | 0.93
Enersponse | SCE | November | 11 | 21 | 0.89535
Enersponse | SCE | November | 11 | 22 | 0
Enersponse | SCE | November | 11 | 23 | 0
Enersponse | SCE | November | 11 | 24 | 0
Enersponse | SCE | December | 12 | 1 | 0
Enersponse | SCE | December | 12 | 2 | 0
Enersponse | SCE | December | 12 | 3 | 0
Enersponse | SCE | December | 12 | 4 | 0
Enersponse | SCE | December | 12 | 5 | 0
Enersponse | SCE | December | 12 | 6 | 0
Enersponse | SCE | December | 12 | 7 | 0
Enersponse | SCE | December | 12 | 8 | 0
Enersponse | SCE | December | 12 | 9 | 0
Enersponse | SCE | December | 12 | 10 | 0
Enersponse | SCE | December | 12 | 11 | 0
Enersponse | SCE | December | 12 | 12 | 0
Enersponse | SCE | December | 12 | 13 | 0
Enersponse | SCE | December | 12 | 14 | 0
Enersponse | SCE | December | 12 | 15 | 0
Enersponse | SCE | December | 12 | 16 | 0
Enersponse | SCE | December | 12 | 17 | 0.99677
Enersponse | SCE | December | 12 | 18 | 1
Enersponse | SCE | December | 12 | 19 | 0.98986
Enersponse | SCE | December | 12 | 20 | 0.9784
Enersponse | SCE | December | 12 | 21 | 0.95279
Enersponse | SCE | December | 12 | 22 | 0
Enersponse | SCE | December | 12 | 23 | 0
Enersponse | SCE | December | 12 | 24 | 0
Enersponse | SDGE | January | 1 | 1 | 0
Enersponse | SDGE | January | 1 | 2 | 0
Enersponse | SDGE | January | 1 | 3 | 0
Enersponse | SDGE | January | 1 | 4 | 0
Enersponse | SDGE | January | 1 | 5 | 0
Enersponse | SDGE | January | 1 | 6 | 0
Enersponse | SDGE | January | 1 | 7 | 0
Enersponse | SDGE | January | 1 | 8 | 0
Enersponse | SDGE | January | 1 | 9 | 0
Enersponse | SDGE | January | 1 | 10 | 0
Enersponse | SDGE | January | 1 | 11 | 0
Enersponse | SDGE | January | 1 | 12 | 0
Enersponse | SDGE | January | 1 | 13 | 0
Enersponse | SDGE | January | 1 | 14 | 0
Enersponse | SDGE | January | 1 | 15 | 0
Enersponse | SDGE | January | 1 | 16 | 0
Enersponse | SDGE | January | 1 | 17 | 0.99876
Enersponse | SDGE | January | 1 | 18 | 1.0069
Enersponse | SDGE | January | 1 | 19 | 1
Enersponse | SDGE | January | 1 | 20 | 0.9877
Enersponse | SDGE | January | 1 | 21 | 0.95803
Enersponse | SDGE | January | 1 | 22 | 0
Enersponse | SDGE | January | 1 | 23 | 0
Enersponse | SDGE | January | 1 | 24 | 0
Enersponse | SDGE | February | 2 | 1 | 0
Enersponse | SDGE | February | 2 | 2 | 0
Enersponse | SDGE | February | 2 | 3 | 0
Enersponse | SDGE | February | 2 | 4 | 0
Enersponse | SDGE | February | 2 | 5 | 0
Enersponse | SDGE | February | 2 | 6 | 0
Enersponse | SDGE | February | 2 | 7 | 0
Enersponse | SDGE | February | 2 | 8 | 0
Enersponse | SDGE | February | 2 | 9 | 0
Enersponse | SDGE | February | 2 | 10 | 0
Enersponse | SDGE | February | 2 | 11 | 0
Enersponse | SDGE | February | 2 | 12 | 0
Enersponse | SDGE | February | 2 | 13 | 0
Enersponse | SDGE | February | 2 | 14 | 0
Enersponse | SDGE | February | 2 | 15 | 0
Enersponse | SDGE | February | 2 | 16 | 0
Enersponse | SDGE | February | 2 | 17 | 0.99775
Enersponse | SDGE | February | 2 | 18 | 1.0067
Enersponse | SDGE | February | 2 | 19 | 1
Enersponse | SDGE | February | 2 | 20 | 0.9887
Enersponse | SDGE | February | 2 | 21 | 0.96195
Enersponse | SDGE | February | 2 | 22 | 0
Enersponse | SDGE | February | 2 | 23 | 0
Enersponse | SDGE | February | 2 | 24 | 0
Enersponse | SDGE | March | 3 | 1 | 0
Enersponse | SDGE | March | 3 | 2 | 0
Enersponse | SDGE | March | 3 | 3 | 0
Enersponse | SDGE | March | 3 | 4 | 0
Enersponse | SDGE | March | 3 | 5 | 0
Enersponse | SDGE | March | 3 | 6 | 0
Enersponse | SDGE | March | 3 | 7 | 0
Enersponse | SDGE | March | 3 | 8 | 0
Enersponse | SDGE | March | 3 | 9 | 0
Enersponse | SDGE | March | 3 | 10 | 0
Enersponse | SDGE | March | 3 | 11 | 0
Enersponse | SDGE | March | 3 | 12 | 0
Enersponse | SDGE | March | 3 | 13 | 0
Enersponse | SDGE | March | 3 | 14 | 0
Enersponse | SDGE | March | 3 | 15 | 0
Enersponse | SDGE | March | 3 | 16 | 0
Enersponse | SDGE | March | 3 | 17 | 1.0055
Enersponse | SDGE | March | 3 | 18 | 1.0078
Enersponse | SDGE | March | 3 | 19 | 1
Enersponse | SDGE | March | 3 | 20 | 0.99008
Enersponse | SDGE | March | 3 | 21 | 0.96185
Enersponse | SDGE | March | 3 | 22 | 0
Enersponse | SDGE | March | 3 | 23 | 0
Enersponse | SDGE | March | 3 | 24 | 0
Enersponse | SDGE | April | 4 | 1 | 0
Enersponse | SDGE | April | 4 | 2 | 0
Enersponse | SDGE | April | 4 | 3 | 0
Enersponse | SDGE | April | 4 | 4 | 0
Enersponse | SDGE | April | 4 | 5 | 0
Enersponse | SDGE | April | 4 | 6 | 0
Enersponse | SDGE | April | 4 | 7 | 0
Enersponse | SDGE | April | 4 | 8 | 0
Enersponse | SDGE | April | 4 | 9 | 0
Enersponse | SDGE | April | 4 | 10 | 0
Enersponse | SDGE | April | 4 | 11 | 0
Enersponse | SDGE | April | 4 | 12 | 0
Enersponse | SDGE | April | 4 | 13 | 0
Enersponse | SDGE | April | 4 | 14 | 0
Enersponse | SDGE | April | 4 | 15 | 0
Enersponse | SDGE | April | 4 | 16 | 0
Enersponse | SDGE | April | 4 | 17 | 1.0421
Enersponse | SDGE | April | 4 | 18 | 1.0248
Enersponse | SDGE | April | 4 | 19 | 1
Enersponse | SDGE | April | 4 | 20 | 0.96346
Enersponse | SDGE | April | 4 | 21 | 0.91875
Enersponse | SDGE | April | 4 | 22 | 0
Enersponse | SDGE | April | 4 | 23 | 0
Enersponse | SDGE | April | 4 | 24 | 0
Enersponse | SDGE | May | 5 | 1 | 0
Enersponse | SDGE | May | 5 | 2 | 0
Enersponse | SDGE | May | 5 | 3 | 0
Enersponse | SDGE | May | 5 | 4 | 0
Enersponse | SDGE | May | 5 | 5 | 0
Enersponse | SDGE | May | 5 | 6 | 0
Enersponse | SDGE | May | 5 | 7 | 0
Enersponse | SDGE | May | 5 | 8 | 0
Enersponse | SDGE | May | 5 | 9 | 0
Enersponse | SDGE | May | 5 | 10 | 0
Enersponse | SDGE | May | 5 | 11 | 0
Enersponse | SDGE | May | 5 | 12 | 0
Enersponse | SDGE | May | 5 | 13 | 0
Enersponse | SDGE | May | 5 | 14 | 0
Enersponse | SDGE | May | 5 | 15 | 0
Enersponse | SDGE | May | 5 | 16 | 0
Enersponse | SDGE | May | 5 | 17 | 1.0388
Enersponse | SDGE | May | 5 | 18 | 1.0202
Enersponse | SDGE | May | 5 | 19 | 1
Enersponse | SDGE | May | 5 | 20 | 0.97078
Enersponse | SDGE | May | 5 | 21 | 0.93189
Enersponse | SDGE | May | 5 | 22 | 0
Enersponse | SDGE | May | 5 | 23 | 0
Enersponse | SDGE | May | 5 | 24 | 0
Enersponse | SDGE | June | 6 | 1 | 0
Enersponse | SDGE | June | 6 | 2 | 0
Enersponse | SDGE | June | 6 | 3 | 0
Enersponse | SDGE | June | 6 | 4 | 0
Enersponse | SDGE | June | 6 | 5 | 0
Enersponse | SDGE | June | 6 | 6 | 0
Enersponse | SDGE | June | 6 | 7 | 0
Enersponse | SDGE | June | 6 | 8 | 0
Enersponse | SDGE | June | 6 | 9 | 0
Enersponse | SDGE | June | 6 | 10 | 0
Enersponse | SDGE | June | 6 | 11 | 0
Enersponse | SDGE | June | 6 | 12 | 0
Enersponse | SDGE | June | 6 | 13 | 0
Enersponse | SDGE | June | 6 | 14 | 0
Enersponse | SDGE | June | 6 | 15 | 0
Enersponse | SDGE | June | 6 | 16 | 0
Enersponse | SDGE | June | 6 | 17 | 1.0259
Enersponse | SDGE | June | 6 | 18 | 1
Enersponse | SDGE | June | 6 | 19 | 0.99157
Enersponse | SDGE | June | 6 | 20 | 0.96245
Enersponse | SDGE | June | 6 | 21 | 0.93406
Enersponse | SDGE | June | 6 | 22 | 0
Enersponse | SDGE | June | 6 | 23 | 0
Enersponse | SDGE | June | 6 | 24 | 0
Enersponse | SDGE | July | 7 | 1 | 0
Enersponse | SDGE | July | 7 | 2 | 0
Enersponse | SDGE | July | 7 | 3 | 0
Enersponse | SDGE | July | 7 | 4 | 0
Enersponse | SDGE | July | 7 | 5 | 0
Enersponse | SDGE | July | 7 | 6 | 0
Enersponse | SDGE | July | 7 | 7 | 0
Enersponse | SDGE | July | 7 | 8 | 0
Enersponse | SDGE | July | 7 | 9 | 0
Enersponse | SDGE | July | 7 | 10 | 0
Enersponse | SDGE | July | 7 | 11 | 0
Enersponse | SDGE | July | 7 | 12 | 0
Enersponse | SDGE | July | 7 | 13 | 0
Enersponse | SDGE | July | 7 | 14 | 0
Enersponse | SDGE | July | 7 | 15 | 0
Enersponse | SDGE | July | 7 | 16 | 0
Enersponse | SDGE | July | 7 | 17 | 1
Enersponse | SDGE | July | 7 | 18 | 0.97016
Enersponse | SDGE | July | 7 | 19 | 0.95576
Enersponse | SDGE | July | 7 | 20 | 0.92583
Enersponse | SDGE | July | 7 | 21 | 0.87284
Enersponse | SDGE | July | 7 | 22 | 0
Enersponse | SDGE | July | 7 | 23 | 0
Enersponse | SDGE | July | 7 | 24 | 0
Enersponse | SDGE | August | 8 | 1 | 0
Enersponse | SDGE | August | 8 | 2 | 0
Enersponse | SDGE | August | 8 | 3 | 0
Enersponse | SDGE | August | 8 | 4 | 0
Enersponse | SDGE | August | 8 | 5 | 0
Enersponse | SDGE | August | 8 | 6 | 0
Enersponse | SDGE | August | 8 | 7 | 0
Enersponse | SDGE | August | 8 | 8 | 0
Enersponse | SDGE | August | 8 | 9 | 0
Enersponse | SDGE | August | 8 | 10 | 0
Enersponse | SDGE | August | 8 | 11 | 0
Enersponse | SDGE | August | 8 | 12 | 0
Enersponse | SDGE | August | 8 | 13 | 0
Enersponse | SDGE | August | 8 | 14 | 0
Enersponse | SDGE | August | 8 | 15 | 0
Enersponse | SDGE | August | 8 | 16 | 0
Enersponse | SDGE | August | 8 | 17 | 1.0227
Enersponse | SDGE | August | 8 | 18 | 1
Enersponse | SDGE | August | 8 | 19 | 0.98497
Enersponse | SDGE | August | 8 | 20 | 0.95537
Enersponse | SDGE | August | 8 | 21 | 0.9199
Enersponse | SDGE | August | 8 | 22 | 0
Enersponse | SDGE | August | 8 | 23 | 0
Enersponse | SDGE | August | 8 | 24 | 0
Enersponse | SDGE | September | 9 | 1 | 0
Enersponse | SDGE | September | 9 | 2 | 0
Enersponse | SDGE | September | 9 | 3 | 0
Enersponse | SDGE | September | 9 | 4 | 0
Enersponse | SDGE | September | 9 | 5 | 0
Enersponse | SDGE | September | 9 | 6 | 0
Enersponse | SDGE | September | 9 | 7 | 0
Enersponse | SDGE | September | 9 | 8 | 0
Enersponse | SDGE | September | 9 | 9 | 0
Enersponse | SDGE | September | 9 | 10 | 0
Enersponse | SDGE | September | 9 | 11 | 0
Enersponse | SDGE | September | 9 | 12 | 0
Enersponse | SDGE | September | 9 | 13 | 0
Enersponse | SDGE | September | 9 | 14 | 0
Enersponse | SDGE | September | 9 | 15 | 0
Enersponse | SDGE | September | 9 | 16 | 0
Enersponse | SDGE | September | 9 | 17 | 1
Enersponse | SDGE | September | 9 | 18 | 0.9795
Enersponse | SDGE | September | 9 | 19 | 0.96009
Enersponse | SDGE | September | 9 | 20 | 0.91987
Enersponse | SDGE | September | 9 | 21 | 0.87603
Enersponse | SDGE | September | 9 | 22 | 0
Enersponse | SDGE | September | 9 | 23 | 0
Enersponse | SDGE | September | 9 | 24 | 0
Enersponse | SDGE | October | 10 | 1 | 0
Enersponse | SDGE | October | 10 | 2 | 0
Enersponse | SDGE | October | 10 | 3 | 0
Enersponse | SDGE | October | 10 | 4 | 0
Enersponse | SDGE | October | 10 | 5 | 0
Enersponse | SDGE | October | 10 | 6 | 0
Enersponse | SDGE | October | 10 | 7 | 0
Enersponse | SDGE | October | 10 | 8 | 0
Enersponse | SDGE | October | 10 | 9 | 0
Enersponse | SDGE | October | 10 | 10 | 0
Enersponse | SDGE | October | 10 | 11 | 0
Enersponse | SDGE | October | 10 | 12 | 0
Enersponse | SDGE | October | 10 | 13 | 0
Enersponse | SDGE | October | 10 | 14 | 0
Enersponse | SDGE | October | 10 | 15 | 0
Enersponse | SDGE | October | 10 | 16 | 0
Enersponse | SDGE | October | 10 | 17 | 1.0117
Enersponse | SDGE | October | 10 | 18 | 1
Enersponse | SDGE | October | 10 | 19 | 0.9745
Enersponse | SDGE | October | 10 | 20 | 0.92411
Enersponse | SDGE | October | 10 | 21 | 0.88013
Enersponse | SDGE | October | 10 | 22 | 0
Enersponse | SDGE | October | 10 | 23 | 0
Enersponse | SDGE | October | 10 | 24 | 0
Enersponse | SDGE | November | 11 | 1 | 0
Enersponse | SDGE | November | 11 | 2 | 0
Enersponse | SDGE | November | 11 | 3 | 0
Enersponse | SDGE | November | 11 | 4 | 0
Enersponse | SDGE | November | 11 | 5 | 0
Enersponse | SDGE | November | 11 | 6 | 0
Enersponse | SDGE | November | 11 | 7 | 0
Enersponse | SDGE | November | 11 | 8 | 0
Enersponse | SDGE | November | 11 | 9 | 0
Enersponse | SDGE | November | 11 | 10 | 0
Enersponse | SDGE | November | 11 | 11 | 0
Enersponse | SDGE | November | 11 | 12 | 0
Enersponse | SDGE | November | 11 | 13 | 0
Enersponse | SDGE | November | 11 | 14 | 0
Enersponse | SDGE | November | 11 | 15 | 0
Enersponse | SDGE | November | 11 | 16 | 0
Enersponse | SDGE | November | 11 | 17 | 1.0212
Enersponse | SDGE | November | 11 | 18 | 1
Enersponse | SDGE | November | 11 | 19 | 0.96218
Enersponse | SDGE | November | 11 | 20 | 0.93
Enersponse | SDGE | November | 11 | 21 | 0.89535
Enersponse | SDGE | November | 11 | 22 | 0
Enersponse | SDGE | November | 11 | 23 | 0
Enersponse | SDGE | November | 11 | 24 | 0
Enersponse | SDGE | December | 12 | 1 | 0
Enersponse | SDGE | December | 12 | 2 | 0
Enersponse | SDGE | December | 12 | 3 | 0
Enersponse | SDGE | December | 12 | 4 | 0
Enersponse | SDGE | December | 12 | 5 | 0
Enersponse | SDGE | December | 12 | 6 | 0
Enersponse | SDGE | December | 12 | 7 | 0
Enersponse | SDGE | December | 12 | 8 | 0
Enersponse | SDGE | December | 12 | 9 | 0
Enersponse | SDGE | December | 12 | 10 | 0
Enersponse | SDGE | December | 12 | 11 | 0
Enersponse | SDGE | December | 12 | 12 | 0
Enersponse | SDGE | December | 12 | 13 | 0
Enersponse | SDGE | December | 12 | 14 | 0
Enersponse | SDGE | December | 12 | 15 | 0
Enersponse | SDGE | December | 12 | 16 | 0
Enersponse | SDGE | December | 12 | 17 | 0.99677
Enersponse | SDGE | December | 12 | 18 | 1
Enersponse | SDGE | December | 12 | 19 | 0.98986
Enersponse | SDGE | December | 12 | 20 | 0.9784
Enersponse | SDGE | December | 12 | 21 | 0.95279
Enersponse | SDGE | December | 12 | 22 | 0
Enersponse | SDGE | December | 12 | 23 | 0
Enersponse | SDGE | December | 12 | 24 | 0
Leapfrog | PGE | January | 1 | 1 | 0
Leapfrog | PGE | January | 1 | 2 | 0
Leapfrog | PGE | January | 1 | 3 | 0
Leapfrog | PGE | January | 1 | 4 | 0
Leapfrog | PGE | January | 1 | 5 | 0
Leapfrog | PGE | January | 1 | 6 | 0
Leapfrog | PGE | January | 1 | 7 | 0
Leapfrog | PGE | January | 1 | 8 | 0
Leapfrog | PGE | January | 1 | 9 | 0
Leapfrog | PGE | January | 1 | 10 | 0
Leapfrog | PGE | January | 1 | 11 | 0
Leapfrog | PGE | January | 1 | 12 | 0
Leapfrog | PGE | January | 1 | 13 | 0
Leapfrog | PGE | January | 1 | 14 | 0
Leapfrog | PGE | January | 1 | 15 | 0
Leapfrog | PGE | January | 1 | 16 | 0
Leapfrog | PGE | January | 1 | 17 | 0.97171
Leapfrog | PGE | January | 1 | 18 | 0.99834
Leapfrog | PGE | January | 1 | 19 | 1
Leapfrog | PGE | January | 1 | 20 | 0.99002
Leapfrog | PGE | January | 1 | 21 | 0
Leapfrog | PGE | January | 1 | 22 | 0
Leapfrog | PGE | January | 1 | 23 | 0
Leapfrog | PGE | January | 1 | 24 | 0
Leapfrog | PGE | February | 2 | 1 | 0
Leapfrog | PGE | February | 2 | 2 | 0
Leapfrog | PGE | February | 2 | 3 | 0
Leapfrog | PGE | February | 2 | 4 | 0
Leapfrog | PGE | February | 2 | 5 | 0
Leapfrog | PGE | February | 2 | 6 | 0
Leapfrog | PGE | February | 2 | 7 | 0
Leapfrog | PGE | February | 2 | 8 | 0
Leapfrog | PGE | February | 2 | 9 | 0
Leapfrog | PGE | February | 2 | 10 | 0
Leapfrog | PGE | February | 2 | 11 | 0
Leapfrog | PGE | February | 2 | 12 | 0
Leapfrog | PGE | February | 2 | 13 | 0
Leapfrog | PGE | February | 2 | 14 | 0
Leapfrog | PGE | February | 2 | 15 | 0
Leapfrog | PGE | February | 2 | 16 | 0
Leapfrog | PGE | February | 2 | 17 | 0.96834
Leapfrog | PGE | February | 2 | 18 | 1.0037
Leapfrog | PGE | February | 2 | 19 | 1
Leapfrog | PGE | February | 2 | 20 | 0.9851
Leapfrog | PGE | February | 2 | 21 | 0
Leapfrog | PGE | February | 2 | 22 | 0
Leapfrog | PGE | February | 2 | 23 | 0
Leapfrog | PGE | February | 2 | 24 | 0
Leapfrog | PGE | March | 3 | 1 | 0
Leapfrog | PGE | March | 3 | 2 | 0
Leapfrog | PGE | March | 3 | 3 | 0
Leapfrog | PGE | March | 3 | 4 | 0
Leapfrog | PGE | March | 3 | 5 | 0
Leapfrog | PGE | March | 3 | 6 | 0
Leapfrog | PGE | March | 3 | 7 | 0
Leapfrog | PGE | March | 3 | 8 | 0
Leapfrog | PGE | March | 3 | 9 | 0
Leapfrog | PGE | March | 3 | 10 | 0
Leapfrog | PGE | March | 3 | 11 | 0
Leapfrog | PGE | March | 3 | 12 | 0
Leapfrog | PGE | March | 3 | 13 | 0
Leapfrog | PGE | March | 3 | 14 | 0
Leapfrog | PGE | March | 3 | 15 | 0
Leapfrog | PGE | March | 3 | 16 | 0
Leapfrog | PGE | March | 3 | 17 | 0
Leapfrog | PGE | March | 3 | 18 | 0.96472
Leapfrog | PGE | March | 3 | 19 | 1
Leapfrog | PGE | March | 3 | 20 | 1.0068
Leapfrog | PGE | March | 3 | 21 | 0.98915
Leapfrog | PGE | March | 3 | 22 | 0
Leapfrog | PGE | March | 3 | 23 | 0
Leapfrog | PGE | March | 3 | 24 | 0
Leapfrog | PGE | April | 4 | 1 | 0
Leapfrog | PGE | April | 4 | 2 | 0
Leapfrog | PGE | April | 4 | 3 | 0
Leapfrog | PGE | April | 4 | 4 | 0
Leapfrog | PGE | April | 4 | 5 | 0
Leapfrog | PGE | April | 4 | 6 | 0
Leapfrog | PGE | April | 4 | 7 | 0
Leapfrog | PGE | April | 4 | 8 | 0
Leapfrog | PGE | April | 4 | 9 | 0
Leapfrog | PGE | April | 4 | 10 | 0
Leapfrog | PGE | April | 4 | 11 | 0
Leapfrog | PGE | April | 4 | 12 | 0
Leapfrog | PGE | April | 4 | 13 | 0
Leapfrog | PGE | April | 4 | 14 | 0
Leapfrog | PGE | April | 4 | 15 | 0
Leapfrog | PGE | April | 4 | 16 | 0
Leapfrog | PGE | April | 4 | 17 | 0
Leapfrog | PGE | April | 4 | 18 | 0.96383
Leapfrog | PGE | April | 4 | 19 | 1
Leapfrog | PGE | April | 4 | 20 | 1.0418
Leapfrog | PGE | April | 4 | 21 | 0.96785
Leapfrog | PGE | April | 4 | 22 | 0
Leapfrog | PGE | April | 4 | 23 | 0
Leapfrog | PGE | April | 4 | 24 | 0
Leapfrog | PGE | May | 5 | 1 | 0
Leapfrog | PGE | May | 5 | 2 | 0
Leapfrog | PGE | May | 5 | 3 | 0
Leapfrog | PGE | May | 5 | 4 | 0
Leapfrog | PGE | May | 5 | 5 | 0
Leapfrog | PGE | May | 5 | 6 | 0
Leapfrog | PGE | May | 5 | 7 | 0
Leapfrog | PGE | May | 5 | 8 | 0
Leapfrog | PGE | May | 5 | 9 | 0
Leapfrog | PGE | May | 5 | 10 | 0
Leapfrog | PGE | May | 5 | 11 | 0
Leapfrog | PGE | May | 5 | 12 | 0
Leapfrog | PGE | May | 5 | 13 | 0
Leapfrog | PGE | May | 5 | 14 | 0
Leapfrog | PGE | May | 5 | 15 | 0
Leapfrog | PGE | May | 5 | 16 | 0
Leapfrog | PGE | May | 5 | 17 | 0
Leapfrog | PGE | May | 5 | 18 | 1.0301
Leapfrog | PGE | May | 5 | 19 | 1
Leapfrog | PGE | May | 5 | 20 | 0.99551
Leapfrog | PGE | May | 5 | 21 | 0.96361
Leapfrog | PGE | May | 5 | 22 | 0.078616
Leapfrog | PGE | May | 5 | 23 | 0
Leapfrog | PGE | May | 5 | 24 | 0
Leapfrog | PGE | June | 6 | 1 | 0
Leapfrog | PGE | June | 6 | 2 | 0
Leapfrog | PGE | June | 6 | 3 | 0
Leapfrog | PGE | June | 6 | 4 | 0
Leapfrog | PGE | June | 6 | 5 | 0
Leapfrog | PGE | June | 6 | 6 | 0
Leapfrog | PGE | June | 6 | 7 | 0
Leapfrog | PGE | June | 6 | 8 | 0
Leapfrog | PGE | June | 6 | 9 | 0
Leapfrog | PGE | June | 6 | 10 | 0
Leapfrog | PGE | June | 6 | 11 | 0
Leapfrog | PGE | June | 6 | 12 | 0
Leapfrog | PGE | June | 6 | 13 | 0
Leapfrog | PGE | June | 6 | 14 | 0
Leapfrog | PGE | June | 6 | 15 | 0
Leapfrog | PGE | June | 6 | 16 | 0
Leapfrog | PGE | June | 6 | 17 | 1.0891
Leapfrog | PGE | June | 6 | 18 | 1
Leapfrog | PGE | June | 6 | 19 | 1.0262
Leapfrog | PGE | June | 6 | 20 | 0.97819
Leapfrog | PGE | June | 6 | 21 | 0.19469
Leapfrog | PGE | June | 6 | 22 | 0
Leapfrog | PGE | June | 6 | 23 | 0
Leapfrog | PGE | June | 6 | 24 | 0
Leapfrog | PGE | July | 7 | 1 | 0
Leapfrog | PGE | July | 7 | 2 | 0
Leapfrog | PGE | July | 7 | 3 | 0
Leapfrog | PGE | July | 7 | 4 | 0
Leapfrog | PGE | July | 7 | 5 | 0
Leapfrog | PGE | July | 7 | 6 | 0
Leapfrog | PGE | July | 7 | 7 | 0
Leapfrog | PGE | July | 7 | 8 | 0
Leapfrog | PGE | July | 7 | 9 | 0
Leapfrog | PGE | July | 7 | 10 | 0
Leapfrog | PGE | July | 7 | 11 | 0
Leapfrog | PGE | July | 7 | 12 | 0
Leapfrog | PGE | July | 7 | 13 | 0
Leapfrog | PGE | July | 7 | 14 | 0
Leapfrog | PGE | July | 7 | 15 | 0
Leapfrog | PGE | July | 7 | 16 | 0
Leapfrog | PGE | July | 7 | 17 | 1
Leapfrog | PGE | July | 7 | 18 | 0.89555
Leapfrog | PGE | July | 7 | 19 | 0.92429
Leapfrog | PGE | July | 7 | 20 | 0.78829
Leapfrog | PGE | July | 7 | 21 | 0.14721
Leapfrog | PGE | July | 7 | 22 | 0
Leapfrog | PGE | July | 7 | 23 | 0
Leapfrog | PGE | July | 7 | 24 | 0
Leapfrog | PGE | August | 8 | 1 | 0
Leapfrog | PGE | August | 8 | 2 | 0
Leapfrog | PGE | August | 8 | 3 | 0
Leapfrog | PGE | August | 8 | 4 | 0
Leapfrog | PGE | August | 8 | 5 | 0
Leapfrog | PGE | August | 8 | 6 | 0
Leapfrog | PGE | August | 8 | 7 | 0
Leapfrog | PGE | August | 8 | 8 | 0
Leapfrog | PGE | August | 8 | 9 | 0
Leapfrog | PGE | August | 8 | 10 | 0
Leapfrog | PGE | August | 8 | 11 | 0
Leapfrog | PGE | August | 8 | 12 | 0
Leapfrog | PGE | August | 8 | 13 | 0
Leapfrog | PGE | August | 8 | 14 | 0
Leapfrog | PGE | August | 8 | 15 | 0
Leapfrog | PGE | August | 8 | 16 | 0
Leapfrog | PGE | August | 8 | 17 | 1.1949
Leapfrog | PGE | August | 8 | 18 | 1
Leapfrog | PGE | August | 8 | 19 | 0.93298
Leapfrog | PGE | August | 8 | 20 | 0.82981
Leapfrog | PGE | August | 8 | 21 | 0.23304
Leapfrog | PGE | August | 8 | 22 | 0
Leapfrog | PGE | August | 8 | 23 | 0
Leapfrog | PGE | August | 8 | 24 | 0
Leapfrog | PGE | September | 9 | 1 | 0
Leapfrog | PGE | September | 9 | 2 | 0
Leapfrog | PGE | September | 9 | 3 | 0
Leapfrog | PGE | September | 9 | 4 | 0
Leapfrog | PGE | September | 9 | 5 | 0
Leapfrog | PGE | September | 9 | 6 | 0
Leapfrog | PGE | September | 9 | 7 | 0
Leapfrog | PGE | September | 9 | 8 | 0
Leapfrog | PGE | September | 9 | 9 | 0
Leapfrog | PGE | September | 9 | 10 | 0
Leapfrog | PGE | September | 9 | 11 | 0
Leapfrog | PGE | September | 9 | 12 | 0
Leapfrog | PGE | September | 9 | 13 | 0
Leapfrog | PGE | September | 9 | 14 | 0
Leapfrog | PGE | September | 9 | 15 | 0
Leapfrog | PGE | September | 9 | 16 | 0
Leapfrog | PGE | September | 9 | 17 | 1
Leapfrog | PGE | September | 9 | 18 | 0.99898
Leapfrog | PGE | September | 9 | 19 | 0.96534
Leapfrog | PGE | September | 9 | 20 | 0.88991
Leapfrog | PGE | September | 9 | 21 | 0.37275
Leapfrog | PGE | September | 9 | 22 | 0
Leapfrog | PGE | September | 9 | 23 | 0
Leapfrog | PGE | September | 9 | 24 | 0
Leapfrog | PGE | October | 10 | 1 | 0
Leapfrog | PGE | October | 10 | 2 | 0
Leapfrog | PGE | October | 10 | 3 | 0
Leapfrog | PGE | October | 10 | 4 | 0
Leapfrog | PGE | October | 10 | 5 | 0
Leapfrog | PGE | October | 10 | 6 | 0
Leapfrog | PGE | October | 10 | 7 | 0
Leapfrog | PGE | October | 10 | 8 | 0
Leapfrog | PGE | October | 10 | 9 | 0
Leapfrog | PGE | October | 10 | 10 | 0
Leapfrog | PGE | October | 10 | 11 | 0
Leapfrog | PGE | October | 10 | 12 | 0
Leapfrog | PGE | October | 10 | 13 | 0
Leapfrog | PGE | October | 10 | 14 | 0
Leapfrog | PGE | October | 10 | 15 | 0
Leapfrog | PGE | October | 10 | 16 | 0
Leapfrog | PGE | October | 10 | 17 | 1.1125
Leapfrog | PGE | October | 10 | 18 | 1
Leapfrog | PGE | October | 10 | 19 | 0.89851
Leapfrog | PGE | October | 10 | 20 | 0.85478
Leapfrog | PGE | October | 10 | 21 | 0.22208
Leapfrog | PGE | October | 10 | 22 | 0
Leapfrog | PGE | October | 10 | 23 | 0
Leapfrog | PGE | October | 10 | 24 | 0
Leapfrog | PGE | November | 11 | 1 | 0
Leapfrog | PGE | November | 11 | 2 | 0
Leapfrog | PGE | November | 11 | 3 | 0
Leapfrog | PGE | November | 11 | 4 | 0
Leapfrog | PGE | November | 11 | 5 | 0
Leapfrog | PGE | November | 11 | 6 | 0
Leapfrog | PGE | November | 11 | 7 | 0
Leapfrog | PGE | November | 11 | 8 | 0
Leapfrog | PGE | November | 11 | 9 | 0
Leapfrog | PGE | November | 11 | 10 | 0
Leapfrog | PGE | November | 11 | 11 | 0
Leapfrog | PGE | November | 11 | 12 | 0
Leapfrog | PGE | November | 11 | 13 | 0
Leapfrog | PGE | November | 11 | 14 | 0
Leapfrog | PGE | November | 11 | 15 | 0
Leapfrog | PGE | November | 11 | 16 | 0
Leapfrog | PGE | November | 11 | 17 | 0.91139
Leapfrog | PGE | November | 11 | 18 | 1
Leapfrog | PGE | November | 11 | 19 | 0.97574
Leapfrog | PGE | November | 11 | 20 | 0.97152
Leapfrog | PGE | November | 11 | 21 | 0
Leapfrog | PGE | November | 11 | 22 | 0
Leapfrog | PGE | November | 11 | 23 | 0
Leapfrog | PGE | November | 11 | 24 | 0
Leapfrog | PGE | December | 12 | 1 | 0
Leapfrog | PGE | December | 12 | 2 | 0
Leapfrog | PGE | December | 12 | 3 | 0
Leapfrog | PGE | December | 12 | 4 | 0
Leapfrog | PGE | December | 12 | 5 | 0
Leapfrog | PGE | December | 12 | 6 | 0
Leapfrog | PGE | December | 12 | 7 | 0
Leapfrog | PGE | December | 12 | 8 | 0
Leapfrog | PGE | December | 12 | 9 | 0
Leapfrog | PGE | December | 12 | 10 | 0
Leapfrog | PGE | December | 12 | 11 | 0
Leapfrog | PGE | December | 12 | 12 | 0
Leapfrog | PGE | December | 12 | 13 | 0
Leapfrog | PGE | December | 12 | 14 | 0
Leapfrog | PGE | December | 12 | 15 | 0
Leapfrog | PGE | December | 12 | 16 | 0
Leapfrog | PGE | December | 12 | 17 | 0.88451
Leapfrog | PGE | December | 12 | 18 | 1
Leapfrog | PGE | December | 12 | 19 | 0.97183
Leapfrog | PGE | December | 12 | 20 | 0.96901
Leapfrog | PGE | December | 12 | 21 | 0
Leapfrog | PGE | December | 12 | 22 | 0
Leapfrog | PGE | December | 12 | 23 | 0
Leapfrog | PGE | December | 12 | 24 | 0
Leapfrog | SCE | January | 1 | 1 | 0
Leapfrog | SCE | January | 1 | 2 | 0
Leapfrog | SCE | January | 1 | 3 | 0
Leapfrog | SCE | January | 1 | 4 | 0
Leapfrog | SCE | January | 1 | 5 | 0
Leapfrog | SCE | January | 1 | 6 | 0
Leapfrog | SCE | January | 1 | 7 | 0
Leapfrog | SCE | January | 1 | 8 | 0
Leapfrog | SCE | January | 1 | 9 | 0
Leapfrog | SCE | January | 1 | 10 | 0
Leapfrog | SCE | January | 1 | 11 | 0
Leapfrog | SCE | January | 1 | 12 | 0
Leapfrog | SCE | January | 1 | 13 | 0
Leapfrog | SCE | January | 1 | 14 | 0
Leapfrog | SCE | January | 1 | 15 | 0
Leapfrog | SCE | January | 1 | 16 | 0
Leapfrog | SCE | January | 1 | 17 | 0.97316
Leapfrog | SCE | January | 1 | 18 | 1
Leapfrog | SCE | January | 1 | 19 | 1
Leapfrog | SCE | January | 1 | 20 | 0.99048
Leapfrog | SCE | January | 1 | 21 | 0
Leapfrog | SCE | January | 1 | 22 | 0
Leapfrog | SCE | January | 1 | 23 | 0
Leapfrog | SCE | January | 1 | 24 | 0
Leapfrog | SCE | February | 2 | 1 | 0
Leapfrog | SCE | February | 2 | 2 | 0
Leapfrog | SCE | February | 2 | 3 | 0
Leapfrog | SCE | February | 2 | 4 | 0
Leapfrog | SCE | February | 2 | 5 | 0
Leapfrog | SCE | February | 2 | 6 | 0
Leapfrog | SCE | February | 2 | 7 | 0
Leapfrog | SCE | February | 2 | 8 | 0
Leapfrog | SCE | February | 2 | 9 | 0
Leapfrog | SCE | February | 2 | 10 | 0
Leapfrog | SCE | February | 2 | 11 | 0
Leapfrog | SCE | February | 2 | 12 | 0
Leapfrog | SCE | February | 2 | 13 | 0
Leapfrog | SCE | February | 2 | 14 | 0
Leapfrog | SCE | February | 2 | 15 | 0
Leapfrog | SCE | February | 2 | 16 | 0
Leapfrog | SCE | February | 2 | 17 | 0.96935
Leapfrog | SCE | February | 2 | 18 | 1.0054
Leapfrog | SCE | February | 2 | 19 | 1
Leapfrog | SCE | February | 2 | 20 | 0.98638
Leapfrog | SCE | February | 2 | 21 | 0
Leapfrog | SCE | February | 2 | 22 | 0
Leapfrog | SCE | February | 2 | 23 | 0
Leapfrog | SCE | February | 2 | 24 | 0
Leapfrog | SCE | March | 3 | 1 | 0
Leapfrog | SCE | March | 3 | 2 | 0
Leapfrog | SCE | March | 3 | 3 | 0
Leapfrog | SCE | March | 3 | 4 | 0
Leapfrog | SCE | March | 3 | 5 | 0
Leapfrog | SCE | March | 3 | 6 | 0
Leapfrog | SCE | March | 3 | 7 | 0
Leapfrog | SCE | March | 3 | 8 | 0
Leapfrog | SCE | March | 3 | 9 | 0
Leapfrog | SCE | March | 3 | 10 | 0
Leapfrog | SCE | March | 3 | 11 | 0
Leapfrog | SCE | March | 3 | 12 | 0
Leapfrog | SCE | March | 3 | 13 | 0
Leapfrog | SCE | March | 3 | 14 | 0
Leapfrog | SCE | March | 3 | 15 | 0
Leapfrog | SCE | March | 3 | 16 | 0
Leapfrog | SCE | March | 3 | 17 | 0
Leapfrog | SCE | March | 3 | 18 | 0.96582
Leapfrog | SCE | March | 3 | 19 | 1
Leapfrog | SCE | March | 3 | 20 | 1.008
Leapfrog | SCE | March | 3 | 21 | 0.99127
Leapfrog | SCE | March | 3 | 22 | 0
Leapfrog | SCE | March | 3 | 23 | 0
Leapfrog | SCE | March | 3 | 24 | 0
Leapfrog | SCE | April | 4 | 1 | 0
Leapfrog | SCE | April | 4 | 2 | 0
Leapfrog | SCE | April | 4 | 3 | 0
Leapfrog | SCE | April | 4 | 4 | 0
Leapfrog | SCE | April | 4 | 5 | 0
Leapfrog | SCE | April | 4 | 6 | 0
Leapfrog | SCE | April | 4 | 7 | 0
Leapfrog | SCE | April | 4 | 8 | 0
Leapfrog | SCE | April | 4 | 9 | 0
Leapfrog | SCE | April | 4 | 10 | 0
Leapfrog | SCE | April | 4 | 11 | 0
Leapfrog | SCE | April | 4 | 12 | 0
Leapfrog | SCE | April | 4 | 13 | 0
Leapfrog | SCE | April | 4 | 14 | 0
Leapfrog | SCE | April | 4 | 15 | 0
Leapfrog | SCE | April | 4 | 16 | 0
Leapfrog | SCE | April | 4 | 17 | 0
Leapfrog | SCE | April | 4 | 18 | 0.96362
Leapfrog | SCE | April | 4 | 19 | 1
Leapfrog | SCE | April | 4 | 20 | 1.0428
Leapfrog | SCE | April | 4 | 21 | 0.96853
Leapfrog | SCE | April | 4 | 22 | 0
Leapfrog | SCE | April | 4 | 23 | 0
Leapfrog | SCE | April | 4 | 24 | 0
Leapfrog | SCE | May | 5 | 1 | 0
Leapfrog | SCE | May | 5 | 2 | 0
Leapfrog | SCE | May | 5 | 3 | 0
Leapfrog | SCE | May | 5 | 4 | 0
Leapfrog | SCE | May | 5 | 5 | 0
Leapfrog | SCE | May | 5 | 6 | 0
Leapfrog | SCE | May | 5 | 7 | 0
Leapfrog | SCE | May | 5 | 8 | 0
Leapfrog | SCE | May | 5 | 9 | 0
Leapfrog | SCE | May | 5 | 10 | 0
Leapfrog | SCE | May | 5 | 11 | 0
Leapfrog | SCE | May | 5 | 12 | 0
Leapfrog | SCE | May | 5 | 13 | 0
Leapfrog | SCE | May | 5 | 14 | 0
Leapfrog | SCE | May | 5 | 15 | 0
Leapfrog | SCE | May | 5 | 16 | 0
Leapfrog | SCE | May | 5 | 17 | 0
Leapfrog | SCE | May | 5 | 18 | 1.0235
Leapfrog | SCE | May | 5 | 19 | 1
Leapfrog | SCE | May | 5 | 20 | 0.99377
Leapfrog | SCE | May | 5 | 21 | 0.96293
Leapfrog | SCE | May | 5 | 22 | 0.073288
Leapfrog | SCE | May | 5 | 23 | 0
Leapfrog | SCE | May | 5 | 24 | 0
Leapfrog | SCE | June | 6 | 1 | 0
Leapfrog | SCE | June | 6 | 2 | 0
Leapfrog | SCE | June | 6 | 3 | 0
Leapfrog | SCE | June | 6 | 4 | 0
Leapfrog | SCE | June | 6 | 5 | 0
Leapfrog | SCE | June | 6 | 6 | 0
Leapfrog | SCE | June | 6 | 7 | 0
Leapfrog | SCE | June | 6 | 8 | 0
Leapfrog | SCE | June | 6 | 9 | 0
Leapfrog | SCE | June | 6 | 10 | 0
Leapfrog | SCE | June | 6 | 11 | 0
Leapfrog | SCE | June | 6 | 12 | 0
Leapfrog | SCE | June | 6 | 13 | 0
Leapfrog | SCE | June | 6 | 14 | 0
Leapfrog | SCE | June | 6 | 15 | 0
Leapfrog | SCE | June | 6 | 16 | 0
Leapfrog | SCE | June | 6 | 17 | 1.0919
Leapfrog | SCE | June | 6 | 18 | 1
Leapfrog | SCE | June | 6 | 19 | 1.0266
Leapfrog | SCE | June | 6 | 20 | 0.97838
Leapfrog | SCE | June | 6 | 21 | 0.1981
Leapfrog | SCE | June | 6 | 22 | 0
Leapfrog | SCE | June | 6 | 23 | 0
Leapfrog | SCE | June | 6 | 24 | 0
Leapfrog | SCE | July | 7 | 1 | 0
Leapfrog | SCE | July | 7 | 2 | 0
Leapfrog | SCE | July | 7 | 3 | 0
Leapfrog | SCE | July | 7 | 4 | 0
Leapfrog | SCE | July | 7 | 5 | 0
Leapfrog | SCE | July | 7 | 6 | 0
Leapfrog | SCE | July | 7 | 7 | 0
Leapfrog | SCE | July | 7 | 8 | 0
Leapfrog | SCE | July | 7 | 9 | 0
Leapfrog | SCE | July | 7 | 10 | 0
Leapfrog | SCE | July | 7 | 11 | 0
Leapfrog | SCE | July | 7 | 12 | 0
Leapfrog | SCE | July | 7 | 13 | 0
Leapfrog | SCE | July | 7 | 14 | 0
Leapfrog | SCE | July | 7 | 15 | 0
Leapfrog | SCE | July | 7 | 16 | 0
Leapfrog | SCE | July | 7 | 17 | 1
Leapfrog | SCE | July | 7 | 18 | 0.89293
Leapfrog | SCE | July | 7 | 19 | 0.93951
Leapfrog | SCE | July | 7 | 20 | 0.79381
Leapfrog | SCE | July | 7 | 21 | 0.167
Leapfrog | SCE | July | 7 | 22 | 0
Leapfrog | SCE | July | 7 | 23 | 0
Leapfrog | SCE | July | 7 | 24 | 0
Leapfrog | SCE | August | 8 | 1 | 0
Leapfrog | SCE | August | 8 | 2 | 0
Leapfrog | SCE | August | 8 | 3 | 0
Leapfrog | SCE | August | 8 | 4 | 0
Leapfrog | SCE | August | 8 | 5 | 0
Leapfrog | SCE | August | 8 | 6 | 0
Leapfrog | SCE | August | 8 | 7 | 0
Leapfrog | SCE | August | 8 | 8 | 0
Leapfrog | SCE | August | 8 | 9 | 0
Leapfrog | SCE | August | 8 | 10 | 0
Leapfrog | SCE | August | 8 | 11 | 0
Leapfrog | SCE | August | 8 | 12 | 0
Leapfrog | SCE | August | 8 | 13 | 0
Leapfrog | SCE | August | 8 | 14 | 0
Leapfrog | SCE | August | 8 | 15 | 0
Leapfrog | SCE | August | 8 | 16 | 0
Leapfrog | SCE | August | 8 | 17 | 1.2031
Leapfrog | SCE | August | 8 | 18 | 1
Leapfrog | SCE | August | 8 | 19 | 0.93558
Leapfrog | SCE | August | 8 | 20 | 0.82897
Leapfrog | SCE | August | 8 | 21 | 0.25316
Leapfrog | SCE | August | 8 | 22 | 0
Leapfrog | SCE | August | 8 | 23 | 0
Leapfrog | SCE | August | 8 | 24 | 0
Leapfrog | SCE | September | 9 | 1 | 0
Leapfrog | SCE | September | 9 | 2 | 0
Leapfrog | SCE | September | 9 | 3 | 0
Leapfrog | SCE | September | 9 | 4 | 0
Leapfrog | SCE | September | 9 | 5 | 0
Leapfrog | SCE | September | 9 | 6 | 0
Leapfrog | SCE | September | 9 | 7 | 0
Leapfrog | SCE | September | 9 | 8 | 0
Leapfrog | SCE | September | 9 | 9 | 0
Leapfrog | SCE | September | 9 | 10 | 0
Leapfrog | SCE | September | 9 | 11 | 0
Leapfrog | SCE | September | 9 | 12 | 0
Leapfrog | SCE | September | 9 | 13 | 0
Leapfrog | SCE | September | 9 | 14 | 0
Leapfrog | SCE | September | 9 | 15 | 0
Leapfrog | SCE | September | 9 | 16 | 0
Leapfrog | SCE | September | 9 | 17 | 1
Leapfrog | SCE | September | 9 | 18 | 0.98952
Leapfrog | SCE | September | 9 | 19 | 0.94859
Leapfrog | SCE | September | 9 | 20 | 0.87597
Leapfrog | SCE | September | 9 | 21 | 0.33042
Leapfrog | SCE | September | 9 | 22 | 0
Leapfrog | SCE | September | 9 | 23 | 0
Leapfrog | SCE | September | 9 | 24 | 0
Leapfrog | SCE | October | 10 | 1 | 0
Leapfrog | SCE | October | 10 | 2 | 0
Leapfrog | SCE | October | 10 | 3 | 0
Leapfrog | SCE | October | 10 | 4 | 0
Leapfrog | SCE | October | 10 | 5 | 0
Leapfrog | SCE | October | 10 | 6 | 0
Leapfrog | SCE | October | 10 | 7 | 0
Leapfrog | SCE | October | 10 | 8 | 0
Leapfrog | SCE | October | 10 | 9 | 0
Leapfrog | SCE | October | 10 | 10 | 0
Leapfrog | SCE | October | 10 | 11 | 0
Leapfrog | SCE | October | 10 | 12 | 0
Leapfrog | SCE | October | 10 | 13 | 0
Leapfrog | SCE | October | 10 | 14 | 0
Leapfrog | SCE | October | 10 | 15 | 0
Leapfrog | SCE | October | 10 | 16 | 0
Leapfrog | SCE | October | 10 | 17 | 1.1025
Leapfrog | SCE | October | 10 | 18 | 1
Leapfrog | SCE | October | 10 | 19 | 0.89198
Leapfrog | SCE | October | 10 | 20 | 0.83995
Leapfrog | SCE | October | 10 | 21 | 0.13582
Leapfrog | SCE | October | 10 | 22 | 0
Leapfrog | SCE | October | 10 | 23 | 0
Leapfrog | SCE | October | 10 | 24 | 0
Leapfrog | SCE | November | 11 | 1 | 0
Leapfrog | SCE | November | 11 | 2 | 0
Leapfrog | SCE | November | 11 | 3 | 0
Leapfrog | SCE | November | 11 | 4 | 0
Leapfrog | SCE | November | 11 | 5 | 0
Leapfrog | SCE | November | 11 | 6 | 0
Leapfrog | SCE | November | 11 | 7 | 0
Leapfrog | SCE | November | 11 | 8 | 0
Leapfrog | SCE | November | 11 | 9 | 0
Leapfrog | SCE | November | 11 | 10 | 0
Leapfrog | SCE | November | 11 | 11 | 0
Leapfrog | SCE | November | 11 | 12 | 0
Leapfrog | SCE | November | 11 | 13 | 0
Leapfrog | SCE | November | 11 | 14 | 0
Leapfrog | SCE | November | 11 | 15 | 0
Leapfrog | SCE | November | 11 | 16 | 0
Leapfrog | SCE | November | 11 | 17 | 0.91155
Leapfrog | SCE | November | 11 | 18 | 1
Leapfrog | SCE | November | 11 | 19 | 0.97571
Leapfrog | SCE | November | 11 | 20 | 0.97159
Leapfrog | SCE | November | 11 | 21 | 0
Leapfrog | SCE | November | 11 | 22 | 0
Leapfrog | SCE | November | 11 | 23 | 0
Leapfrog | SCE | November | 11 | 24 | 0
Leapfrog | SCE | December | 12 | 1 | 0
Leapfrog | SCE | December | 12 | 2 | 0
Leapfrog | SCE | December | 12 | 3 | 0
Leapfrog | SCE | December | 12 | 4 | 0
Leapfrog | SCE | December | 12 | 5 | 0
Leapfrog | SCE | December | 12 | 6 | 0
Leapfrog | SCE | December | 12 | 7 | 0
Leapfrog | SCE | December | 12 | 8 | 0
Leapfrog | SCE | December | 12 | 9 | 0
Leapfrog | SCE | December | 12 | 10 | 0
Leapfrog | SCE | December | 12 | 11 | 0
Leapfrog | SCE | December | 12 | 12 | 0
Leapfrog | SCE | December | 12 | 13 | 0
Leapfrog | SCE | December | 12 | 14 | 0
Leapfrog | SCE | December | 12 | 15 | 0
Leapfrog | SCE | December | 12 | 16 | 0
Leapfrog | SCE | December | 12 | 17 | 0.88405
Leapfrog | SCE | December | 12 | 18 | 1
Leapfrog | SCE | December | 12 | 19 | 0.97252
Leapfrog | SCE | December | 12 | 20 | 0.96984
Leapfrog | SCE | December | 12 | 21 | 0
Leapfrog | SCE | December | 12 | 22 | 0
Leapfrog | SCE | December | 12 | 23 | 0
Leapfrog | SCE | December | 12 | 24 | 0
Leapfrog | SDGE | January | 1 | 1 | 0
Leapfrog | SDGE | January | 1 | 2 | 0
Leapfrog | SDGE | January | 1 | 3 | 0
Leapfrog | SDGE | January | 1 | 4 | 0
Leapfrog | SDGE | January | 1 | 5 | 0
Leapfrog | SDGE | January | 1 | 6 | 0
Leapfrog | SDGE | January | 1 | 7 | 0
Leapfrog | SDGE | January | 1 | 8 | 0
Leapfrog | SDGE | January | 1 | 9 | 0
Leapfrog | SDGE | January | 1 | 10 | 0
Leapfrog | SDGE | January | 1 | 11 | 0
Leapfrog | SDGE | January | 1 | 12 | 0
Leapfrog | SDGE | January | 1 | 13 | 0
Leapfrog | SDGE | January | 1 | 14 | 0
Leapfrog | SDGE | January | 1 | 15 | 0
Leapfrog | SDGE | January | 1 | 16 | 0
Leapfrog | SDGE | January | 1 | 17 | 0.97208
Leapfrog | SDGE | January | 1 | 18 | 1
Leapfrog | SDGE | January | 1 | 19 | 1
Leapfrog | SDGE | January | 1 | 20 | 0.98953
Leapfrog | SDGE | January | 1 | 21 | 0
Leapfrog | SDGE | January | 1 | 22 | 0
Leapfrog | SDGE | January | 1 | 23 | 0
Leapfrog | SDGE | January | 1 | 24 | 0
Leapfrog | SDGE | February | 2 | 1 | 0
Leapfrog | SDGE | February | 2 | 2 | 0
Leapfrog | SDGE | February | 2 | 3 | 0
Leapfrog | SDGE | February | 2 | 4 | 0
Leapfrog | SDGE | February | 2 | 5 | 0
Leapfrog | SDGE | February | 2 | 6 | 0
Leapfrog | SDGE | February | 2 | 7 | 0
Leapfrog | SDGE | February | 2 | 8 | 0
Leapfrog | SDGE | February | 2 | 9 | 0
Leapfrog | SDGE | February | 2 | 10 | 0
Leapfrog | SDGE | February | 2 | 11 | 0
Leapfrog | SDGE | February | 2 | 12 | 0
Leapfrog | SDGE | February | 2 | 13 | 0
Leapfrog | SDGE | February | 2 | 14 | 0
Leapfrog | SDGE | February | 2 | 15 | 0
Leapfrog | SDGE | February | 2 | 16 | 0
Leapfrog | SDGE | February | 2 | 17 | 0.9682
Leapfrog | SDGE | February | 2 | 18 | 1.0053
Leapfrog | SDGE | February | 2 | 19 | 1
Leapfrog | SDGE | February | 2 | 20 | 0.98587
Leapfrog | SDGE | February | 2 | 21 | 0
Leapfrog | SDGE | February | 2 | 22 | 0
Leapfrog | SDGE | February | 2 | 23 | 0
Leapfrog | SDGE | February | 2 | 24 | 0
Leapfrog | SDGE | March | 3 | 1 | 0
Leapfrog | SDGE | March | 3 | 2 | 0
Leapfrog | SDGE | March | 3 | 3 | 0
Leapfrog | SDGE | March | 3 | 4 | 0
Leapfrog | SDGE | March | 3 | 5 | 0
Leapfrog | SDGE | March | 3 | 6 | 0
Leapfrog | SDGE | March | 3 | 7 | 0
Leapfrog | SDGE | March | 3 | 8 | 0
Leapfrog | SDGE | March | 3 | 9 | 0
Leapfrog | SDGE | March | 3 | 10 | 0
Leapfrog | SDGE | March | 3 | 11 | 0
Leapfrog | SDGE | March | 3 | 12 | 0
Leapfrog | SDGE | March | 3 | 13 | 0
Leapfrog | SDGE | March | 3 | 14 | 0
Leapfrog | SDGE | March | 3 | 15 | 0
Leapfrog | SDGE | March | 3 | 16 | 0
Leapfrog | SDGE | March | 3 | 17 | 0
Leapfrog | SDGE | March | 3 | 18 | 0.96491
Leapfrog | SDGE | March | 3 | 19 | 1
Leapfrog | SDGE | March | 3 | 20 | 1.0058
Leapfrog | SDGE | March | 3 | 21 | 0.99025
Leapfrog | SDGE | March | 3 | 22 | 0
Leapfrog | SDGE | March | 3 | 23 | 0
Leapfrog | SDGE | March | 3 | 24 | 0
Leapfrog | SDGE | April | 4 | 1 | 0
Leapfrog | SDGE | April | 4 | 2 | 0
Leapfrog | SDGE | April | 4 | 3 | 0
Leapfrog | SDGE | April | 4 | 4 | 0
Leapfrog | SDGE | April | 4 | 5 | 0
Leapfrog | SDGE | April | 4 | 6 | 0
Leapfrog | SDGE | April | 4 | 7 | 0
Leapfrog | SDGE | April | 4 | 8 | 0
Leapfrog | SDGE | April | 4 | 9 | 0
Leapfrog | SDGE | April | 4 | 10 | 0
Leapfrog | SDGE | April | 4 | 11 | 0
Leapfrog | SDGE | April | 4 | 12 | 0
Leapfrog | SDGE | April | 4 | 13 | 0
Leapfrog | SDGE | April | 4 | 14 | 0
Leapfrog | SDGE | April | 4 | 15 | 0
Leapfrog | SDGE | April | 4 | 16 | 0
Leapfrog | SDGE | April | 4 | 17 | 0
Leapfrog | SDGE | April | 4 | 18 | 0.96424
Leapfrog | SDGE | April | 4 | 19 | 1
Leapfrog | SDGE | April | 4 | 20 | 1.0434
Leapfrog | SDGE | April | 4 | 21 | 0.96935
Leapfrog | SDGE | April | 4 | 22 | 0
Leapfrog | SDGE | April | 4 | 23 | 0
Leapfrog | SDGE | April | 4 | 24 | 0
Leapfrog | SDGE | May | 5 | 1 | 0
Leapfrog | SDGE | May | 5 | 2 | 0
Leapfrog | SDGE | May | 5 | 3 | 0
Leapfrog | SDGE | May | 5 | 4 | 0
Leapfrog | SDGE | May | 5 | 5 | 0
Leapfrog | SDGE | May | 5 | 6 | 0
Leapfrog | SDGE | May | 5 | 7 | 0
Leapfrog | SDGE | May | 5 | 8 | 0
Leapfrog | SDGE | May | 5 | 9 | 0
Leapfrog | SDGE | May | 5 | 10 | 0
Leapfrog | SDGE | May | 5 | 11 | 0
Leapfrog | SDGE | May | 5 | 12 | 0
Leapfrog | SDGE | May | 5 | 13 | 0
Leapfrog | SDGE | May | 5 | 14 | 0
Leapfrog | SDGE | May | 5 | 15 | 0
Leapfrog | SDGE | May | 5 | 16 | 0
Leapfrog | SDGE | May | 5 | 17 | 0
Leapfrog | SDGE | May | 5 | 18 | 0.93405
Leapfrog | SDGE | May | 5 | 19 | 1
Leapfrog | SDGE | May | 5 | 20 | 0.96626
Leapfrog | SDGE | May | 5 | 21 | 0.95245
Leapfrog | SDGE | May | 5 | 22 | 0
Leapfrog | SDGE | May | 5 | 23 | 0
Leapfrog | SDGE | May | 5 | 24 | 0
Leapfrog | SDGE | June | 6 | 1 | 0
Leapfrog | SDGE | June | 6 | 2 | 0
Leapfrog | SDGE | June | 6 | 3 | 0
Leapfrog | SDGE | June | 6 | 4 | 0
Leapfrog | SDGE | June | 6 | 5 | 0
Leapfrog | SDGE | June | 6 | 6 | 0
Leapfrog | SDGE | June | 6 | 7 | 0
Leapfrog | SDGE | June | 6 | 8 | 0
Leapfrog | SDGE | June | 6 | 9 | 0
Leapfrog | SDGE | June | 6 | 10 | 0
Leapfrog | SDGE | June | 6 | 11 | 0
Leapfrog | SDGE | June | 6 | 12 | 0
Leapfrog | SDGE | June | 6 | 13 | 0
Leapfrog | SDGE | June | 6 | 14 | 0
Leapfrog | SDGE | June | 6 | 15 | 0
Leapfrog | SDGE | June | 6 | 16 | 0
Leapfrog | SDGE | June | 6 | 17 | 0.94612
Leapfrog | SDGE | June | 6 | 18 | 1
Leapfrog | SDGE | June | 6 | 19 | 1.0197
Leapfrog | SDGE | June | 6 | 20 | 0.97503
Leapfrog | SDGE | June | 6 | 21 | 0.0039422
Leapfrog | SDGE | June | 6 | 22 | 0
Leapfrog | SDGE | June | 6 | 23 | 0
Leapfrog | SDGE | June | 6 | 24 | 0
Leapfrog | SDGE | July | 7 | 1 | 0
Leapfrog | SDGE | July | 7 | 2 | 0
Leapfrog | SDGE | July | 7 | 3 | 0
Leapfrog | SDGE | July | 7 | 4 | 0
Leapfrog | SDGE | July | 7 | 5 | 0
Leapfrog | SDGE | July | 7 | 6 | 0
Leapfrog | SDGE | July | 7 | 7 | 0
Leapfrog | SDGE | July | 7 | 8 | 0
Leapfrog | SDGE | July | 7 | 9 | 0
Leapfrog | SDGE | July | 7 | 10 | 0
Leapfrog | SDGE | July | 7 | 11 | 0
Leapfrog | SDGE | July | 7 | 12 | 0
Leapfrog | SDGE | July | 7 | 13 | 0
Leapfrog | SDGE | July | 7 | 14 | 0
Leapfrog | SDGE | July | 7 | 15 | 0
Leapfrog | SDGE | July | 7 | 16 | 0
Leapfrog | SDGE | July | 7 | 17 | 1
Leapfrog | SDGE | July | 7 | 18 | 0.89703
Leapfrog | SDGE | July | 7 | 19 | 0.91651
Leapfrog | SDGE | July | 7 | 20 | 0.78571
Leapfrog | SDGE | July | 7 | 21 | 0.13636
Leapfrog | SDGE | July | 7 | 22 | 0
Leapfrog | SDGE | July | 7 | 23 | 0
Leapfrog | SDGE | July | 7 | 24 | 0
Leapfrog | SDGE | August | 8 | 1 | 0
Leapfrog | SDGE | August | 8 | 2 | 0
Leapfrog | SDGE | August | 8 | 3 | 0
Leapfrog | SDGE | August | 8 | 4 | 0
Leapfrog | SDGE | August | 8 | 5 | 0
Leapfrog | SDGE | August | 8 | 6 | 0
Leapfrog | SDGE | August | 8 | 7 | 0
Leapfrog | SDGE | August | 8 | 8 | 0
Leapfrog | SDGE | August | 8 | 9 | 0
Leapfrog | SDGE | August | 8 | 10 | 0
Leapfrog | SDGE | August | 8 | 11 | 0
Leapfrog | SDGE | August | 8 | 12 | 0
Leapfrog | SDGE | August | 8 | 13 | 0
Leapfrog | SDGE | August | 8 | 14 | 0
Leapfrog | SDGE | August | 8 | 15 | 0
Leapfrog | SDGE | August | 8 | 16 | 0
Leapfrog | SDGE | August | 8 | 17 | 1.1759
Leapfrog | SDGE | August | 8 | 18 | 1
Leapfrog | SDGE | August | 8 | 19 | 0.92756
Leapfrog | SDGE | August | 8 | 20 | 0.83161
Leapfrog | SDGE | August | 8 | 21 | 0.18532
Leapfrog | SDGE | August | 8 | 22 | 0
Leapfrog | SDGE | August | 8 | 23 | 0
Leapfrog | SDGE | August | 8 | 24 | 0
Leapfrog | SDGE | September | 9 | 1 | 0
Leapfrog | SDGE | September | 9 | 2 | 0
Leapfrog | SDGE | September | 9 | 3 | 0
Leapfrog | SDGE | September | 9 | 4 | 0
Leapfrog | SDGE | September | 9 | 5 | 0
Leapfrog | SDGE | September | 9 | 6 | 0
Leapfrog | SDGE | September | 9 | 7 | 0
Leapfrog | SDGE | September | 9 | 8 | 0
Leapfrog | SDGE | September | 9 | 9 | 0
Leapfrog | SDGE | September | 9 | 10 | 0
Leapfrog | SDGE | September | 9 | 11 | 0
Leapfrog | SDGE | September | 9 | 12 | 0
Leapfrog | SDGE | September | 9 | 13 | 0
Leapfrog | SDGE | September | 9 | 14 | 0
Leapfrog | SDGE | September | 9 | 15 | 0
Leapfrog | SDGE | September | 9 | 16 | 0
Leapfrog | SDGE | September | 9 | 17 | 1
Leapfrog | SDGE | September | 9 | 18 | 0.94787
Leapfrog | SDGE | September | 9 | 19 | 0.87489
Leapfrog | SDGE | September | 9 | 20 | 0.81494
Leapfrog | SDGE | September | 9 | 21 | 0.14335
Leapfrog | SDGE | September | 9 | 22 | 0
Leapfrog | SDGE | September | 9 | 23 | 0
Leapfrog | SDGE | September | 9 | 24 | 0
Leapfrog | SDGE | October | 10 | 1 | 0
Leapfrog | SDGE | October | 10 | 2 | 0
Leapfrog | SDGE | October | 10 | 3 | 0
Leapfrog | SDGE | October | 10 | 4 | 0
Leapfrog | SDGE | October | 10 | 5 | 0
Leapfrog | SDGE | October | 10 | 6 | 0
Leapfrog | SDGE | October | 10 | 7 | 0
Leapfrog | SDGE | October | 10 | 8 | 0
Leapfrog | SDGE | October | 10 | 9 | 0
Leapfrog | SDGE | October | 10 | 10 | 0
Leapfrog | SDGE | October | 10 | 11 | 0
Leapfrog | SDGE | October | 10 | 12 | 0
Leapfrog | SDGE | October | 10 | 13 | 0
Leapfrog | SDGE | October | 10 | 14 | 0
Leapfrog | SDGE | October | 10 | 15 | 0
Leapfrog | SDGE | October | 10 | 16 | 0
Leapfrog | SDGE | October | 10 | 17 | 1.0959
Leapfrog | SDGE | October | 10 | 18 | 1
Leapfrog | SDGE | October | 10 | 19 | 0.8866
Leapfrog | SDGE | October | 10 | 20 | 0.82887
Leapfrog | SDGE | October | 10 | 21 | 0.073196
Leapfrog | SDGE | October | 10 | 22 | 0
Leapfrog | SDGE | October | 10 | 23 | 0
Leapfrog | SDGE | October | 10 | 24 | 0
Leapfrog | SDGE | November | 11 | 1 | 0
Leapfrog | SDGE | November | 11 | 2 | 0
Leapfrog | SDGE | November | 11 | 3 | 0
Leapfrog | SDGE | November | 11 | 4 | 0
Leapfrog | SDGE | November | 11 | 5 | 0
Leapfrog | SDGE | November | 11 | 6 | 0
Leapfrog | SDGE | November | 11 | 7 | 0
Leapfrog | SDGE | November | 11 | 8 | 0
Leapfrog | SDGE | November | 11 | 9 | 0
Leapfrog | SDGE | November | 11 | 10 | 0
Leapfrog | SDGE | November | 11 | 11 | 0
Leapfrog | SDGE | November | 11 | 12 | 0
Leapfrog | SDGE | November | 11 | 13 | 0
Leapfrog | SDGE | November | 11 | 14 | 0
Leapfrog | SDGE | November | 11 | 15 | 0
Leapfrog | SDGE | November | 11 | 16 | 0
Leapfrog | SDGE | November | 11 | 17 | 0.91152
Leapfrog | SDGE | November | 11 | 18 | 1
Leapfrog | SDGE | November | 11 | 19 | 0.97612
Leapfrog | SDGE | November | 11 | 20 | 0.97191
Leapfrog | SDGE | November | 11 | 21 | 0
Leapfrog | SDGE | November | 11 | 22 | 0
Leapfrog | SDGE | November | 11 | 23 | 0
Leapfrog | SDGE | November | 11 | 24 | 0
Leapfrog | SDGE | December | 12 | 1 | 0
Leapfrog | SDGE | December | 12 | 2 | 0
Leapfrog | SDGE | December | 12 | 3 | 0
Leapfrog | SDGE | December | 12 | 4 | 0
Leapfrog | SDGE | December | 12 | 5 | 0
Leapfrog | SDGE | December | 12 | 6 | 0
Leapfrog | SDGE | December | 12 | 7 | 0
Leapfrog | SDGE | December | 12 | 8 | 0
Leapfrog | SDGE | December | 12 | 9 | 0
Leapfrog | SDGE | December | 12 | 10 | 0
Leapfrog | SDGE | December | 12 | 11 | 0
Leapfrog | SDGE | December | 12 | 12 | 0
Leapfrog | SDGE | December | 12 | 13 | 0
Leapfrog | SDGE | December | 12 | 14 | 0
Leapfrog | SDGE | December | 12 | 15 | 0
Leapfrog | SDGE | December | 12 | 16 | 0
Leapfrog | SDGE | December | 12 | 17 | 0.8843
Leapfrog | SDGE | December | 12 | 18 | 1
Leapfrog | SDGE | December | 12 | 19 | 0.97107
Leapfrog | SDGE | December | 12 | 20 | 0.96901
Leapfrog | SDGE | December | 12 | 21 | 0
Leapfrog | SDGE | December | 12 | 22 | 0
Leapfrog | SDGE | December | 12 | 23 | 0
Leapfrog | SDGE | December | 12 | 24 | 0
Voltus | PGE | January | 1 | 1 | 0
Voltus | PGE | January | 1 | 2 | 0
Voltus | PGE | January | 1 | 3 | 0
Voltus | PGE | January | 1 | 4 | 0
Voltus | PGE | January | 1 | 5 | 0
Voltus | PGE | January | 1 | 6 | 0
Voltus | PGE | January | 1 | 7 | 0
Voltus | PGE | January | 1 | 8 | 0
Voltus | PGE | January | 1 | 9 | 0
Voltus | PGE | January | 1 | 10 | 0
Voltus | PGE | January | 1 | 11 | 0
Voltus | PGE | January | 1 | 12 | 0
Voltus | PGE | January | 1 | 13 | 0
Voltus | PGE | January | 1 | 14 | 0
Voltus | PGE | January | 1 | 15 | 0
Voltus | PGE | January | 1 | 16 | 0
Voltus | PGE | January | 1 | 17 | 1.4143
Voltus | PGE | January | 1 | 18 | 1.1416
Voltus | PGE | January | 1 | 19 | 1
Voltus | PGE | January | 1 | 20 | 0.75571
Voltus | PGE | January | 1 | 21 | 0
Voltus | PGE | January | 1 | 22 | 0
Voltus | PGE | January | 1 | 23 | 0
Voltus | PGE | January | 1 | 24 | 0
Voltus | PGE | February | 2 | 1 | 0
Voltus | PGE | February | 2 | 2 | 0
Voltus | PGE | February | 2 | 3 | 0
Voltus | PGE | February | 2 | 4 | 0
Voltus | PGE | February | 2 | 5 | 0
Voltus | PGE | February | 2 | 6 | 0
Voltus | PGE | February | 2 | 7 | 0
Voltus | PGE | February | 2 | 8 | 0
Voltus | PGE | February | 2 | 9 | 0
Voltus | PGE | February | 2 | 10 | 0
Voltus | PGE | February | 2 | 11 | 0
Voltus | PGE | February | 2 | 12 | 0
Voltus | PGE | February | 2 | 13 | 0
Voltus | PGE | February | 2 | 14 | 0
Voltus | PGE | February | 2 | 15 | 0
Voltus | PGE | February | 2 | 16 | 0
Voltus | PGE | February | 2 | 17 | 1.417
Voltus | PGE | February | 2 | 18 | 1.1501
Voltus | PGE | February | 2 | 19 | 1
Voltus | PGE | February | 2 | 20 | 0.75873
Voltus | PGE | February | 2 | 21 | 0
Voltus | PGE | February | 2 | 22 | 0
Voltus | PGE | February | 2 | 23 | 0
Voltus | PGE | February | 2 | 24 | 0
Voltus | PGE | March | 3 | 1 | 0
Voltus | PGE | March | 3 | 2 | 0
Voltus | PGE | March | 3 | 3 | 0
Voltus | PGE | March | 3 | 4 | 0
Voltus | PGE | March | 3 | 5 | 0
Voltus | PGE | March | 3 | 6 | 0
Voltus | PGE | March | 3 | 7 | 0
Voltus | PGE | March | 3 | 8 | 0
Voltus | PGE | March | 3 | 9 | 0
Voltus | PGE | March | 3 | 10 | 0
Voltus | PGE | March | 3 | 11 | 0
Voltus | PGE | March | 3 | 12 | 0
Voltus | PGE | March | 3 | 13 | 0
Voltus | PGE | March | 3 | 14 | 0
Voltus | PGE | March | 3 | 15 | 0
Voltus | PGE | March | 3 | 16 | 0
Voltus | PGE | March | 3 | 17 | 0
Voltus | PGE | March | 3 | 18 | 1.366
Voltus | PGE | March | 3 | 19 | 1
Voltus | PGE | March | 3 | 20 | 0.96517
Voltus | PGE | March | 3 | 21 | 1.6658
Voltus | PGE | March | 3 | 22 | 0
Voltus | PGE | March | 3 | 23 | 0
Voltus | PGE | March | 3 | 24 | 0
Voltus | PGE | April | 4 | 1 | 0
Voltus | PGE | April | 4 | 2 | 0
Voltus | PGE | April | 4 | 3 | 0
Voltus | PGE | April | 4 | 4 | 0
Voltus | PGE | April | 4 | 5 | 0
Voltus | PGE | April | 4 | 6 | 0
Voltus | PGE | April | 4 | 7 | 0
Voltus | PGE | April | 4 | 8 | 0
Voltus | PGE | April | 4 | 9 | 0
Voltus | PGE | April | 4 | 10 | 0
Voltus | PGE | April | 4 | 11 | 0
Voltus | PGE | April | 4 | 12 | 0
Voltus | PGE | April | 4 | 13 | 0
Voltus | PGE | April | 4 | 14 | 0
Voltus | PGE | April | 4 | 15 | 0
Voltus | PGE | April | 4 | 16 | 0
Voltus | PGE | April | 4 | 17 | 0
Voltus | PGE | April | 4 | 18 | 1.0294
Voltus | PGE | April | 4 | 19 | 1
Voltus | PGE | April | 4 | 20 | 0.99918
Voltus | PGE | April | 4 | 21 | 0.87481
Voltus | PGE | April | 4 | 22 | 0
Voltus | PGE | April | 4 | 23 | 0
Voltus | PGE | April | 4 | 24 | 0
Voltus | PGE | May | 5 | 1 | 0
Voltus | PGE | May | 5 | 2 | 0
Voltus | PGE | May | 5 | 3 | 0
Voltus | PGE | May | 5 | 4 | 0
Voltus | PGE | May | 5 | 5 | 0
Voltus | PGE | May | 5 | 6 | 0
Voltus | PGE | May | 5 | 7 | 0
Voltus | PGE | May | 5 | 8 | 0
Voltus | PGE | May | 5 | 9 | 0
Voltus | PGE | May | 5 | 10 | 0
Voltus | PGE | May | 5 | 11 | 0
Voltus | PGE | May | 5 | 12 | 0
Voltus | PGE | May | 5 | 13 | 0
Voltus | PGE | May | 5 | 14 | 0
Voltus | PGE | May | 5 | 15 | 0
Voltus | PGE | May | 5 | 16 | 0
Voltus | PGE | May | 5 | 17 | 0
Voltus | PGE | May | 5 | 18 | 0.97612
Voltus | PGE | May | 5 | 19 | 1
Voltus | PGE | May | 5 | 20 | 0.87493
Voltus | PGE | May | 5 | 21 | 0.9183
Voltus | PGE | May | 5 | 22 | 0
Voltus | PGE | May | 5 | 23 | 0
Voltus | PGE | May | 5 | 24 | 0
Voltus | PGE | June | 6 | 1 | 0
Voltus | PGE | June | 6 | 2 | 0
Voltus | PGE | June | 6 | 3 | 0
Voltus | PGE | June | 6 | 4 | 0
Voltus | PGE | June | 6 | 5 | 0
Voltus | PGE | June | 6 | 6 | 0
Voltus | PGE | June | 6 | 7 | 0
Voltus | PGE | June | 6 | 8 | 0
Voltus | PGE | June | 6 | 9 | 0
Voltus | PGE | June | 6 | 10 | 0
Voltus | PGE | June | 6 | 11 | 0
Voltus | PGE | June | 6 | 12 | 0
Voltus | PGE | June | 6 | 13 | 0
Voltus | PGE | June | 6 | 14 | 0
Voltus | PGE | June | 6 | 15 | 0
Voltus | PGE | June | 6 | 16 | 0
Voltus | PGE | June | 6 | 17 | 1.0003
Voltus | PGE | June | 6 | 18 | 1
Voltus | PGE | June | 6 | 19 | 1.019
Voltus | PGE | June | 6 | 20 | 0.91201
Voltus | PGE | June | 6 | 21 | 0
Voltus | PGE | June | 6 | 22 | 0
Voltus | PGE | June | 6 | 23 | 0
Voltus | PGE | June | 6 | 24 | 0
Voltus | PGE | July | 7 | 1 | 0
Voltus | PGE | July | 7 | 2 | 0
Voltus | PGE | July | 7 | 3 | 0
Voltus | PGE | July | 7 | 4 | 0
Voltus | PGE | July | 7 | 5 | 0
Voltus | PGE | July | 7 | 6 | 0
Voltus | PGE | July | 7 | 7 | 0
Voltus | PGE | July | 7 | 8 | 0
Voltus | PGE | July | 7 | 9 | 0
Voltus | PGE | July | 7 | 10 | 0
Voltus | PGE | July | 7 | 11 | 0
Voltus | PGE | July | 7 | 12 | 0
Voltus | PGE | July | 7 | 13 | 0
Voltus | PGE | July | 7 | 14 | 0
Voltus | PGE | July | 7 | 15 | 0
Voltus | PGE | July | 7 | 16 | 0
Voltus | PGE | July | 7 | 17 | 1
Voltus | PGE | July | 7 | 18 | 1.0423
Voltus | PGE | July | 7 | 19 | 1.0241
Voltus | PGE | July | 7 | 20 | 0.97221
Voltus | PGE | July | 7 | 21 | 0
Voltus | PGE | July | 7 | 22 | 0
Voltus | PGE | July | 7 | 23 | 0
Voltus | PGE | July | 7 | 24 | 0
Voltus | PGE | August | 8 | 1 | 0
Voltus | PGE | August | 8 | 2 | 0
Voltus | PGE | August | 8 | 3 | 0
Voltus | PGE | August | 8 | 4 | 0
Voltus | PGE | August | 8 | 5 | 0
Voltus | PGE | August | 8 | 6 | 0
Voltus | PGE | August | 8 | 7 | 0
Voltus | PGE | August | 8 | 8 | 0
Voltus | PGE | August | 8 | 9 | 0
Voltus | PGE | August | 8 | 10 | 0
Voltus | PGE | August | 8 | 11 | 0
Voltus | PGE | August | 8 | 12 | 0
Voltus | PGE | August | 8 | 13 | 0
Voltus | PGE | August | 8 | 14 | 0
Voltus | PGE | August | 8 | 15 | 0
Voltus | PGE | August | 8 | 16 | 0
Voltus | PGE | August | 8 | 17 | 0.95699
Voltus | PGE | August | 8 | 18 | 1
Voltus | PGE | August | 8 | 19 | 0.92379
Voltus | PGE | August | 8 | 20 | 0.86096
Voltus | PGE | August | 8 | 21 | 0
Voltus | PGE | August | 8 | 22 | 0
Voltus | PGE | August | 8 | 23 | 0
Voltus | PGE | August | 8 | 24 | 0
Voltus | PGE | September | 9 | 1 | 0
Voltus | PGE | September | 9 | 2 | 0
Voltus | PGE | September | 9 | 3 | 0
Voltus | PGE | September | 9 | 4 | 0
Voltus | PGE | September | 9 | 5 | 0
Voltus | PGE | September | 9 | 6 | 0
Voltus | PGE | September | 9 | 7 | 0
Voltus | PGE | September | 9 | 8 | 0
Voltus | PGE | September | 9 | 9 | 0
Voltus | PGE | September | 9 | 10 | 0
Voltus | PGE | September | 9 | 11 | 0
Voltus | PGE | September | 9 | 12 | 0
Voltus | PGE | September | 9 | 13 | 0
Voltus | PGE | September | 9 | 14 | 0
Voltus | PGE | September | 9 | 15 | 0
Voltus | PGE | September | 9 | 16 | 0
Voltus | PGE | September | 9 | 17 | 1
Voltus | PGE | September | 9 | 18 | 1.0402
Voltus | PGE | September | 9 | 19 | 1.0259
Voltus | PGE | September | 9 | 20 | 0.96798
Voltus | PGE | September | 9 | 21 | 0
Voltus | PGE | September | 9 | 22 | 0
Voltus | PGE | September | 9 | 23 | 0
Voltus | PGE | September | 9 | 24 | 0
Voltus | PGE | October | 10 | 1 | 0
Voltus | PGE | October | 10 | 2 | 0
Voltus | PGE | October | 10 | 3 | 0
Voltus | PGE | October | 10 | 4 | 0
Voltus | PGE | October | 10 | 5 | 0
Voltus | PGE | October | 10 | 6 | 0
Voltus | PGE | October | 10 | 7 | 0
Voltus | PGE | October | 10 | 8 | 0
Voltus | PGE | October | 10 | 9 | 0
Voltus | PGE | October | 10 | 10 | 0
Voltus | PGE | October | 10 | 11 | 0
Voltus | PGE | October | 10 | 12 | 0
Voltus | PGE | October | 10 | 13 | 0
Voltus | PGE | October | 10 | 14 | 0
Voltus | PGE | October | 10 | 15 | 0
Voltus | PGE | October | 10 | 16 | 0
Voltus | PGE | October | 10 | 17 | 0.97053
Voltus | PGE | October | 10 | 18 | 1
Voltus | PGE | October | 10 | 19 | 0.97528
Voltus | PGE | October | 10 | 20 | 0.91536
Voltus | PGE | October | 10 | 21 | 0
Voltus | PGE | October | 10 | 22 | 0
Voltus | PGE | October | 10 | 23 | 0
Voltus | PGE | October | 10 | 24 | 0
Voltus | PGE | November | 11 | 1 | 0
Voltus | PGE | November | 11 | 2 | 0
Voltus | PGE | November | 11 | 3 | 0
Voltus | PGE | November | 11 | 4 | 0
Voltus | PGE | November | 11 | 5 | 0
Voltus | PGE | November | 11 | 6 | 0
Voltus | PGE | November | 11 | 7 | 0
Voltus | PGE | November | 11 | 8 | 0
Voltus | PGE | November | 11 | 9 | 0
Voltus | PGE | November | 11 | 10 | 0
Voltus | PGE | November | 11 | 11 | 0
Voltus | PGE | November | 11 | 12 | 0
Voltus | PGE | November | 11 | 13 | 0
Voltus | PGE | November | 11 | 14 | 0
Voltus | PGE | November | 11 | 15 | 0
Voltus | PGE | November | 11 | 16 | 0
Voltus | PGE | November | 11 | 17 | 1.0235
Voltus | PGE | November | 11 | 18 | 1
Voltus | PGE | November | 11 | 19 | 0.7963
Voltus | PGE | November | 11 | 20 | 0.72973
Voltus | PGE | November | 11 | 21 | 0
Voltus | PGE | November | 11 | 22 | 0
Voltus | PGE | November | 11 | 23 | 0
Voltus | PGE | November | 11 | 24 | 0
Voltus | PGE | December | 12 | 1 | 0
Voltus | PGE | December | 12 | 2 | 0
Voltus | PGE | December | 12 | 3 | 0
Voltus | PGE | December | 12 | 4 | 0
Voltus | PGE | December | 12 | 5 | 0
Voltus | PGE | December | 12 | 6 | 0
Voltus | PGE | December | 12 | 7 | 0
Voltus | PGE | December | 12 | 8 | 0
Voltus | PGE | December | 12 | 9 | 0
Voltus | PGE | December | 12 | 10 | 0
Voltus | PGE | December | 12 | 11 | 0
Voltus | PGE | December | 12 | 12 | 0
Voltus | PGE | December | 12 | 13 | 0
Voltus | PGE | December | 12 | 14 | 0
Voltus | PGE | December | 12 | 15 | 0
Voltus | PGE | December | 12 | 16 | 0
Voltus | PGE | December | 12 | 17 | 1.0401
Voltus | PGE | December | 12 | 18 | 1
Voltus | PGE | December | 12 | 19 | 0.82182
Voltus | PGE | December | 12 | 20 | 0.71609
Voltus | PGE | December | 12 | 21 | 0
Voltus | PGE | December | 12 | 22 | 0
Voltus | PGE | December | 12 | 23 | 0
Voltus | PGE | December | 12 | 24 | 0
Nostromo | PGE | January | 1 | 1 | 0
Nostromo | PGE | January | 1 | 2 | 0
Nostromo | PGE | January | 1 | 3 | 0
Nostromo | PGE | January | 1 | 4 | 0
Nostromo | PGE | January | 1 | 5 | 0
Nostromo | PGE | January | 1 | 6 | 0
Nostromo | PGE | January | 1 | 7 | 0
Nostromo | PGE | January | 1 | 8 | 0
Nostromo | PGE | January | 1 | 9 | 0
Nostromo | PGE | January | 1 | 10 | 0
Nostromo | PGE | January | 1 | 11 | 0
Nostromo | PGE | January | 1 | 12 | 0
Nostromo | PGE | January | 1 | 13 | 0
Nostromo | PGE | January | 1 | 14 | 0
Nostromo | PGE | January | 1 | 15 | 0
Nostromo | PGE | January | 1 | 16 | 0
Nostromo | PGE | January | 1 | 17 | 2.5083
Nostromo | PGE | January | 1 | 18 | 2.4613
Nostromo | PGE | January | 1 | 19 | 1
Nostromo | PGE | January | 1 | 20 | 0.85683
Nostromo | PGE | January | 1 | 21 | 0.79309
Nostromo | PGE | January | 1 | 22 | 0
Nostromo | PGE | January | 1 | 23 | 0
Nostromo | PGE | January | 1 | 24 | 0
Nostromo | PGE | February | 2 | 1 | 0
Nostromo | PGE | February | 2 | 2 | 0
Nostromo | PGE | February | 2 | 3 | 0
Nostromo | PGE | February | 2 | 4 | 0
Nostromo | PGE | February | 2 | 5 | 0
Nostromo | PGE | February | 2 | 6 | 0
Nostromo | PGE | February | 2 | 7 | 0
Nostromo | PGE | February | 2 | 8 | 0
Nostromo | PGE | February | 2 | 9 | 0
Nostromo | PGE | February | 2 | 10 | 0
Nostromo | PGE | February | 2 | 11 | 0
Nostromo | PGE | February | 2 | 12 | 0
Nostromo | PGE | February | 2 | 13 | 0
Nostromo | PGE | February | 2 | 14 | 0
Nostromo | PGE | February | 2 | 15 | 0
Nostromo | PGE | February | 2 | 16 | 0
Nostromo | PGE | February | 2 | 17 | 2.4968
Nostromo | PGE | February | 2 | 18 | 2.4501
Nostromo | PGE | February | 2 | 19 | 1
Nostromo | PGE | February | 2 | 20 | 0.86011
Nostromo | PGE | February | 2 | 21 | 0.79685
Nostromo | PGE | February | 2 | 22 | 0
Nostromo | PGE | February | 2 | 23 | 0
Nostromo | PGE | February | 2 | 24 | 0
Nostromo | PGE | March | 3 | 1 | 0
Nostromo | PGE | March | 3 | 2 | 0
Nostromo | PGE | March | 3 | 3 | 0
Nostromo | PGE | March | 3 | 4 | 0
Nostromo | PGE | March | 3 | 5 | 0
Nostromo | PGE | March | 3 | 6 | 0
Nostromo | PGE | March | 3 | 7 | 0
Nostromo | PGE | March | 3 | 8 | 0
Nostromo | PGE | March | 3 | 9 | 0
Nostromo | PGE | March | 3 | 10 | 0
Nostromo | PGE | March | 3 | 11 | 0
Nostromo | PGE | March | 3 | 12 | 0
Nostromo | PGE | March | 3 | 13 | 0
Nostromo | PGE | March | 3 | 14 | 0
Nostromo | PGE | March | 3 | 15 | 0
Nostromo | PGE | March | 3 | 16 | 0
Nostromo | PGE | March | 3 | 17 | 0
Nostromo | PGE | March | 3 | 18 | 2.2896
Nostromo | PGE | March | 3 | 19 | 1
Nostromo | PGE | March | 3 | 20 | 0.85729
Nostromo | PGE | March | 3 | 21 | 0.78848
Nostromo | PGE | March | 3 | 22 | 0.74353
Nostromo | PGE | March | 3 | 23 | 0
Nostromo | PGE | March | 3 | 24 | 0
Nostromo | PGE | April | 4 | 1 | 0
Nostromo | PGE | April | 4 | 2 | 0
Nostromo | PGE | April | 4 | 3 | 0
Nostromo | PGE | April | 4 | 4 | 0
Nostromo | PGE | April | 4 | 5 | 0
Nostromo | PGE | April | 4 | 6 | 0
Nostromo | PGE | April | 4 | 7 | 0
Nostromo | PGE | April | 4 | 8 | 0
Nostromo | PGE | April | 4 | 9 | 0
Nostromo | PGE | April | 4 | 10 | 0
Nostromo | PGE | April | 4 | 11 | 0
Nostromo | PGE | April | 4 | 12 | 0
Nostromo | PGE | April | 4 | 13 | 0
Nostromo | PGE | April | 4 | 14 | 0
Nostromo | PGE | April | 4 | 15 | 0
Nostromo | PGE | April | 4 | 16 | 0
Nostromo | PGE | April | 4 | 17 | 0
Nostromo | PGE | April | 4 | 18 | 2.216
Nostromo | PGE | April | 4 | 19 | 1
Nostromo | PGE | April | 4 | 20 | 0.86604
Nostromo | PGE | April | 4 | 21 | 0.79461
Nostromo | PGE | April | 4 | 22 | 0.73564
Nostromo | PGE | April | 4 | 23 | 0
Nostromo | PGE | April | 4 | 24 | 0
Nostromo | PGE | May | 5 | 1 | 0
Nostromo | PGE | May | 5 | 2 | 0
Nostromo | PGE | May | 5 | 3 | 0
Nostromo | PGE | May | 5 | 4 | 0
Nostromo | PGE | May | 5 | 5 | 0
Nostromo | PGE | May | 5 | 6 | 0
Nostromo | PGE | May | 5 | 7 | 0
Nostromo | PGE | May | 5 | 8 | 0
Nostromo | PGE | May | 5 | 9 | 0
Nostromo | PGE | May | 5 | 10 | 0
Nostromo | PGE | May | 5 | 11 | 0
Nostromo | PGE | May | 5 | 12 | 0
Nostromo | PGE | May | 5 | 13 | 0
Nostromo | PGE | May | 5 | 14 | 0
Nostromo | PGE | May | 5 | 15 | 0
Nostromo | PGE | May | 5 | 16 | 0
Nostromo | PGE | May | 5 | 17 | 0
Nostromo | PGE | May | 5 | 18 | 2.2489
Nostromo | PGE | May | 5 | 19 | 1
Nostromo | PGE | May | 5 | 20 | 0.86022
Nostromo | PGE | May | 5 | 21 | 0.78812
Nostromo | PGE | May | 5 | 22 | 0.73813
Nostromo | PGE | May | 5 | 23 | 0
Nostromo | PGE | May | 5 | 24 | 0
Nostromo | PGE | June | 6 | 1 | 0
Nostromo | PGE | June | 6 | 2 | 0
Nostromo | PGE | June | 6 | 3 | 0
Nostromo | PGE | June | 6 | 4 | 0
Nostromo | PGE | June | 6 | 5 | 0
Nostromo | PGE | June | 6 | 6 | 0
Nostromo | PGE | June | 6 | 7 | 0
Nostromo | PGE | June | 6 | 8 | 0
Nostromo | PGE | June | 6 | 9 | 0
Nostromo | PGE | June | 6 | 10 | 0
Nostromo | PGE | June | 6 | 11 | 0
Nostromo | PGE | June | 6 | 12 | 0
Nostromo | PGE | June | 6 | 13 | 0
Nostromo | PGE | June | 6 | 14 | 0
Nostromo | PGE | June | 6 | 15 | 0
Nostromo | PGE | June | 6 | 16 | 0
Nostromo | PGE | June | 6 | 17 | 1.0181
Nostromo | PGE | June | 6 | 18 | 1
Nostromo | PGE | June | 6 | 19 | 0.45056
Nostromo | PGE | June | 6 | 20 | 0.39314
Nostromo | PGE | June | 6 | 21 | 0.36222
Nostromo | PGE | June | 6 | 22 | 0
Nostromo | PGE | June | 6 | 23 | 0
Nostromo | PGE | June | 6 | 24 | 0
Nostromo | PGE | July | 7 | 1 | 0
Nostromo | PGE | July | 7 | 2 | 0
Nostromo | PGE | July | 7 | 3 | 0
Nostromo | PGE | July | 7 | 4 | 0
Nostromo | PGE | July | 7 | 5 | 0
Nostromo | PGE | July | 7 | 6 | 0
Nostromo | PGE | July | 7 | 7 | 0
Nostromo | PGE | July | 7 | 8 | 0
Nostromo | PGE | July | 7 | 9 | 0
Nostromo | PGE | July | 7 | 10 | 0
Nostromo | PGE | July | 7 | 11 | 0
Nostromo | PGE | July | 7 | 12 | 0
Nostromo | PGE | July | 7 | 13 | 0
Nostromo | PGE | July | 7 | 14 | 0
Nostromo | PGE | July | 7 | 15 | 0
Nostromo | PGE | July | 7 | 16 | 0
Nostromo | PGE | July | 7 | 17 | 1
Nostromo | PGE | July | 7 | 18 | 0.98211
Nostromo | PGE | July | 7 | 19 | 0.43675
Nostromo | PGE | July | 7 | 20 | 0.37575
Nostromo | PGE | July | 7 | 21 | 0.34389
Nostromo | PGE | July | 7 | 22 | 0
Nostromo | PGE | July | 7 | 23 | 0
Nostromo | PGE | July | 7 | 24 | 0
Nostromo | PGE | August | 8 | 1 | 0
Nostromo | PGE | August | 8 | 2 | 0
Nostromo | PGE | August | 8 | 3 | 0
Nostromo | PGE | August | 8 | 4 | 0
Nostromo | PGE | August | 8 | 5 | 0
Nostromo | PGE | August | 8 | 6 | 0
Nostromo | PGE | August | 8 | 7 | 0
Nostromo | PGE | August | 8 | 8 | 0
Nostromo | PGE | August | 8 | 9 | 0
Nostromo | PGE | August | 8 | 10 | 0
Nostromo | PGE | August | 8 | 11 | 0
Nostromo | PGE | August | 8 | 12 | 0
Nostromo | PGE | August | 8 | 13 | 0
Nostromo | PGE | August | 8 | 14 | 0
Nostromo | PGE | August | 8 | 15 | 0
Nostromo | PGE | August | 8 | 16 | 0
Nostromo | PGE | August | 8 | 17 | 1.0163
Nostromo | PGE | August | 8 | 18 | 1
Nostromo | PGE | August | 8 | 19 | 0.42198
Nostromo | PGE | August | 8 | 20 | 0.35494
Nostromo | PGE | August | 8 | 21 | 0.32385
Nostromo | PGE | August | 8 | 22 | 0
Nostromo | PGE | August | 8 | 23 | 0
Nostromo | PGE | August | 8 | 24 | 0
Nostromo | PGE | September | 9 | 1 | 0
Nostromo | PGE | September | 9 | 2 | 0
Nostromo | PGE | September | 9 | 3 | 0
Nostromo | PGE | September | 9 | 4 | 0
Nostromo | PGE | September | 9 | 5 | 0
Nostromo | PGE | September | 9 | 6 | 0
Nostromo | PGE | September | 9 | 7 | 0
Nostromo | PGE | September | 9 | 8 | 0
Nostromo | PGE | September | 9 | 9 | 0
Nostromo | PGE | September | 9 | 10 | 0
Nostromo | PGE | September | 9 | 11 | 0
Nostromo | PGE | September | 9 | 12 | 0
Nostromo | PGE | September | 9 | 13 | 0
Nostromo | PGE | September | 9 | 14 | 0
Nostromo | PGE | September | 9 | 15 | 0
Nostromo | PGE | September | 9 | 16 | 0
Nostromo | PGE | September | 9 | 17 | 1
Nostromo | PGE | September | 9 | 18 | 0.98521
Nostromo | PGE | September | 9 | 19 | 0.41384
Nostromo | PGE | September | 9 | 20 | 0.34787
Nostromo | PGE | September | 9 | 21 | 0.31345
Nostromo | PGE | September | 9 | 22 | 0
Nostromo | PGE | September | 9 | 23 | 0
Nostromo | PGE | September | 9 | 24 | 0
Nostromo | PGE | October | 10 | 1 | 0
Nostromo | PGE | October | 10 | 2 | 0
Nostromo | PGE | October | 10 | 3 | 0
Nostromo | PGE | October | 10 | 4 | 0
Nostromo | PGE | October | 10 | 5 | 0
Nostromo | PGE | October | 10 | 6 | 0
Nostromo | PGE | October | 10 | 7 | 0
Nostromo | PGE | October | 10 | 8 | 0
Nostromo | PGE | October | 10 | 9 | 0
Nostromo | PGE | October | 10 | 10 | 0
Nostromo | PGE | October | 10 | 11 | 0
Nostromo | PGE | October | 10 | 12 | 0
Nostromo | PGE | October | 10 | 13 | 0
Nostromo | PGE | October | 10 | 14 | 0
Nostromo | PGE | October | 10 | 15 | 0
Nostromo | PGE | October | 10 | 16 | 0
Nostromo | PGE | October | 10 | 17 | 1.0143
Nostromo | PGE | October | 10 | 18 | 1
Nostromo | PGE | October | 10 | 19 | 0.41519
Nostromo | PGE | October | 10 | 20 | 0.34513
Nostromo | PGE | October | 10 | 21 | 0.31234
Nostromo | PGE | October | 10 | 22 | 0
Nostromo | PGE | October | 10 | 23 | 0
Nostromo | PGE | October | 10 | 24 | 0
Nostromo | PGE | November | 11 | 1 | 0
Nostromo | PGE | November | 11 | 2 | 0
Nostromo | PGE | November | 11 | 3 | 0
Nostromo | PGE | November | 11 | 4 | 0
Nostromo | PGE | November | 11 | 5 | 0
Nostromo | PGE | November | 11 | 6 | 0
Nostromo | PGE | November | 11 | 7 | 0
Nostromo | PGE | November | 11 | 8 | 0
Nostromo | PGE | November | 11 | 9 | 0
Nostromo | PGE | November | 11 | 10 | 0
Nostromo | PGE | November | 11 | 11 | 0
Nostromo | PGE | November | 11 | 12 | 0
Nostromo | PGE | November | 11 | 13 | 0
Nostromo | PGE | November | 11 | 14 | 0
Nostromo | PGE | November | 11 | 15 | 0
Nostromo | PGE | November | 11 | 16 | 0
Nostromo | PGE | November | 11 | 17 | 1.0193
Nostromo | PGE | November | 11 | 18 | 1
Nostromo | PGE | November | 11 | 19 | 0.38679
Nostromo | PGE | November | 11 | 20 | 0.32486
Nostromo | PGE | November | 11 | 21 | 0.29627
Nostromo | PGE | November | 11 | 22 | 0
Nostromo | PGE | November | 11 | 23 | 0
Nostromo | PGE | November | 11 | 24 | 0
Nostromo | PGE | December | 12 | 1 | 0
Nostromo | PGE | December | 12 | 2 | 0
Nostromo | PGE | December | 12 | 3 | 0
Nostromo | PGE | December | 12 | 4 | 0
Nostromo | PGE | December | 12 | 5 | 0
Nostromo | PGE | December | 12 | 6 | 0
Nostromo | PGE | December | 12 | 7 | 0
Nostromo | PGE | December | 12 | 8 | 0
Nostromo | PGE | December | 12 | 9 | 0
Nostromo | PGE | December | 12 | 10 | 0
Nostromo | PGE | December | 12 | 11 | 0
Nostromo | PGE | December | 12 | 12 | 0
Nostromo | PGE | December | 12 | 13 | 0
Nostromo | PGE | December | 12 | 14 | 0
Nostromo | PGE | December | 12 | 15 | 0
Nostromo | PGE | December | 12 | 16 | 0
Nostromo | PGE | December | 12 | 17 | 1.0207
Nostromo | PGE | December | 12 | 18 | 1
Nostromo | PGE | December | 12 | 19 | 0.37038
Nostromo | PGE | December | 12 | 20 | 0.30683
Nostromo | PGE | December | 12 | 21 | 0.27745
Nostromo | PGE | December | 12 | 22 | 0
Nostromo | PGE | December | 12 | 23 | 0
Nostromo | PGE | December | 12 | 24 | 0
Nostromo | SCE | January | 1 | 1 | 0
Nostromo | SCE | January | 1 | 2 | 0
Nostromo | SCE | January | 1 | 3 | 0
Nostromo | SCE | January | 1 | 4 | 0
Nostromo | SCE | January | 1 | 5 | 0
Nostromo | SCE | January | 1 | 6 | 0
Nostromo | SCE | January | 1 | 7 | 0
Nostromo | SCE | January | 1 | 8 | 0
Nostromo | SCE | January | 1 | 9 | 0
Nostromo | SCE | January | 1 | 10 | 0
Nostromo | SCE | January | 1 | 11 | 0
Nostromo | SCE | January | 1 | 12 | 0
Nostromo | SCE | January | 1 | 13 | 0
Nostromo | SCE | January | 1 | 14 | 0
Nostromo | SCE | January | 1 | 15 | 0
Nostromo | SCE | January | 1 | 16 | 0
Nostromo | SCE | January | 1 | 17 | 1.2376
Nostromo | SCE | January | 1 | 18 | 1.1377
Nostromo | SCE | January | 1 | 19 | 1
Nostromo | SCE | January | 1 | 20 | 0.94208
Nostromo | SCE | January | 1 | 21 | 0.89657
Nostromo | SCE | January | 1 | 22 | 0
Nostromo | SCE | January | 1 | 23 | 0
Nostromo | SCE | January | 1 | 24 | 0
Nostromo | SCE | February | 2 | 1 | 0
Nostromo | SCE | February | 2 | 2 | 0
Nostromo | SCE | February | 2 | 3 | 0
Nostromo | SCE | February | 2 | 4 | 0
Nostromo | SCE | February | 2 | 5 | 0
Nostromo | SCE | February | 2 | 6 | 0
Nostromo | SCE | February | 2 | 7 | 0
Nostromo | SCE | February | 2 | 8 | 0
Nostromo | SCE | February | 2 | 9 | 0
Nostromo | SCE | February | 2 | 10 | 0
Nostromo | SCE | February | 2 | 11 | 0
Nostromo | SCE | February | 2 | 12 | 0
Nostromo | SCE | February | 2 | 13 | 0
Nostromo | SCE | February | 2 | 14 | 0
Nostromo | SCE | February | 2 | 15 | 0
Nostromo | SCE | February | 2 | 16 | 0
Nostromo | SCE | February | 2 | 17 | 1.2416
Nostromo | SCE | February | 2 | 18 | 1.1393
Nostromo | SCE | February | 2 | 19 | 1
Nostromo | SCE | February | 2 | 20 | 0.94
Nostromo | SCE | February | 2 | 21 | 0.89589
Nostromo | SCE | February | 2 | 22 | 0
Nostromo | SCE | February | 2 | 23 | 0
Nostromo | SCE | February | 2 | 24 | 0
Nostromo | SCE | March | 3 | 1 | 0
Nostromo | SCE | March | 3 | 2 | 0
Nostromo | SCE | March | 3 | 3 | 0
Nostromo | SCE | March | 3 | 4 | 0
Nostromo | SCE | March | 3 | 5 | 0
Nostromo | SCE | March | 3 | 6 | 0
Nostromo | SCE | March | 3 | 7 | 0
Nostromo | SCE | March | 3 | 8 | 0
Nostromo | SCE | March | 3 | 9 | 0
Nostromo | SCE | March | 3 | 10 | 0
Nostromo | SCE | March | 3 | 11 | 0
Nostromo | SCE | March | 3 | 12 | 0
Nostromo | SCE | March | 3 | 13 | 0
Nostromo | SCE | March | 3 | 14 | 0
Nostromo | SCE | March | 3 | 15 | 0
Nostromo | SCE | March | 3 | 16 | 0
Nostromo | SCE | March | 3 | 17 | 0
Nostromo | SCE | March | 3 | 18 | 1.1265
Nostromo | SCE | March | 3 | 19 | 1
Nostromo | SCE | March | 3 | 20 | 0.94509
Nostromo | SCE | March | 3 | 21 | 0.91026
Nostromo | SCE | March | 3 | 22 | 0.88281
Nostromo | SCE | March | 3 | 23 | 0
Nostromo | SCE | March | 3 | 24 | 0
Nostromo | SCE | April | 4 | 1 | 0
Nostromo | SCE | April | 4 | 2 | 0
Nostromo | SCE | April | 4 | 3 | 0
Nostromo | SCE | April | 4 | 4 | 0
Nostromo | SCE | April | 4 | 5 | 0
Nostromo | SCE | April | 4 | 6 | 0
Nostromo | SCE | April | 4 | 7 | 0
Nostromo | SCE | April | 4 | 8 | 0
Nostromo | SCE | April | 4 | 9 | 0
Nostromo | SCE | April | 4 | 10 | 0
Nostromo | SCE | April | 4 | 11 | 0
Nostromo | SCE | April | 4 | 12 | 0
Nostromo | SCE | April | 4 | 13 | 0
Nostromo | SCE | April | 4 | 14 | 0
Nostromo | SCE | April | 4 | 15 | 0
Nostromo | SCE | April | 4 | 16 | 0
Nostromo | SCE | April | 4 | 17 | 0
Nostromo | SCE | April | 4 | 18 | 1.1182
Nostromo | SCE | April | 4 | 19 | 1
Nostromo | SCE | April | 4 | 20 | 0.94899
Nostromo | SCE | April | 4 | 21 | 0.90815
Nostromo | SCE | April | 4 | 22 | 0.87272
Nostromo | SCE | April | 4 | 23 | 0
Nostromo | SCE | April | 4 | 24 | 0
Nostromo | SCE | May | 5 | 1 | 0
Nostromo | SCE | May | 5 | 2 | 0
Nostromo | SCE | May | 5 | 3 | 0
Nostromo | SCE | May | 5 | 4 | 0
Nostromo | SCE | May | 5 | 5 | 0
Nostromo | SCE | May | 5 | 6 | 0
Nostromo | SCE | May | 5 | 7 | 0
Nostromo | SCE | May | 5 | 8 | 0
Nostromo | SCE | May | 5 | 9 | 0
Nostromo | SCE | May | 5 | 10 | 0
Nostromo | SCE | May | 5 | 11 | 0
Nostromo | SCE | May | 5 | 12 | 0
Nostromo | SCE | May | 5 | 13 | 0
Nostromo | SCE | May | 5 | 14 | 0
Nostromo | SCE | May | 5 | 15 | 0
Nostromo | SCE | May | 5 | 16 | 0
Nostromo | SCE | May | 5 | 17 | 0
Nostromo | SCE | May | 5 | 18 | 1.1069
Nostromo | SCE | May | 5 | 19 | 1
Nostromo | SCE | May | 5 | 20 | 0.95072
Nostromo | SCE | May | 5 | 21 | 0.91155
Nostromo | SCE | May | 5 | 22 | 0.87894
Nostromo | SCE | May | 5 | 23 | 0
Nostromo | SCE | May | 5 | 24 | 0
Nostromo | SCE | June | 6 | 1 | 0
Nostromo | SCE | June | 6 | 2 | 0
Nostromo | SCE | June | 6 | 3 | 0
Nostromo | SCE | June | 6 | 4 | 0
Nostromo | SCE | June | 6 | 5 | 0
Nostromo | SCE | June | 6 | 6 | 0
Nostromo | SCE | June | 6 | 7 | 0
Nostromo | SCE | June | 6 | 8 | 0
Nostromo | SCE | June | 6 | 9 | 0
Nostromo | SCE | June | 6 | 10 | 0
Nostromo | SCE | June | 6 | 11 | 0
Nostromo | SCE | June | 6 | 12 | 0
Nostromo | SCE | June | 6 | 13 | 0
Nostromo | SCE | June | 6 | 14 | 0
Nostromo | SCE | June | 6 | 15 | 0
Nostromo | SCE | June | 6 | 16 | 0
Nostromo | SCE | June | 6 | 17 | 1.0233
Nostromo | SCE | June | 6 | 18 | 1
Nostromo | SCE | June | 6 | 19 | 0.95988
Nostromo | SCE | June | 6 | 20 | 0.92469
Nostromo | SCE | June | 6 | 21 | 0.8947
Nostromo | SCE | June | 6 | 22 | 0
Nostromo | SCE | June | 6 | 23 | 0
Nostromo | SCE | June | 6 | 24 | 0
Nostromo | SCE | July | 7 | 1 | 0
Nostromo | SCE | July | 7 | 2 | 0
Nostromo | SCE | July | 7 | 3 | 0
Nostromo | SCE | July | 7 | 4 | 0
Nostromo | SCE | July | 7 | 5 | 0
Nostromo | SCE | July | 7 | 6 | 0
Nostromo | SCE | July | 7 | 7 | 0
Nostromo | SCE | July | 7 | 8 | 0
Nostromo | SCE | July | 7 | 9 | 0
Nostromo | SCE | July | 7 | 10 | 0
Nostromo | SCE | July | 7 | 11 | 0
Nostromo | SCE | July | 7 | 12 | 0
Nostromo | SCE | July | 7 | 13 | 0
Nostromo | SCE | July | 7 | 14 | 0
Nostromo | SCE | July | 7 | 15 | 0
Nostromo | SCE | July | 7 | 16 | 0
Nostromo | SCE | July | 7 | 17 | 1
Nostromo | SCE | July | 7 | 18 | 0.978
Nostromo | SCE | July | 7 | 19 | 0.96451
Nostromo | SCE | July | 7 | 20 | 0.94142
Nostromo | SCE | July | 7 | 21 | 0.91059
Nostromo | SCE | July | 7 | 22 | 0
Nostromo | SCE | July | 7 | 23 | 0
Nostromo | SCE | July | 7 | 24 | 0
Nostromo | SCE | August | 8 | 1 | 0
Nostromo | SCE | August | 8 | 2 | 0
Nostromo | SCE | August | 8 | 3 | 0
Nostromo | SCE | August | 8 | 4 | 0
Nostromo | SCE | August | 8 | 5 | 0
Nostromo | SCE | August | 8 | 6 | 0
Nostromo | SCE | August | 8 | 7 | 0
Nostromo | SCE | August | 8 | 8 | 0
Nostromo | SCE | August | 8 | 9 | 0
Nostromo | SCE | August | 8 | 10 | 0
Nostromo | SCE | August | 8 | 11 | 0
Nostromo | SCE | August | 8 | 12 | 0
Nostromo | SCE | August | 8 | 13 | 0
Nostromo | SCE | August | 8 | 14 | 0
Nostromo | SCE | August | 8 | 15 | 0
Nostromo | SCE | August | 8 | 16 | 0
Nostromo | SCE | August | 8 | 17 | 1.0223
Nostromo | SCE | August | 8 | 18 | 1
Nostromo | SCE | August | 8 | 19 | 0.97792
Nostromo | SCE | August | 8 | 20 | 0.94039
Nostromo | SCE | August | 8 | 21 | 0.9095
Nostromo | SCE | August | 8 | 22 | 0
Nostromo | SCE | August | 8 | 23 | 0
Nostromo | SCE | August | 8 | 24 | 0
Nostromo | SCE | September | 9 | 1 | 0
Nostromo | SCE | September | 9 | 2 | 0
Nostromo | SCE | September | 9 | 3 | 0
Nostromo | SCE | September | 9 | 4 | 0
Nostromo | SCE | September | 9 | 5 | 0
Nostromo | SCE | September | 9 | 6 | 0
Nostromo | SCE | September | 9 | 7 | 0
Nostromo | SCE | September | 9 | 8 | 0
Nostromo | SCE | September | 9 | 9 | 0
Nostromo | SCE | September | 9 | 10 | 0
Nostromo | SCE | September | 9 | 11 | 0
Nostromo | SCE | September | 9 | 12 | 0
Nostromo | SCE | September | 9 | 13 | 0
Nostromo | SCE | September | 9 | 14 | 0
Nostromo | SCE | September | 9 | 15 | 0
Nostromo | SCE | September | 9 | 16 | 0
Nostromo | SCE | September | 9 | 17 | 1
Nostromo | SCE | September | 9 | 18 | 0.97752
Nostromo | SCE | September | 9 | 19 | 0.96584
Nostromo | SCE | September | 9 | 20 | 0.93255
Nostromo | SCE | September | 9 | 21 | 0.90378
Nostromo | SCE | September | 9 | 22 | 0
Nostromo | SCE | September | 9 | 23 | 0
Nostromo | SCE | September | 9 | 24 | 0
Nostromo | SCE | October | 10 | 1 | 0
Nostromo | SCE | October | 10 | 2 | 0
Nostromo | SCE | October | 10 | 3 | 0
Nostromo | SCE | October | 10 | 4 | 0
Nostromo | SCE | October | 10 | 5 | 0
Nostromo | SCE | October | 10 | 6 | 0
Nostromo | SCE | October | 10 | 7 | 0
Nostromo | SCE | October | 10 | 8 | 0
Nostromo | SCE | October | 10 | 9 | 0
Nostromo | SCE | October | 10 | 10 | 0
Nostromo | SCE | October | 10 | 11 | 0
Nostromo | SCE | October | 10 | 12 | 0
Nostromo | SCE | October | 10 | 13 | 0
Nostromo | SCE | October | 10 | 14 | 0
Nostromo | SCE | October | 10 | 15 | 0
Nostromo | SCE | October | 10 | 16 | 0
Nostromo | SCE | October | 10 | 17 | 1.023
Nostromo | SCE | October | 10 | 18 | 1
Nostromo | SCE | October | 10 | 19 | 0.92293
Nostromo | SCE | October | 10 | 20 | 0.87889
Nostromo | SCE | October | 10 | 21 | 0.84832
Nostromo | SCE | October | 10 | 22 | 0
Nostromo | SCE | October | 10 | 23 | 0
Nostromo | SCE | October | 10 | 24 | 0
Nostromo | SCE | November | 11 | 1 | 0
Nostromo | SCE | November | 11 | 2 | 0
Nostromo | SCE | November | 11 | 3 | 0
Nostromo | SCE | November | 11 | 4 | 0
Nostromo | SCE | November | 11 | 5 | 0
Nostromo | SCE | November | 11 | 6 | 0
Nostromo | SCE | November | 11 | 7 | 0
Nostromo | SCE | November | 11 | 8 | 0
Nostromo | SCE | November | 11 | 9 | 0
Nostromo | SCE | November | 11 | 10 | 0
Nostromo | SCE | November | 11 | 11 | 0
Nostromo | SCE | November | 11 | 12 | 0
Nostromo | SCE | November | 11 | 13 | 0
Nostromo | SCE | November | 11 | 14 | 0
Nostromo | SCE | November | 11 | 15 | 0
Nostromo | SCE | November | 11 | 16 | 0
Nostromo | SCE | November | 11 | 17 | 1.0266
Nostromo | SCE | November | 11 | 18 | 1
Nostromo | SCE | November | 11 | 19 | 0.89622
Nostromo | SCE | November | 11 | 20 | 0.85193
Nostromo | SCE | November | 11 | 21 | 0.81602
Nostromo | SCE | November | 11 | 22 | 0
Nostromo | SCE | November | 11 | 23 | 0
Nostromo | SCE | November | 11 | 24 | 0
Nostromo | SCE | December | 12 | 1 | 0
Nostromo | SCE | December | 12 | 2 | 0
Nostromo | SCE | December | 12 | 3 | 0
Nostromo | SCE | December | 12 | 4 | 0
Nostromo | SCE | December | 12 | 5 | 0
Nostromo | SCE | December | 12 | 6 | 0
Nostromo | SCE | December | 12 | 7 | 0
Nostromo | SCE | December | 12 | 8 | 0
Nostromo | SCE | December | 12 | 9 | 0
Nostromo | SCE | December | 12 | 10 | 0
Nostromo | SCE | December | 12 | 11 | 0
Nostromo | SCE | December | 12 | 12 | 0
Nostromo | SCE | December | 12 | 13 | 0
Nostromo | SCE | December | 12 | 14 | 0
Nostromo | SCE | December | 12 | 15 | 0
Nostromo | SCE | December | 12 | 16 | 0
Nostromo | SCE | December | 12 | 17 | 1.1027
Nostromo | SCE | December | 12 | 18 | 1
Nostromo | SCE | December | 12 | 19 | 0.87017
Nostromo | SCE | December | 12 | 20 | 0.81388
Nostromo | SCE | December | 12 | 21 | 0.77204
Nostromo | SCE | December | 12 | 22 | 0
Nostromo | SCE | December | 12 | 23 | 0
Nostromo | SCE | December | 12 | 24 | 0
Nostromo | SDGE | January | 1 | 1 | 0
Nostromo | SDGE | January | 1 | 2 | 0
Nostromo | SDGE | January | 1 | 3 | 0
Nostromo | SDGE | January | 1 | 4 | 0
Nostromo | SDGE | January | 1 | 5 | 0
Nostromo | SDGE | January | 1 | 6 | 0
Nostromo | SDGE | January | 1 | 7 | 0
Nostromo | SDGE | January | 1 | 8 | 0
Nostromo | SDGE | January | 1 | 9 | 0
Nostromo | SDGE | January | 1 | 10 | 0
Nostromo | SDGE | January | 1 | 11 | 0
Nostromo | SDGE | January | 1 | 12 | 0
Nostromo | SDGE | January | 1 | 13 | 0
Nostromo | SDGE | January | 1 | 14 | 0
Nostromo | SDGE | January | 1 | 15 | 0
Nostromo | SDGE | January | 1 | 16 | 0
Nostromo | SDGE | January | 1 | 17 | 1.0435
Nostromo | SDGE | January | 1 | 18 | 1.0312
Nostromo | SDGE | January | 1 | 19 | 1
Nostromo | SDGE | January | 1 | 20 | 0.90683
Nostromo | SDGE | January | 1 | 21 | 0.81441
Nostromo | SDGE | January | 1 | 22 | 0
Nostromo | SDGE | January | 1 | 23 | 0
Nostromo | SDGE | January | 1 | 24 | 0
Nostromo | SDGE | February | 2 | 1 | 0
Nostromo | SDGE | February | 2 | 2 | 0
Nostromo | SDGE | February | 2 | 3 | 0
Nostromo | SDGE | February | 2 | 4 | 0
Nostromo | SDGE | February | 2 | 5 | 0
Nostromo | SDGE | February | 2 | 6 | 0
Nostromo | SDGE | February | 2 | 7 | 0
Nostromo | SDGE | February | 2 | 8 | 0
Nostromo | SDGE | February | 2 | 9 | 0
Nostromo | SDGE | February | 2 | 10 | 0
Nostromo | SDGE | February | 2 | 11 | 0
Nostromo | SDGE | February | 2 | 12 | 0
Nostromo | SDGE | February | 2 | 13 | 0
Nostromo | SDGE | February | 2 | 14 | 0
Nostromo | SDGE | February | 2 | 15 | 0
Nostromo | SDGE | February | 2 | 16 | 0
Nostromo | SDGE | February | 2 | 17 | 1.0452
Nostromo | SDGE | February | 2 | 18 | 1.031
Nostromo | SDGE | February | 2 | 19 | 1
Nostromo | SDGE | February | 2 | 20 | 0.91745
Nostromo | SDGE | February | 2 | 21 | 0.82572
Nostromo | SDGE | February | 2 | 22 | 0
Nostromo | SDGE | February | 2 | 23 | 0
Nostromo | SDGE | February | 2 | 24 | 0
Nostromo | SDGE | March | 3 | 1 | 0
Nostromo | SDGE | March | 3 | 2 | 0
Nostromo | SDGE | March | 3 | 3 | 0
Nostromo | SDGE | March | 3 | 4 | 0
Nostromo | SDGE | March | 3 | 5 | 0
Nostromo | SDGE | March | 3 | 6 | 0
Nostromo | SDGE | March | 3 | 7 | 0
Nostromo | SDGE | March | 3 | 8 | 0
Nostromo | SDGE | March | 3 | 9 | 0
Nostromo | SDGE | March | 3 | 10 | 0
Nostromo | SDGE | March | 3 | 11 | 0
Nostromo | SDGE | March | 3 | 12 | 0
Nostromo | SDGE | March | 3 | 13 | 0
Nostromo | SDGE | March | 3 | 14 | 0
Nostromo | SDGE | March | 3 | 15 | 0
Nostromo | SDGE | March | 3 | 16 | 0
Nostromo | SDGE | March | 3 | 17 | 0
Nostromo | SDGE | March | 3 | 18 | 1.0301
Nostromo | SDGE | March | 3 | 19 | 1
Nostromo | SDGE | March | 3 | 20 | 0.943
Nostromo | SDGE | March | 3 | 21 | 0.84974
Nostromo | SDGE | March | 3 | 22 | 0.79614
Nostromo | SDGE | March | 3 | 23 | 0
Nostromo | SDGE | March | 3 | 24 | 0
Nostromo | SDGE | April | 4 | 1 | 0
Nostromo | SDGE | April | 4 | 2 | 0
Nostromo | SDGE | April | 4 | 3 | 0
Nostromo | SDGE | April | 4 | 4 | 0
Nostromo | SDGE | April | 4 | 5 | 0
Nostromo | SDGE | April | 4 | 6 | 0
Nostromo | SDGE | April | 4 | 7 | 0
Nostromo | SDGE | April | 4 | 8 | 0
Nostromo | SDGE | April | 4 | 9 | 0
Nostromo | SDGE | April | 4 | 10 | 0
Nostromo | SDGE | April | 4 | 11 | 0
Nostromo | SDGE | April | 4 | 12 | 0
Nostromo | SDGE | April | 4 | 13 | 0
Nostromo | SDGE | April | 4 | 14 | 0
Nostromo | SDGE | April | 4 | 15 | 0
Nostromo | SDGE | April | 4 | 16 | 0
Nostromo | SDGE | April | 4 | 17 | 0
Nostromo | SDGE | April | 4 | 18 | 1.0299
Nostromo | SDGE | April | 4 | 19 | 1
Nostromo | SDGE | April | 4 | 20 | 0.95332
Nostromo | SDGE | April | 4 | 21 | 0.89913
Nostromo | SDGE | April | 4 | 22 | 0.82971
Nostromo | SDGE | April | 4 | 23 | 0
Nostromo | SDGE | April | 4 | 24 | 0
Nostromo | SDGE | May | 5 | 1 | 0
Nostromo | SDGE | May | 5 | 2 | 0
Nostromo | SDGE | May | 5 | 3 | 0
Nostromo | SDGE | May | 5 | 4 | 0
Nostromo | SDGE | May | 5 | 5 | 0
Nostromo | SDGE | May | 5 | 6 | 0
Nostromo | SDGE | May | 5 | 7 | 0
Nostromo | SDGE | May | 5 | 8 | 0
Nostromo | SDGE | May | 5 | 9 | 0
Nostromo | SDGE | May | 5 | 10 | 0
Nostromo | SDGE | May | 5 | 11 | 0
Nostromo | SDGE | May | 5 | 12 | 0
Nostromo | SDGE | May | 5 | 13 | 0
Nostromo | SDGE | May | 5 | 14 | 0
Nostromo | SDGE | May | 5 | 15 | 0
Nostromo | SDGE | May | 5 | 16 | 0
Nostromo | SDGE | May | 5 | 17 | 0
Nostromo | SDGE | May | 5 | 18 | 1.0313
Nostromo | SDGE | May | 5 | 19 | 1
Nostromo | SDGE | May | 5 | 20 | 0.95437
Nostromo | SDGE | May | 5 | 21 | 0.89564
Nostromo | SDGE | May | 5 | 22 | 0.83616
Nostromo | SDGE | May | 5 | 23 | 0
Nostromo | SDGE | May | 5 | 24 | 0
Nostromo | SDGE | June | 6 | 1 | 0
Nostromo | SDGE | June | 6 | 2 | 0
Nostromo | SDGE | June | 6 | 3 | 0
Nostromo | SDGE | June | 6 | 4 | 0
Nostromo | SDGE | June | 6 | 5 | 0
Nostromo | SDGE | June | 6 | 6 | 0
Nostromo | SDGE | June | 6 | 7 | 0
Nostromo | SDGE | June | 6 | 8 | 0
Nostromo | SDGE | June | 6 | 9 | 0
Nostromo | SDGE | June | 6 | 10 | 0
Nostromo | SDGE | June | 6 | 11 | 0
Nostromo | SDGE | June | 6 | 12 | 0
Nostromo | SDGE | June | 6 | 13 | 0
Nostromo | SDGE | June | 6 | 14 | 0
Nostromo | SDGE | June | 6 | 15 | 0
Nostromo | SDGE | June | 6 | 16 | 0
Nostromo | SDGE | June | 6 | 17 | 1.0108
Nostromo | SDGE | June | 6 | 18 | 1
Nostromo | SDGE | June | 6 | 19 | 0.97283
Nostromo | SDGE | June | 6 | 20 | 0.93783
Nostromo | SDGE | June | 6 | 21 | 0.89052
Nostromo | SDGE | June | 6 | 22 | 0
Nostromo | SDGE | June | 6 | 23 | 0
Nostromo | SDGE | June | 6 | 24 | 0
Nostromo | SDGE | July | 7 | 1 | 0
Nostromo | SDGE | July | 7 | 2 | 0
Nostromo | SDGE | July | 7 | 3 | 0
Nostromo | SDGE | July | 7 | 4 | 0
Nostromo | SDGE | July | 7 | 5 | 0
Nostromo | SDGE | July | 7 | 6 | 0
Nostromo | SDGE | July | 7 | 7 | 0
Nostromo | SDGE | July | 7 | 8 | 0
Nostromo | SDGE | July | 7 | 9 | 0
Nostromo | SDGE | July | 7 | 10 | 0
Nostromo | SDGE | July | 7 | 11 | 0
Nostromo | SDGE | July | 7 | 12 | 0
Nostromo | SDGE | July | 7 | 13 | 0
Nostromo | SDGE | July | 7 | 14 | 0
Nostromo | SDGE | July | 7 | 15 | 0
Nostromo | SDGE | July | 7 | 16 | 0
Nostromo | SDGE | July | 7 | 17 | 1
Nostromo | SDGE | July | 7 | 18 | 0.98959
Nostromo | SDGE | July | 7 | 19 | 0.9662
Nostromo | SDGE | July | 7 | 20 | 0.9372
Nostromo | SDGE | July | 7 | 21 | 0.91799
Nostromo | SDGE | July | 7 | 22 | 0
Nostromo | SDGE | July | 7 | 23 | 0
Nostromo | SDGE | July | 7 | 24 | 0
Nostromo | SDGE | August | 8 | 1 | 0
Nostromo | SDGE | August | 8 | 2 | 0
Nostromo | SDGE | August | 8 | 3 | 0
Nostromo | SDGE | August | 8 | 4 | 0
Nostromo | SDGE | August | 8 | 5 | 0
Nostromo | SDGE | August | 8 | 6 | 0
Nostromo | SDGE | August | 8 | 7 | 0
Nostromo | SDGE | August | 8 | 8 | 0
Nostromo | SDGE | August | 8 | 9 | 0
Nostromo | SDGE | August | 8 | 10 | 0
Nostromo | SDGE | August | 8 | 11 | 0
Nostromo | SDGE | August | 8 | 12 | 0
Nostromo | SDGE | August | 8 | 13 | 0
Nostromo | SDGE | August | 8 | 14 | 0
Nostromo | SDGE | August | 8 | 15 | 0
Nostromo | SDGE | August | 8 | 16 | 0
Nostromo | SDGE | August | 8 | 17 | 1.0081
Nostromo | SDGE | August | 8 | 18 | 1
Nostromo | SDGE | August | 8 | 19 | 0.97105
Nostromo | SDGE | August | 8 | 20 | 0.94038
Nostromo | SDGE | August | 8 | 21 | 0.91924
Nostromo | SDGE | August | 8 | 22 | 0
Nostromo | SDGE | August | 8 | 23 | 0
Nostromo | SDGE | August | 8 | 24 | 0
Nostromo | SDGE | September | 9 | 1 | 0
Nostromo | SDGE | September | 9 | 2 | 0
Nostromo | SDGE | September | 9 | 3 | 0
Nostromo | SDGE | September | 9 | 4 | 0
Nostromo | SDGE | September | 9 | 5 | 0
Nostromo | SDGE | September | 9 | 6 | 0
Nostromo | SDGE | September | 9 | 7 | 0
Nostromo | SDGE | September | 9 | 8 | 0
Nostromo | SDGE | September | 9 | 9 | 0
Nostromo | SDGE | September | 9 | 10 | 0
Nostromo | SDGE | September | 9 | 11 | 0
Nostromo | SDGE | September | 9 | 12 | 0
Nostromo | SDGE | September | 9 | 13 | 0
Nostromo | SDGE | September | 9 | 14 | 0
Nostromo | SDGE | September | 9 | 15 | 0
Nostromo | SDGE | September | 9 | 16 | 0
Nostromo | SDGE | September | 9 | 17 | 1
Nostromo | SDGE | September | 9 | 18 | 0.99246
Nostromo | SDGE | September | 9 | 19 | 0.96482
Nostromo | SDGE | September | 9 | 20 | 0.93065
Nostromo | SDGE | September | 9 | 21 | 0.90769
Nostromo | SDGE | September | 9 | 22 | 0
Nostromo | SDGE | September | 9 | 23 | 0
Nostromo | SDGE | September | 9 | 24 | 0
Nostromo | SDGE | October | 10 | 1 | 0
Nostromo | SDGE | October | 10 | 2 | 0
Nostromo | SDGE | October | 10 | 3 | 0
Nostromo | SDGE | October | 10 | 4 | 0
Nostromo | SDGE | October | 10 | 5 | 0
Nostromo | SDGE | October | 10 | 6 | 0
Nostromo | SDGE | October | 10 | 7 | 0
Nostromo | SDGE | October | 10 | 8 | 0
Nostromo | SDGE | October | 10 | 9 | 0
Nostromo | SDGE | October | 10 | 10 | 0
Nostromo | SDGE | October | 10 | 11 | 0
Nostromo | SDGE | October | 10 | 12 | 0
Nostromo | SDGE | October | 10 | 13 | 0
Nostromo | SDGE | October | 10 | 14 | 0
Nostromo | SDGE | October | 10 | 15 | 0
Nostromo | SDGE | October | 10 | 16 | 0
Nostromo | SDGE | October | 10 | 17 | 1.0051
Nostromo | SDGE | October | 10 | 18 | 1
Nostromo | SDGE | October | 10 | 19 | 0.97315
Nostromo | SDGE | October | 10 | 20 | 0.9371
Nostromo | SDGE | October | 10 | 21 | 0.91313
Nostromo | SDGE | October | 10 | 22 | 0
Nostromo | SDGE | October | 10 | 23 | 0
Nostromo | SDGE | October | 10 | 24 | 0
Nostromo | SDGE | November | 11 | 1 | 0
Nostromo | SDGE | November | 11 | 2 | 0
Nostromo | SDGE | November | 11 | 3 | 0
Nostromo | SDGE | November | 11 | 4 | 0
Nostromo | SDGE | November | 11 | 5 | 0
Nostromo | SDGE | November | 11 | 6 | 0
Nostromo | SDGE | November | 11 | 7 | 0
Nostromo | SDGE | November | 11 | 8 | 0
Nostromo | SDGE | November | 11 | 9 | 0
Nostromo | SDGE | November | 11 | 10 | 0
Nostromo | SDGE | November | 11 | 11 | 0
Nostromo | SDGE | November | 11 | 12 | 0
Nostromo | SDGE | November | 11 | 13 | 0
Nostromo | SDGE | November | 11 | 14 | 0
Nostromo | SDGE | November | 11 | 15 | 0
Nostromo | SDGE | November | 11 | 16 | 0
Nostromo | SDGE | November | 11 | 17 | 1.0129
Nostromo | SDGE | November | 11 | 18 | 1
Nostromo | SDGE | November | 11 | 19 | 0.96648
Nostromo | SDGE | November | 11 | 20 | 0.93313
Nostromo | SDGE | November | 11 | 21 | 0.90009
Nostromo | SDGE | November | 11 | 22 | 0
Nostromo | SDGE | November | 11 | 23 | 0
Nostromo | SDGE | November | 11 | 24 | 0
Nostromo | SDGE | December | 12 | 1 | 0
Nostromo | SDGE | December | 12 | 2 | 0
Nostromo | SDGE | December | 12 | 3 | 0
Nostromo | SDGE | December | 12 | 4 | 0
Nostromo | SDGE | December | 12 | 5 | 0
Nostromo | SDGE | December | 12 | 6 | 0
Nostromo | SDGE | December | 12 | 7 | 0
Nostromo | SDGE | December | 12 | 8 | 0
Nostromo | SDGE | December | 12 | 9 | 0
Nostromo | SDGE | December | 12 | 10 | 0
Nostromo | SDGE | December | 12 | 11 | 0
Nostromo | SDGE | December | 12 | 12 | 0
Nostromo | SDGE | December | 12 | 13 | 0
Nostromo | SDGE | December | 12 | 14 | 0
Nostromo | SDGE | December | 12 | 15 | 0
Nostromo | SDGE | December | 12 | 16 | 0
Nostromo | SDGE | December | 12 | 17 | 1.0161
Nostromo | SDGE | December | 12 | 18 | 1
Nostromo | SDGE | December | 12 | 19 | 0.96729
Nostromo | SDGE | December | 12 | 20 | 0.90601
Nostromo | SDGE | December | 12 | 21 | 0.81717
Nostromo | SDGE | December | 12 | 22 | 0
Nostromo | SDGE | December | 12 | 23 | 0
Nostromo | SDGE | December | 12 | 24 | 0
CPower | PGE | January | 1 | 1 | 0
CPower | PGE | January | 1 | 2 | 0
CPower | PGE | January | 1 | 3 | 0
CPower | PGE | January | 1 | 4 | 0
CPower | PGE | January | 1 | 5 | 0
CPower | PGE | January | 1 | 6 | 0
CPower | PGE | January | 1 | 7 | 0
CPower | PGE | January | 1 | 8 | 0
CPower | PGE | January | 1 | 9 | 0
CPower | PGE | January | 1 | 10 | 0
CPower | PGE | January | 1 | 11 | 0
CPower | PGE | January | 1 | 12 | 0
CPower | PGE | January | 1 | 13 | 0
CPower | PGE | January | 1 | 14 | 0
CPower | PGE | January | 1 | 15 | 0
CPower | PGE | January | 1 | 16 | 0
CPower | PGE | January | 1 | 17 | 0.97171
CPower | PGE | January | 1 | 18 | 0.99834
CPower | PGE | January | 1 | 19 | 1
CPower | PGE | January | 1 | 20 | 0.99002
CPower | PGE | January | 1 | 21 | 0
CPower | PGE | January | 1 | 22 | 0
CPower | PGE | January | 1 | 23 | 0
CPower | PGE | January | 1 | 24 | 0
CPower | PGE | February | 2 | 1 | 0
CPower | PGE | February | 2 | 2 | 0
CPower | PGE | February | 2 | 3 | 0
CPower | PGE | February | 2 | 4 | 0
CPower | PGE | February | 2 | 5 | 0
CPower | PGE | February | 2 | 6 | 0
CPower | PGE | February | 2 | 7 | 0
CPower | PGE | February | 2 | 8 | 0
CPower | PGE | February | 2 | 9 | 0
CPower | PGE | February | 2 | 10 | 0
CPower | PGE | February | 2 | 11 | 0
CPower | PGE | February | 2 | 12 | 0
CPower | PGE | February | 2 | 13 | 0
CPower | PGE | February | 2 | 14 | 0
CPower | PGE | February | 2 | 15 | 0
CPower | PGE | February | 2 | 16 | 0
CPower | PGE | February | 2 | 17 | 0.96834
CPower | PGE | February | 2 | 18 | 1.0037
CPower | PGE | February | 2 | 19 | 1
CPower | PGE | February | 2 | 20 | 0.9851
CPower | PGE | February | 2 | 21 | 0
CPower | PGE | February | 2 | 22 | 0
CPower | PGE | February | 2 | 23 | 0
CPower | PGE | February | 2 | 24 | 0
CPower | PGE | March | 3 | 1 | 0
CPower | PGE | March | 3 | 2 | 0
CPower | PGE | March | 3 | 3 | 0
CPower | PGE | March | 3 | 4 | 0
CPower | PGE | March | 3 | 5 | 0
CPower | PGE | March | 3 | 6 | 0
CPower | PGE | March | 3 | 7 | 0
CPower | PGE | March | 3 | 8 | 0
CPower | PGE | March | 3 | 9 | 0
CPower | PGE | March | 3 | 10 | 0
CPower | PGE | March | 3 | 11 | 0
CPower | PGE | March | 3 | 12 | 0
CPower | PGE | March | 3 | 13 | 0
CPower | PGE | March | 3 | 14 | 0
CPower | PGE | March | 3 | 15 | 0
CPower | PGE | March | 3 | 16 | 0
CPower | PGE | March | 3 | 17 | 0
CPower | PGE | March | 3 | 18 | 0.96472
CPower | PGE | March | 3 | 19 | 1
CPower | PGE | March | 3 | 20 | 1.0068
CPower | PGE | March | 3 | 21 | 0.98915
CPower | PGE | March | 3 | 22 | 0
CPower | PGE | March | 3 | 23 | 0
CPower | PGE | March | 3 | 24 | 0
CPower | PGE | April | 4 | 1 | 0
CPower | PGE | April | 4 | 2 | 0
CPower | PGE | April | 4 | 3 | 0
CPower | PGE | April | 4 | 4 | 0
CPower | PGE | April | 4 | 5 | 0
CPower | PGE | April | 4 | 6 | 0
CPower | PGE | April | 4 | 7 | 0
CPower | PGE | April | 4 | 8 | 0
CPower | PGE | April | 4 | 9 | 0
CPower | PGE | April | 4 | 10 | 0
CPower | PGE | April | 4 | 11 | 0
CPower | PGE | April | 4 | 12 | 0
CPower | PGE | April | 4 | 13 | 0
CPower | PGE | April | 4 | 14 | 0
CPower | PGE | April | 4 | 15 | 0
CPower | PGE | April | 4 | 16 | 0
CPower | PGE | April | 4 | 17 | 0
CPower | PGE | April | 4 | 18 | 0.96383
CPower | PGE | April | 4 | 19 | 1
CPower | PGE | April | 4 | 20 | 1.0418
CPower | PGE | April | 4 | 21 | 0.96785
CPower | PGE | April | 4 | 22 | 0
CPower | PGE | April | 4 | 23 | 0
CPower | PGE | April | 4 | 24 | 0
CPower | PGE | May | 5 | 1 | 0
CPower | PGE | May | 5 | 2 | 0
CPower | PGE | May | 5 | 3 | 0
CPower | PGE | May | 5 | 4 | 0
CPower | PGE | May | 5 | 5 | 0
CPower | PGE | May | 5 | 6 | 0
CPower | PGE | May | 5 | 7 | 0
CPower | PGE | May | 5 | 8 | 0
CPower | PGE | May | 5 | 9 | 0
CPower | PGE | May | 5 | 10 | 0
CPower | PGE | May | 5 | 11 | 0
CPower | PGE | May | 5 | 12 | 0
CPower | PGE | May | 5 | 13 | 0
CPower | PGE | May | 5 | 14 | 0
CPower | PGE | May | 5 | 15 | 0
CPower | PGE | May | 5 | 16 | 0
CPower | PGE | May | 5 | 17 | 0
CPower | PGE | May | 5 | 18 | 1.0301
CPower | PGE | May | 5 | 19 | 1
CPower | PGE | May | 5 | 20 | 0.99551
CPower | PGE | May | 5 | 21 | 0.96361
CPower | PGE | May | 5 | 22 | 0.078616
CPower | PGE | May | 5 | 23 | 0
CPower | PGE | May | 5 | 24 | 0
CPower | PGE | June | 6 | 1 | 0
CPower | PGE | June | 6 | 2 | 0
CPower | PGE | June | 6 | 3 | 0
CPower | PGE | June | 6 | 4 | 0
CPower | PGE | June | 6 | 5 | 0
CPower | PGE | June | 6 | 6 | 0
CPower | PGE | June | 6 | 7 | 0
CPower | PGE | June | 6 | 8 | 0
CPower | PGE | June | 6 | 9 | 0
CPower | PGE | June | 6 | 10 | 0
CPower | PGE | June | 6 | 11 | 0
CPower | PGE | June | 6 | 12 | 0
CPower | PGE | June | 6 | 13 | 0
CPower | PGE | June | 6 | 14 | 0
CPower | PGE | June | 6 | 15 | 0
CPower | PGE | June | 6 | 16 | 0
CPower | PGE | June | 6 | 17 | 1.0891
CPower | PGE | June | 6 | 18 | 1
CPower | PGE | June | 6 | 19 | 1.0262
CPower | PGE | June | 6 | 20 | 0.97819
CPower | PGE | June | 6 | 21 | 0.19469
CPower | PGE | June | 6 | 22 | 0
CPower | PGE | June | 6 | 23 | 0
CPower | PGE | June | 6 | 24 | 0
CPower | PGE | July | 7 | 1 | 0
CPower | PGE | July | 7 | 2 | 0
CPower | PGE | July | 7 | 3 | 0
CPower | PGE | July | 7 | 4 | 0
CPower | PGE | July | 7 | 5 | 0
CPower | PGE | July | 7 | 6 | 0
CPower | PGE | July | 7 | 7 | 0
CPower | PGE | July | 7 | 8 | 0
CPower | PGE | July | 7 | 9 | 0
CPower | PGE | July | 7 | 10 | 0
CPower | PGE | July | 7 | 11 | 0
CPower | PGE | July | 7 | 12 | 0
CPower | PGE | July | 7 | 13 | 0
CPower | PGE | July | 7 | 14 | 0
CPower | PGE | July | 7 | 15 | 0
CPower | PGE | July | 7 | 16 | 0
CPower | PGE | July | 7 | 17 | 1
CPower | PGE | July | 7 | 18 | 0.89555
CPower | PGE | July | 7 | 19 | 0.92429
CPower | PGE | July | 7 | 20 | 0.78829
CPower | PGE | July | 7 | 21 | 0.14721
CPower | PGE | July | 7 | 22 | 0
CPower | PGE | July | 7 | 23 | 0
CPower | PGE | July | 7 | 24 | 0
CPower | PGE | August | 8 | 1 | 0
CPower | PGE | August | 8 | 2 | 0
CPower | PGE | August | 8 | 3 | 0
CPower | PGE | August | 8 | 4 | 0
CPower | PGE | August | 8 | 5 | 0
CPower | PGE | August | 8 | 6 | 0
CPower | PGE | August | 8 | 7 | 0
CPower | PGE | August | 8 | 8 | 0
CPower | PGE | August | 8 | 9 | 0
CPower | PGE | August | 8 | 10 | 0
CPower | PGE | August | 8 | 11 | 0
CPower | PGE | August | 8 | 12 | 0
CPower | PGE | August | 8 | 13 | 0
CPower | PGE | August | 8 | 14 | 0
CPower | PGE | August | 8 | 15 | 0
CPower | PGE | August | 8 | 16 | 0
CPower | PGE | August | 8 | 17 | 1.1949
CPower | PGE | August | 8 | 18 | 1
CPower | PGE | August | 8 | 19 | 0.93298
CPower | PGE | August | 8 | 20 | 0.82981
CPower | PGE | August | 8 | 21 | 0.23304
CPower | PGE | August | 8 | 22 | 0
CPower | PGE | August | 8 | 23 | 0
CPower | PGE | August | 8 | 24 | 0
CPower | PGE | September | 9 | 1 | 0
CPower | PGE | September | 9 | 2 | 0
CPower | PGE | September | 9 | 3 | 0
CPower | PGE | September | 9 | 4 | 0
CPower | PGE | September | 9 | 5 | 0
CPower | PGE | September | 9 | 6 | 0
CPower | PGE | September | 9 | 7 | 0
CPower | PGE | September | 9 | 8 | 0
CPower | PGE | September | 9 | 9 | 0
CPower | PGE | September | 9 | 10 | 0
CPower | PGE | September | 9 | 11 | 0
CPower | PGE | September | 9 | 12 | 0
CPower | PGE | September | 9 | 13 | 0
CPower | PGE | September | 9 | 14 | 0
CPower | PGE | September | 9 | 15 | 0
CPower | PGE | September | 9 | 16 | 0
CPower | PGE | September | 9 | 17 | 1
CPower | PGE | September | 9 | 18 | 0.99898
CPower | PGE | September | 9 | 19 | 0.96534
CPower | PGE | September | 9 | 20 | 0.88991
CPower | PGE | September | 9 | 21 | 0.37275
CPower | PGE | September | 9 | 22 | 0
CPower | PGE | September | 9 | 23 | 0
CPower | PGE | September | 9 | 24 | 0
CPower | PGE | October | 10 | 1 | 0
CPower | PGE | October | 10 | 2 | 0
CPower | PGE | October | 10 | 3 | 0
CPower | PGE | October | 10 | 4 | 0
CPower | PGE | October | 10 | 5 | 0
CPower | PGE | October | 10 | 6 | 0
CPower | PGE | October | 10 | 7 | 0
CPower | PGE | October | 10 | 8 | 0
CPower | PGE | October | 10 | 9 | 0
CPower | PGE | October | 10 | 10 | 0
CPower | PGE | October | 10 | 11 | 0
CPower | PGE | October | 10 | 12 | 0
CPower | PGE | October | 10 | 13 | 0
CPower | PGE | October | 10 | 14 | 0
CPower | PGE | October | 10 | 15 | 0
CPower | PGE | October | 10 | 16 | 0
CPower | PGE | October | 10 | 17 | 1.1125
CPower | PGE | October | 10 | 18 | 1
CPower | PGE | October | 10 | 19 | 0.89851
CPower | PGE | October | 10 | 20 | 0.85478
CPower | PGE | October | 10 | 21 | 0.22208
CPower | PGE | October | 10 | 22 | 0
CPower | PGE | October | 10 | 23 | 0
CPower | PGE | October | 10 | 24 | 0
CPower | PGE | November | 11 | 1 | 0
CPower | PGE | November | 11 | 2 | 0
CPower | PGE | November | 11 | 3 | 0
CPower | PGE | November | 11 | 4 | 0
CPower | PGE | November | 11 | 5 | 0
CPower | PGE | November | 11 | 6 | 0
CPower | PGE | November | 11 | 7 | 0
CPower | PGE | November | 11 | 8 | 0
CPower | PGE | November | 11 | 9 | 0
CPower | PGE | November | 11 | 10 | 0
CPower | PGE | November | 11 | 11 | 0
CPower | PGE | November | 11 | 12 | 0
CPower | PGE | November | 11 | 13 | 0
CPower | PGE | November | 11 | 14 | 0
CPower | PGE | November | 11 | 15 | 0
CPower | PGE | November | 11 | 16 | 0
CPower | PGE | November | 11 | 17 | 0.91139
CPower | PGE | November | 11 | 18 | 1
CPower | PGE | November | 11 | 19 | 0.97574
CPower | PGE | November | 11 | 20 | 0.97152
CPower | PGE | November | 11 | 21 | 0
CPower | PGE | November | 11 | 22 | 0
CPower | PGE | November | 11 | 23 | 0
CPower | PGE | November | 11 | 24 | 0
CPower | PGE | December | 12 | 1 | 0
CPower | PGE | December | 12 | 2 | 0
CPower | PGE | December | 12 | 3 | 0
CPower | PGE | December | 12 | 4 | 0
CPower | PGE | December | 12 | 5 | 0
CPower | PGE | December | 12 | 6 | 0
CPower | PGE | December | 12 | 7 | 0
CPower | PGE | December | 12 | 8 | 0
CPower | PGE | December | 12 | 9 | 0
CPower | PGE | December | 12 | 10 | 0
CPower | PGE | December | 12 | 11 | 0
CPower | PGE | December | 12 | 12 | 0
CPower | PGE | December | 12 | 13 | 0
CPower | PGE | December | 12 | 14 | 0
CPower | PGE | December | 12 | 15 | 0
CPower | PGE | December | 12 | 16 | 0
CPower | PGE | December | 12 | 17 | 0.88451
CPower | PGE | December | 12 | 18 | 1
CPower | PGE | December | 12 | 19 | 0.97183
CPower | PGE | December | 12 | 20 | 0.96901
CPower | PGE | December | 12 | 21 | 0
CPower | PGE | December | 12 | 22 | 0
CPower | PGE | December | 12 | 23 | 0
CPower | PGE | December | 12 | 24 | 0
CPower | SCE | January | 1 | 1 | 0
CPower | SCE | January | 1 | 2 | 0
CPower | SCE | January | 1 | 3 | 0
CPower | SCE | January | 1 | 4 | 0
CPower | SCE | January | 1 | 5 | 0
CPower | SCE | January | 1 | 6 | 0
CPower | SCE | January | 1 | 7 | 0
CPower | SCE | January | 1 | 8 | 0
CPower | SCE | January | 1 | 9 | 0
CPower | SCE | January | 1 | 10 | 0
CPower | SCE | January | 1 | 11 | 0
CPower | SCE | January | 1 | 12 | 0
CPower | SCE | January | 1 | 13 | 0
CPower | SCE | January | 1 | 14 | 0
CPower | SCE | January | 1 | 15 | 0
CPower | SCE | January | 1 | 16 | 0
CPower | SCE | January | 1 | 17 | 0.97316
CPower | SCE | January | 1 | 18 | 1
CPower | SCE | January | 1 | 19 | 1
CPower | SCE | January | 1 | 20 | 0.99048
CPower | SCE | January | 1 | 21 | 0
CPower | SCE | January | 1 | 22 | 0
CPower | SCE | January | 1 | 23 | 0
CPower | SCE | January | 1 | 24 | 0
CPower | SCE | February | 2 | 1 | 0
CPower | SCE | February | 2 | 2 | 0
CPower | SCE | February | 2 | 3 | 0
CPower | SCE | February | 2 | 4 | 0
CPower | SCE | February | 2 | 5 | 0
CPower | SCE | February | 2 | 6 | 0
CPower | SCE | February | 2 | 7 | 0
CPower | SCE | February | 2 | 8 | 0
CPower | SCE | February | 2 | 9 | 0
CPower | SCE | February | 2 | 10 | 0
CPower | SCE | February | 2 | 11 | 0
CPower | SCE | February | 2 | 12 | 0
CPower | SCE | February | 2 | 13 | 0
CPower | SCE | February | 2 | 14 | 0
CPower | SCE | February | 2 | 15 | 0
CPower | SCE | February | 2 | 16 | 0
CPower | SCE | February | 2 | 17 | 0.96935
CPower | SCE | February | 2 | 18 | 1.0054
CPower | SCE | February | 2 | 19 | 1
CPower | SCE | February | 2 | 20 | 0.98638
CPower | SCE | February | 2 | 21 | 0
CPower | SCE | February | 2 | 22 | 0
CPower | SCE | February | 2 | 23 | 0
CPower | SCE | February | 2 | 24 | 0
CPower | SCE | March | 3 | 1 | 0
CPower | SCE | March | 3 | 2 | 0
CPower | SCE | March | 3 | 3 | 0
CPower | SCE | March | 3 | 4 | 0
CPower | SCE | March | 3 | 5 | 0
CPower | SCE | March | 3 | 6 | 0
CPower | SCE | March | 3 | 7 | 0
CPower | SCE | March | 3 | 8 | 0
CPower | SCE | March | 3 | 9 | 0
CPower | SCE | March | 3 | 10 | 0
CPower | SCE | March | 3 | 11 | 0
CPower | SCE | March | 3 | 12 | 0
CPower | SCE | March | 3 | 13 | 0
CPower | SCE | March | 3 | 14 | 0
CPower | SCE | March | 3 | 15 | 0
CPower | SCE | March | 3 | 16 | 0
CPower | SCE | March | 3 | 17 | 0
CPower | SCE | March | 3 | 18 | 0.96582
CPower | SCE | March | 3 | 19 | 1
CPower | SCE | March | 3 | 20 | 1.008
CPower | SCE | March | 3 | 21 | 0.99127
CPower | SCE | March | 3 | 22 | 0
CPower | SCE | March | 3 | 23 | 0
CPower | SCE | March | 3 | 24 | 0
CPower | SCE | April | 4 | 1 | 0
CPower | SCE | April | 4 | 2 | 0
CPower | SCE | April | 4 | 3 | 0
CPower | SCE | April | 4 | 4 | 0
CPower | SCE | April | 4 | 5 | 0
CPower | SCE | April | 4 | 6 | 0
CPower | SCE | April | 4 | 7 | 0
CPower | SCE | April | 4 | 8 | 0
CPower | SCE | April | 4 | 9 | 0
CPower | SCE | April | 4 | 10 | 0
CPower | SCE | April | 4 | 11 | 0
CPower | SCE | April | 4 | 12 | 0
CPower | SCE | April | 4 | 13 | 0
CPower | SCE | April | 4 | 14 | 0
CPower | SCE | April | 4 | 15 | 0
CPower | SCE | April | 4 | 16 | 0
CPower | SCE | April | 4 | 17 | 0
CPower | SCE | April | 4 | 18 | 0.96362
CPower | SCE | April | 4 | 19 | 1
CPower | SCE | April | 4 | 20 | 1.0428
CPower | SCE | April | 4 | 21 | 0.96853
CPower | SCE | April | 4 | 22 | 0
CPower | SCE | April | 4 | 23 | 0
CPower | SCE | April | 4 | 24 | 0
CPower | SCE | May | 5 | 1 | 0
CPower | SCE | May | 5 | 2 | 0
CPower | SCE | May | 5 | 3 | 0
CPower | SCE | May | 5 | 4 | 0
CPower | SCE | May | 5 | 5 | 0
CPower | SCE | May | 5 | 6 | 0
CPower | SCE | May | 5 | 7 | 0
CPower | SCE | May | 5 | 8 | 0
CPower | SCE | May | 5 | 9 | 0
CPower | SCE | May | 5 | 10 | 0
CPower | SCE | May | 5 | 11 | 0
CPower | SCE | May | 5 | 12 | 0
CPower | SCE | May | 5 | 13 | 0
CPower | SCE | May | 5 | 14 | 0
CPower | SCE | May | 5 | 15 | 0
CPower | SCE | May | 5 | 16 | 0
CPower | SCE | May | 5 | 17 | 0
CPower | SCE | May | 5 | 18 | 1.0235
CPower | SCE | May | 5 | 19 | 1
CPower | SCE | May | 5 | 20 | 0.99377
CPower | SCE | May | 5 | 21 | 0.96293
CPower | SCE | May | 5 | 22 | 0.073288
CPower | SCE | May | 5 | 23 | 0
CPower | SCE | May | 5 | 24 | 0
CPower | SCE | June | 6 | 1 | 0
CPower | SCE | June | 6 | 2 | 0
CPower | SCE | June | 6 | 3 | 0
CPower | SCE | June | 6 | 4 | 0
CPower | SCE | June | 6 | 5 | 0
CPower | SCE | June | 6 | 6 | 0
CPower | SCE | June | 6 | 7 | 0
CPower | SCE | June | 6 | 8 | 0
CPower | SCE | June | 6 | 9 | 0
CPower | SCE | June | 6 | 10 | 0
CPower | SCE | June | 6 | 11 | 0
CPower | SCE | June | 6 | 12 | 0
CPower | SCE | June | 6 | 13 | 0
CPower | SCE | June | 6 | 14 | 0
CPower | SCE | June | 6 | 15 | 0
CPower | SCE | June | 6 | 16 | 0
CPower | SCE | June | 6 | 17 | 1.0919
CPower | SCE | June | 6 | 18 | 1
CPower | SCE | June | 6 | 19 | 1.0266
CPower | SCE | June | 6 | 20 | 0.97838
CPower | SCE | June | 6 | 21 | 0.1981
CPower | SCE | June | 6 | 22 | 0
CPower | SCE | June | 6 | 23 | 0
CPower | SCE | June | 6 | 24 | 0
CPower | SCE | July | 7 | 1 | 0
CPower | SCE | July | 7 | 2 | 0
CPower | SCE | July | 7 | 3 | 0
CPower | SCE | July | 7 | 4 | 0
CPower | SCE | July | 7 | 5 | 0
CPower | SCE | July | 7 | 6 | 0
CPower | SCE | July | 7 | 7 | 0
CPower | SCE | July | 7 | 8 | 0
CPower | SCE | July | 7 | 9 | 0
CPower | SCE | July | 7 | 10 | 0
CPower | SCE | July | 7 | 11 | 0
CPower | SCE | July | 7 | 12 | 0
CPower | SCE | July | 7 | 13 | 0
CPower | SCE | July | 7 | 14 | 0
CPower | SCE | July | 7 | 15 | 0
CPower | SCE | July | 7 | 16 | 0
CPower | SCE | July | 7 | 17 | 1
CPower | SCE | July | 7 | 18 | 0.89293
CPower | SCE | July | 7 | 19 | 0.93951
CPower | SCE | July | 7 | 20 | 0.79381
CPower | SCE | July | 7 | 21 | 0.167
CPower | SCE | July | 7 | 22 | 0
CPower | SCE | July | 7 | 23 | 0
CPower | SCE | July | 7 | 24 | 0
CPower | SCE | August | 8 | 1 | 0
CPower | SCE | August | 8 | 2 | 0
CPower | SCE | August | 8 | 3 | 0
CPower | SCE | August | 8 | 4 | 0
CPower | SCE | August | 8 | 5 | 0
CPower | SCE | August | 8 | 6 | 0
CPower | SCE | August | 8 | 7 | 0
CPower | SCE | August | 8 | 8 | 0
CPower | SCE | August | 8 | 9 | 0
CPower | SCE | August | 8 | 10 | 0
CPower | SCE | August | 8 | 11 | 0
CPower | SCE | August | 8 | 12 | 0
CPower | SCE | August | 8 | 13 | 0
CPower | SCE | August | 8 | 14 | 0
CPower | SCE | August | 8 | 15 | 0
CPower | SCE | August | 8 | 16 | 0
CPower | SCE | August | 8 | 17 | 1.2031
CPower | SCE | August | 8 | 18 | 1
CPower | SCE | August | 8 | 19 | 0.93558
CPower | SCE | August | 8 | 20 | 0.82897
CPower | SCE | August | 8 | 21 | 0.25316
CPower | SCE | August | 8 | 22 | 0
CPower | SCE | August | 8 | 23 | 0
CPower | SCE | August | 8 | 24 | 0
CPower | SCE | September | 9 | 1 | 0
CPower | SCE | September | 9 | 2 | 0
CPower | SCE | September | 9 | 3 | 0
CPower | SCE | September | 9 | 4 | 0
CPower | SCE | September | 9 | 5 | 0
CPower | SCE | September | 9 | 6 | 0
CPower | SCE | September | 9 | 7 | 0
CPower | SCE | September | 9 | 8 | 0
CPower | SCE | September | 9 | 9 | 0
CPower | SCE | September | 9 | 10 | 0
CPower | SCE | September | 9 | 11 | 0
CPower | SCE | September | 9 | 12 | 0
CPower | SCE | September | 9 | 13 | 0
CPower | SCE | September | 9 | 14 | 0
CPower | SCE | September | 9 | 15 | 0
CPower | SCE | September | 9 | 16 | 0
CPower | SCE | September | 9 | 17 | 1
CPower | SCE | September | 9 | 18 | 0.98952
CPower | SCE | September | 9 | 19 | 0.94859
CPower | SCE | September | 9 | 20 | 0.87597
CPower | SCE | September | 9 | 21 | 0.33042
CPower | SCE | September | 9 | 22 | 0
CPower | SCE | September | 9 | 23 | 0
CPower | SCE | September | 9 | 24 | 0
CPower | SCE | October | 10 | 1 | 0
CPower | SCE | October | 10 | 2 | 0
CPower | SCE | October | 10 | 3 | 0
CPower | SCE | October | 10 | 4 | 0
CPower | SCE | October | 10 | 5 | 0
CPower | SCE | October | 10 | 6 | 0
CPower | SCE | October | 10 | 7 | 0
CPower | SCE | October | 10 | 8 | 0
CPower | SCE | October | 10 | 9 | 0
CPower | SCE | October | 10 | 10 | 0
CPower | SCE | October | 10 | 11 | 0
CPower | SCE | October | 10 | 12 | 0
CPower | SCE | October | 10 | 13 | 0
CPower | SCE | October | 10 | 14 | 0
CPower | SCE | October | 10 | 15 | 0
CPower | SCE | October | 10 | 16 | 0
CPower | SCE | October | 10 | 17 | 1.1025
CPower | SCE | October | 10 | 18 | 1
CPower | SCE | October | 10 | 19 | 0.89198
CPower | SCE | October | 10 | 20 | 0.83995
CPower | SCE | October | 10 | 21 | 0.13582
CPower | SCE | October | 10 | 22 | 0
CPower | SCE | October | 10 | 23 | 0
CPower | SCE | October | 10 | 24 | 0
CPower | SCE | November | 11 | 1 | 0
CPower | SCE | November | 11 | 2 | 0
CPower | SCE | November | 11 | 3 | 0
CPower | SCE | November | 11 | 4 | 0
CPower | SCE | November | 11 | 5 | 0
CPower | SCE | November | 11 | 6 | 0
CPower | SCE | November | 11 | 7 | 0
CPower | SCE | November | 11 | 8 | 0
CPower | SCE | November | 11 | 9 | 0
CPower | SCE | November | 11 | 10 | 0
CPower | SCE | November | 11 | 11 | 0
CPower | SCE | November | 11 | 12 | 0
CPower | SCE | November | 11 | 13 | 0
CPower | SCE | November | 11 | 14 | 0
CPower | SCE | November | 11 | 15 | 0
CPower | SCE | November | 11 | 16 | 0
CPower | SCE | November | 11 | 17 | 0.91155
CPower | SCE | November | 11 | 18 | 1
CPower | SCE | November | 11 | 19 | 0.97571
CPower | SCE | November | 11 | 20 | 0.97159
CPower | SCE | November | 11 | 21 | 0
CPower | SCE | November | 11 | 22 | 0
CPower | SCE | November | 11 | 23 | 0
CPower | SCE | November | 11 | 24 | 0
CPower | SCE | December | 12 | 1 | 0
CPower | SCE | December | 12 | 2 | 0
CPower | SCE | December | 12 | 3 | 0
CPower | SCE | December | 12 | 4 | 0
CPower | SCE | December | 12 | 5 | 0
CPower | SCE | December | 12 | 6 | 0
CPower | SCE | December | 12 | 7 | 0
CPower | SCE | December | 12 | 8 | 0
CPower | SCE | December | 12 | 9 | 0
CPower | SCE | December | 12 | 10 | 0
CPower | SCE | December | 12 | 11 | 0
CPower | SCE | December | 12 | 12 | 0
CPower | SCE | December | 12 | 13 | 0
CPower | SCE | December | 12 | 14 | 0
CPower | SCE | December | 12 | 15 | 0
CPower | SCE | December | 12 | 16 | 0
CPower | SCE | December | 12 | 17 | 0.88405
CPower | SCE | December | 12 | 18 | 1
CPower | SCE | December | 12 | 19 | 0.97252
CPower | SCE | December | 12 | 20 | 0.96984
CPower | SCE | December | 12 | 21 | 0
CPower | SCE | December | 12 | 22 | 0
CPower | SCE | December | 12 | 23 | 0
CPower | SCE | December | 12 | 24 | 0
CPower | SDGE | January | 1 | 1 | 0
CPower | SDGE | January | 1 | 2 | 0
CPower | SDGE | January | 1 | 3 | 0
CPower | SDGE | January | 1 | 4 | 0
CPower | SDGE | January | 1 | 5 | 0
CPower | SDGE | January | 1 | 6 | 0
CPower | SDGE | January | 1 | 7 | 0
CPower | SDGE | January | 1 | 8 | 0
CPower | SDGE | January | 1 | 9 | 0
CPower | SDGE | January | 1 | 10 | 0
CPower | SDGE | January | 1 | 11 | 0
CPower | SDGE | January | 1 | 12 | 0
CPower | SDGE | January | 1 | 13 | 0
CPower | SDGE | January | 1 | 14 | 0
CPower | SDGE | January | 1 | 15 | 0
CPower | SDGE | January | 1 | 16 | 0
CPower | SDGE | January | 1 | 17 | 0.97208
CPower | SDGE | January | 1 | 18 | 1
CPower | SDGE | January | 1 | 19 | 1
CPower | SDGE | January | 1 | 20 | 0.98953
CPower | SDGE | January | 1 | 21 | 0
CPower | SDGE | January | 1 | 22 | 0
CPower | SDGE | January | 1 | 23 | 0
CPower | SDGE | January | 1 | 24 | 0
CPower | SDGE | February | 2 | 1 | 0
CPower | SDGE | February | 2 | 2 | 0
CPower | SDGE | February | 2 | 3 | 0
CPower | SDGE | February | 2 | 4 | 0
CPower | SDGE | February | 2 | 5 | 0
CPower | SDGE | February | 2 | 6 | 0
CPower | SDGE | February | 2 | 7 | 0
CPower | SDGE | February | 2 | 8 | 0
CPower | SDGE | February | 2 | 9 | 0
CPower | SDGE | February | 2 | 10 | 0
CPower | SDGE | February | 2 | 11 | 0
CPower | SDGE | February | 2 | 12 | 0
CPower | SDGE | February | 2 | 13 | 0
CPower | SDGE | February | 2 | 14 | 0
CPower | SDGE | February | 2 | 15 | 0
CPower | SDGE | February | 2 | 16 | 0
CPower | SDGE | February | 2 | 17 | 0.9682
CPower | SDGE | February | 2 | 18 | 1.0053
CPower | SDGE | February | 2 | 19 | 1
CPower | SDGE | February | 2 | 20 | 0.98587
CPower | SDGE | February | 2 | 21 | 0
CPower | SDGE | February | 2 | 22 | 0
CPower | SDGE | February | 2 | 23 | 0
CPower | SDGE | February | 2 | 24 | 0
CPower | SDGE | March | 3 | 1 | 0
CPower | SDGE | March | 3 | 2 | 0
CPower | SDGE | March | 3 | 3 | 0
CPower | SDGE | March | 3 | 4 | 0
CPower | SDGE | March | 3 | 5 | 0
CPower | SDGE | March | 3 | 6 | 0
CPower | SDGE | March | 3 | 7 | 0
CPower | SDGE | March | 3 | 8 | 0
CPower | SDGE | March | 3 | 9 | 0
CPower | SDGE | March | 3 | 10 | 0
CPower | SDGE | March | 3 | 11 | 0
CPower | SDGE | March | 3 | 12 | 0
CPower | SDGE | March | 3 | 13 | 0
CPower | SDGE | March | 3 | 14 | 0
CPower | SDGE | March | 3 | 15 | 0
CPower | SDGE | March | 3 | 16 | 0
CPower | SDGE | March | 3 | 17 | 0
CPower | SDGE | March | 3 | 18 | 0.96491
CPower | SDGE | March | 3 | 19 | 1
CPower | SDGE | March | 3 | 20 | 1.0058
CPower | SDGE | March | 3 | 21 | 0.99025
CPower | SDGE | March | 3 | 22 | 0
CPower | SDGE | March | 3 | 23 | 0
CPower | SDGE | March | 3 | 24 | 0
CPower | SDGE | April | 4 | 1 | 0
CPower | SDGE | April | 4 | 2 | 0
CPower | SDGE | April | 4 | 3 | 0
CPower | SDGE | April | 4 | 4 | 0
CPower | SDGE | April | 4 | 5 | 0
CPower | SDGE | April | 4 | 6 | 0
CPower | SDGE | April | 4 | 7 | 0
CPower | SDGE | April | 4 | 8 | 0
CPower | SDGE | April | 4 | 9 | 0
CPower | SDGE | April | 4 | 10 | 0
CPower | SDGE | April | 4 | 11 | 0
CPower | SDGE | April | 4 | 12 | 0
CPower | SDGE | April | 4 | 13 | 0
CPower | SDGE | April | 4 | 14 | 0
CPower | SDGE | April | 4 | 15 | 0
CPower | SDGE | April | 4 | 16 | 0
CPower | SDGE | April | 4 | 17 | 0
CPower | SDGE | April | 4 | 18 | 0.96424
CPower | SDGE | April | 4 | 19 | 1
CPower | SDGE | April | 4 | 20 | 1.0434
CPower | SDGE | April | 4 | 21 | 0.96935
CPower | SDGE | April | 4 | 22 | 0
CPower | SDGE | April | 4 | 23 | 0
CPower | SDGE | April | 4 | 24 | 0
CPower | SDGE | May | 5 | 1 | 0
CPower | SDGE | May | 5 | 2 | 0
CPower | SDGE | May | 5 | 3 | 0
CPower | SDGE | May | 5 | 4 | 0
CPower | SDGE | May | 5 | 5 | 0
CPower | SDGE | May | 5 | 6 | 0
CPower | SDGE | May | 5 | 7 | 0
CPower | SDGE | May | 5 | 8 | 0
CPower | SDGE | May | 5 | 9 | 0
CPower | SDGE | May | 5 | 10 | 0
CPower | SDGE | May | 5 | 11 | 0
CPower | SDGE | May | 5 | 12 | 0
CPower | SDGE | May | 5 | 13 | 0
CPower | SDGE | May | 5 | 14 | 0
CPower | SDGE | May | 5 | 15 | 0
CPower | SDGE | May | 5 | 16 | 0
CPower | SDGE | May | 5 | 17 | 0
CPower | SDGE | May | 5 | 18 | 0.93405
CPower | SDGE | May | 5 | 19 | 1
CPower | SDGE | May | 5 | 20 | 0.96626
CPower | SDGE | May | 5 | 21 | 0.95245
CPower | SDGE | May | 5 | 22 | 0
CPower | SDGE | May | 5 | 23 | 0
CPower | SDGE | May | 5 | 24 | 0
CPower | SDGE | June | 6 | 1 | 0
CPower | SDGE | June | 6 | 2 | 0
CPower | SDGE | June | 6 | 3 | 0
CPower | SDGE | June | 6 | 4 | 0
CPower | SDGE | June | 6 | 5 | 0
CPower | SDGE | June | 6 | 6 | 0
CPower | SDGE | June | 6 | 7 | 0
CPower | SDGE | June | 6 | 8 | 0
CPower | SDGE | June | 6 | 9 | 0
CPower | SDGE | June | 6 | 10 | 0
CPower | SDGE | June | 6 | 11 | 0
CPower | SDGE | June | 6 | 12 | 0
CPower | SDGE | June | 6 | 13 | 0
CPower | SDGE | June | 6 | 14 | 0
CPower | SDGE | June | 6 | 15 | 0
CPower | SDGE | June | 6 | 16 | 0
CPower | SDGE | June | 6 | 17 | 0.94612
CPower | SDGE | June | 6 | 18 | 1
CPower | SDGE | June | 6 | 19 | 1.0197
CPower | SDGE | June | 6 | 20 | 0.97503
CPower | SDGE | June | 6 | 21 | 0.0039422
CPower | SDGE | June | 6 | 22 | 0
CPower | SDGE | June | 6 | 23 | 0
CPower | SDGE | June | 6 | 24 | 0
CPower | SDGE | July | 7 | 1 | 0
CPower | SDGE | July | 7 | 2 | 0
CPower | SDGE | July | 7 | 3 | 0
CPower | SDGE | July | 7 | 4 | 0
CPower | SDGE | July | 7 | 5 | 0
CPower | SDGE | July | 7 | 6 | 0
CPower | SDGE | July | 7 | 7 | 0
CPower | SDGE | July | 7 | 8 | 0
CPower | SDGE | July | 7 | 9 | 0
CPower | SDGE | July | 7 | 10 | 0
CPower | SDGE | July | 7 | 11 | 0
CPower | SDGE | July | 7 | 12 | 0
CPower | SDGE | July | 7 | 13 | 0
CPower | SDGE | July | 7 | 14 | 0
CPower | SDGE | July | 7 | 15 | 0
CPower | SDGE | July | 7 | 16 | 0
CPower | SDGE | July | 7 | 17 | 1
CPower | SDGE | July | 7 | 18 | 0.89703
CPower | SDGE | July | 7 | 19 | 0.91651
CPower | SDGE | July | 7 | 20 | 0.78571
CPower | SDGE | July | 7 | 21 | 0.13636
CPower | SDGE | July | 7 | 22 | 0
CPower | SDGE | July | 7 | 23 | 0
CPower | SDGE | July | 7 | 24 | 0
CPower | SDGE | August | 8 | 1 | 0
CPower | SDGE | August | 8 | 2 | 0
CPower | SDGE | August | 8 | 3 | 0
CPower | SDGE | August | 8 | 4 | 0
CPower | SDGE | August | 8 | 5 | 0
CPower | SDGE | August | 8 | 6 | 0
CPower | SDGE | August | 8 | 7 | 0
CPower | SDGE | August | 8 | 8 | 0
CPower | SDGE | August | 8 | 9 | 0
CPower | SDGE | August | 8 | 10 | 0
CPower | SDGE | August | 8 | 11 | 0
CPower | SDGE | August | 8 | 12 | 0
CPower | SDGE | August | 8 | 13 | 0
CPower | SDGE | August | 8 | 14 | 0
CPower | SDGE | August | 8 | 15 | 0
CPower | SDGE | August | 8 | 16 | 0
CPower | SDGE | August | 8 | 17 | 1.1759
CPower | SDGE | August | 8 | 18 | 1
CPower | SDGE | August | 8 | 19 | 0.92756
CPower | SDGE | August | 8 | 20 | 0.83161
CPower | SDGE | August | 8 | 21 | 0.18532
CPower | SDGE | August | 8 | 22 | 0
CPower | SDGE | August | 8 | 23 | 0
CPower | SDGE | August | 8 | 24 | 0
CPower | SDGE | September | 9 | 1 | 0
CPower | SDGE | September | 9 | 2 | 0
CPower | SDGE | September | 9 | 3 | 0
CPower | SDGE | September | 9 | 4 | 0
CPower | SDGE | September | 9 | 5 | 0
CPower | SDGE | September | 9 | 6 | 0
CPower | SDGE | September | 9 | 7 | 0
CPower | SDGE | September | 9 | 8 | 0
CPower | SDGE | September | 9 | 9 | 0
CPower | SDGE | September | 9 | 10 | 0
CPower | SDGE | September | 9 | 11 | 0
CPower | SDGE | September | 9 | 12 | 0
CPower | SDGE | September | 9 | 13 | 0
CPower | SDGE | September | 9 | 14 | 0
CPower | SDGE | September | 9 | 15 | 0
CPower | SDGE | September | 9 | 16 | 0
CPower | SDGE | September | 9 | 17 | 1
CPower | SDGE | September | 9 | 18 | 0.94787
CPower | SDGE | September | 9 | 19 | 0.87489
CPower | SDGE | September | 9 | 20 | 0.81494
CPower | SDGE | September | 9 | 21 | 0.14335
CPower | SDGE | September | 9 | 22 | 0
CPower | SDGE | September | 9 | 23 | 0
CPower | SDGE | September | 9 | 24 | 0
CPower | SDGE | October | 10 | 1 | 0
CPower | SDGE | October | 10 | 2 | 0
CPower | SDGE | October | 10 | 3 | 0
CPower | SDGE | October | 10 | 4 | 0
CPower | SDGE | October | 10 | 5 | 0
CPower | SDGE | October | 10 | 6 | 0
CPower | SDGE | October | 10 | 7 | 0
CPower | SDGE | October | 10 | 8 | 0
CPower | SDGE | October | 10 | 9 | 0
CPower | SDGE | October | 10 | 10 | 0
CPower | SDGE | October | 10 | 11 | 0
CPower | SDGE | October | 10 | 12 | 0
CPower | SDGE | October | 10 | 13 | 0
CPower | SDGE | October | 10 | 14 | 0
CPower | SDGE | October | 10 | 15 | 0
CPower | SDGE | October | 10 | 16 | 0
CPower | SDGE | October | 10 | 17 | 1.0959
CPower | SDGE | October | 10 | 18 | 1
CPower | SDGE | October | 10 | 19 | 0.8866
CPower | SDGE | October | 10 | 20 | 0.82887
CPower | SDGE | October | 10 | 21 | 0.073196
CPower | SDGE | October | 10 | 22 | 0
CPower | SDGE | October | 10 | 23 | 0
CPower | SDGE | October | 10 | 24 | 0
CPower | SDGE | November | 11 | 1 | 0
CPower | SDGE | November | 11 | 2 | 0
CPower | SDGE | November | 11 | 3 | 0
CPower | SDGE | November | 11 | 4 | 0
CPower | SDGE | November | 11 | 5 | 0
CPower | SDGE | November | 11 | 6 | 0
CPower | SDGE | November | 11 | 7 | 0
CPower | SDGE | November | 11 | 8 | 0
CPower | SDGE | November | 11 | 9 | 0
CPower | SDGE | November | 11 | 10 | 0
CPower | SDGE | November | 11 | 11 | 0
CPower | SDGE | November | 11 | 12 | 0
CPower | SDGE | November | 11 | 13 | 0
CPower | SDGE | November | 11 | 14 | 0
CPower | SDGE | November | 11 | 15 | 0
CPower | SDGE | November | 11 | 16 | 0
CPower | SDGE | November | 11 | 17 | 0.91152
CPower | SDGE | November | 11 | 18 | 1
CPower | SDGE | November | 11 | 19 | 0.97612
CPower | SDGE | November | 11 | 20 | 0.97191
CPower | SDGE | November | 11 | 21 | 0
CPower | SDGE | November | 11 | 22 | 0
CPower | SDGE | November | 11 | 23 | 0
CPower | SDGE | November | 11 | 24 | 0
CPower | SDGE | December | 12 | 1 | 0
CPower | SDGE | December | 12 | 2 | 0
CPower | SDGE | December | 12 | 3 | 0
CPower | SDGE | December | 12 | 4 | 0
CPower | SDGE | December | 12 | 5 | 0
CPower | SDGE | December | 12 | 6 | 0
CPower | SDGE | December | 12 | 7 | 0
CPower | SDGE | December | 12 | 8 | 0
CPower | SDGE | December | 12 | 9 | 0
CPower | SDGE | December | 12 | 10 | 0
CPower | SDGE | December | 12 | 11 | 0
CPower | SDGE | December | 12 | 12 | 0
CPower | SDGE | December | 12 | 13 | 0
CPower | SDGE | December | 12 | 14 | 0
CPower | SDGE | December | 12 | 15 | 0
CPower | SDGE | December | 12 | 16 | 0
CPower | SDGE | December | 12 | 17 | 0.8843
CPower | SDGE | December | 12 | 18 | 1
CPower | SDGE | December | 12 | 19 | 0.97107
CPower | SDGE | December | 12 | 20 | 0.96901
CPower | SDGE | December | 12 | 21 | 0
CPower | SDGE | December | 12 | 22 | 0
CPower | SDGE | December | 12 | 23 | 0
CPower | SDGE | December | 12 | 24 | 0
Voltus | SCE | January | 1 | 1 | 0
Voltus | SCE | January | 1 | 2 | 0
Voltus | SCE | January | 1 | 3 | 0
Voltus | SCE | January | 1 | 4 | 0
Voltus | SCE | January | 1 | 5 | 0
Voltus | SCE | January | 1 | 6 | 0
Voltus | SCE | January | 1 | 7 | 0
Voltus | SCE | January | 1 | 8 | 0
Voltus | SCE | January | 1 | 9 | 0
Voltus | SCE | January | 1 | 10 | 0
Voltus | SCE | January | 1 | 11 | 0
Voltus | SCE | January | 1 | 12 | 0
Voltus | SCE | January | 1 | 13 | 0
Voltus | SCE | January | 1 | 14 | 0
Voltus | SCE | January | 1 | 15 | 0
Voltus | SCE | January | 1 | 16 | 0
Voltus | SCE | January | 1 | 17 | 1.4143
Voltus | SCE | January | 1 | 18 | 1.1416
Voltus | SCE | January | 1 | 19 | 1
Voltus | SCE | January | 1 | 20 | 0.75571
Voltus | SCE | January | 1 | 21 | 0
Voltus | SCE | January | 1 | 22 | 0
Voltus | SCE | January | 1 | 23 | 0
Voltus | SCE | January | 1 | 24 | 0
Voltus | SCE | February | 2 | 1 | 0
Voltus | SCE | February | 2 | 2 | 0
Voltus | SCE | February | 2 | 3 | 0
Voltus | SCE | February | 2 | 4 | 0
Voltus | SCE | February | 2 | 5 | 0
Voltus | SCE | February | 2 | 6 | 0
Voltus | SCE | February | 2 | 7 | 0
Voltus | SCE | February | 2 | 8 | 0
Voltus | SCE | February | 2 | 9 | 0
Voltus | SCE | February | 2 | 10 | 0
Voltus | SCE | February | 2 | 11 | 0
Voltus | SCE | February | 2 | 12 | 0
Voltus | SCE | February | 2 | 13 | 0
Voltus | SCE | February | 2 | 14 | 0
Voltus | SCE | February | 2 | 15 | 0
Voltus | SCE | February | 2 | 16 | 0
Voltus | SCE | February | 2 | 17 | 1.417
Voltus | SCE | February | 2 | 18 | 1.1501
Voltus | SCE | February | 2 | 19 | 1
Voltus | SCE | February | 2 | 20 | 0.75873
Voltus | SCE | February | 2 | 21 | 0
Voltus | SCE | February | 2 | 22 | 0
Voltus | SCE | February | 2 | 23 | 0
Voltus | SCE | February | 2 | 24 | 0
Voltus | SCE | March | 3 | 1 | 0
Voltus | SCE | March | 3 | 2 | 0
Voltus | SCE | March | 3 | 3 | 0
Voltus | SCE | March | 3 | 4 | 0
Voltus | SCE | March | 3 | 5 | 0
Voltus | SCE | March | 3 | 6 | 0
Voltus | SCE | March | 3 | 7 | 0
Voltus | SCE | March | 3 | 8 | 0
Voltus | SCE | March | 3 | 9 | 0
Voltus | SCE | March | 3 | 10 | 0
Voltus | SCE | March | 3 | 11 | 0
Voltus | SCE | March | 3 | 12 | 0
Voltus | SCE | March | 3 | 13 | 0
Voltus | SCE | March | 3 | 14 | 0
Voltus | SCE | March | 3 | 15 | 0
Voltus | SCE | March | 3 | 16 | 0
Voltus | SCE | March | 3 | 17 | 0
Voltus | SCE | March | 3 | 18 | 1.366
Voltus | SCE | March | 3 | 19 | 1
Voltus | SCE | March | 3 | 20 | 0.96517
Voltus | SCE | March | 3 | 21 | 1.6658
Voltus | SCE | March | 3 | 22 | 0
Voltus | SCE | March | 3 | 23 | 0
Voltus | SCE | March | 3 | 24 | 0
Voltus | SCE | April | 4 | 1 | 0
Voltus | SCE | April | 4 | 2 | 0
Voltus | SCE | April | 4 | 3 | 0
Voltus | SCE | April | 4 | 4 | 0
Voltus | SCE | April | 4 | 5 | 0
Voltus | SCE | April | 4 | 6 | 0
Voltus | SCE | April | 4 | 7 | 0
Voltus | SCE | April | 4 | 8 | 0
Voltus | SCE | April | 4 | 9 | 0
Voltus | SCE | April | 4 | 10 | 0
Voltus | SCE | April | 4 | 11 | 0
Voltus | SCE | April | 4 | 12 | 0
Voltus | SCE | April | 4 | 13 | 0
Voltus | SCE | April | 4 | 14 | 0
Voltus | SCE | April | 4 | 15 | 0
Voltus | SCE | April | 4 | 16 | 0
Voltus | SCE | April | 4 | 17 | 0
Voltus | SCE | April | 4 | 18 | 1.0294
Voltus | SCE | April | 4 | 19 | 1
Voltus | SCE | April | 4 | 20 | 0.99918
Voltus | SCE | April | 4 | 21 | 0.87481
Voltus | SCE | April | 4 | 22 | 0
Voltus | SCE | April | 4 | 23 | 0
Voltus | SCE | April | 4 | 24 | 0
Voltus | SCE | May | 5 | 1 | 0
Voltus | SCE | May | 5 | 2 | 0
Voltus | SCE | May | 5 | 3 | 0
Voltus | SCE | May | 5 | 4 | 0
Voltus | SCE | May | 5 | 5 | 0
Voltus | SCE | May | 5 | 6 | 0
Voltus | SCE | May | 5 | 7 | 0
Voltus | SCE | May | 5 | 8 | 0
Voltus | SCE | May | 5 | 9 | 0
Voltus | SCE | May | 5 | 10 | 0
Voltus | SCE | May | 5 | 11 | 0
Voltus | SCE | May | 5 | 12 | 0
Voltus | SCE | May | 5 | 13 | 0
Voltus | SCE | May | 5 | 14 | 0
Voltus | SCE | May | 5 | 15 | 0
Voltus | SCE | May | 5 | 16 | 0
Voltus | SCE | May | 5 | 17 | 0
Voltus | SCE | May | 5 | 18 | 0.97612
Voltus | SCE | May | 5 | 19 | 1
Voltus | SCE | May | 5 | 20 | 0.87493
Voltus | SCE | May | 5 | 21 | 0.9183
Voltus | SCE | May | 5 | 22 | 0
Voltus | SCE | May | 5 | 23 | 0
Voltus | SCE | May | 5 | 24 | 0
Voltus | SCE | June | 6 | 1 | 0
Voltus | SCE | June | 6 | 2 | 0
Voltus | SCE | June | 6 | 3 | 0
Voltus | SCE | June | 6 | 4 | 0
Voltus | SCE | June | 6 | 5 | 0
Voltus | SCE | June | 6 | 6 | 0
Voltus | SCE | June | 6 | 7 | 0
Voltus | SCE | June | 6 | 8 | 0
Voltus | SCE | June | 6 | 9 | 0
Voltus | SCE | June | 6 | 10 | 0
Voltus | SCE | June | 6 | 11 | 0
Voltus | SCE | June | 6 | 12 | 0
Voltus | SCE | June | 6 | 13 | 0
Voltus | SCE | June | 6 | 14 | 0
Voltus | SCE | June | 6 | 15 | 0
Voltus | SCE | June | 6 | 16 | 0
Voltus | SCE | June | 6 | 17 | 1.0003
Voltus | SCE | June | 6 | 18 | 1
Voltus | SCE | June | 6 | 19 | 1.019
Voltus | SCE | June | 6 | 20 | 0.91201
Voltus | SCE | June | 6 | 21 | 0
Voltus | SCE | June | 6 | 22 | 0
Voltus | SCE | June | 6 | 23 | 0
Voltus | SCE | June | 6 | 24 | 0
Voltus | SCE | July | 7 | 1 | 0
Voltus | SCE | July | 7 | 2 | 0
Voltus | SCE | July | 7 | 3 | 0
Voltus | SCE | July | 7 | 4 | 0
Voltus | SCE | July | 7 | 5 | 0
Voltus | SCE | July | 7 | 6 | 0
Voltus | SCE | July | 7 | 7 | 0
Voltus | SCE | July | 7 | 8 | 0
Voltus | SCE | July | 7 | 9 | 0
Voltus | SCE | July | 7 | 10 | 0
Voltus | SCE | July | 7 | 11 | 0
Voltus | SCE | July | 7 | 12 | 0
Voltus | SCE | July | 7 | 13 | 0
Voltus | SCE | July | 7 | 14 | 0
Voltus | SCE | July | 7 | 15 | 0
Voltus | SCE | July | 7 | 16 | 0
Voltus | SCE | July | 7 | 17 | 1
Voltus | SCE | July | 7 | 18 | 1.0423
Voltus | SCE | July | 7 | 19 | 1.0241
Voltus | SCE | July | 7 | 20 | 0.97221
Voltus | SCE | July | 7 | 21 | 0
Voltus | SCE | July | 7 | 22 | 0
Voltus | SCE | July | 7 | 23 | 0
Voltus | SCE | July | 7 | 24 | 0
Voltus | SCE | August | 8 | 1 | 0
Voltus | SCE | August | 8 | 2 | 0
Voltus | SCE | August | 8 | 3 | 0
Voltus | SCE | August | 8 | 4 | 0
Voltus | SCE | August | 8 | 5 | 0
Voltus | SCE | August | 8 | 6 | 0
Voltus | SCE | August | 8 | 7 | 0
Voltus | SCE | August | 8 | 8 | 0
Voltus | SCE | August | 8 | 9 | 0
Voltus | SCE | August | 8 | 10 | 0
Voltus | SCE | August | 8 | 11 | 0
Voltus | SCE | August | 8 | 12 | 0
Voltus | SCE | August | 8 | 13 | 0
Voltus | SCE | August | 8 | 14 | 0
Voltus | SCE | August | 8 | 15 | 0
Voltus | SCE | August | 8 | 16 | 0
Voltus | SCE | August | 8 | 17 | 0.95699
Voltus | SCE | August | 8 | 18 | 1
Voltus | SCE | August | 8 | 19 | 0.92379
Voltus | SCE | August | 8 | 20 | 0.86096
Voltus | SCE | August | 8 | 21 | 0
Voltus | SCE | August | 8 | 22 | 0
Voltus | SCE | August | 8 | 23 | 0
Voltus | SCE | August | 8 | 24 | 0
Voltus | SCE | September | 9 | 1 | 0
Voltus | SCE | September | 9 | 2 | 0
Voltus | SCE | September | 9 | 3 | 0
Voltus | SCE | September | 9 | 4 | 0
Voltus | SCE | September | 9 | 5 | 0
Voltus | SCE | September | 9 | 6 | 0
Voltus | SCE | September | 9 | 7 | 0
Voltus | SCE | September | 9 | 8 | 0
Voltus | SCE | September | 9 | 9 | 0
Voltus | SCE | September | 9 | 10 | 0
Voltus | SCE | September | 9 | 11 | 0
Voltus | SCE | September | 9 | 12 | 0
Voltus | SCE | September | 9 | 13 | 0
Voltus | SCE | September | 9 | 14 | 0
Voltus | SCE | September | 9 | 15 | 0
Voltus | SCE | September | 9 | 16 | 0
Voltus | SCE | September | 9 | 17 | 1
Voltus | SCE | September | 9 | 18 | 1.0402
Voltus | SCE | September | 9 | 19 | 1.0259
Voltus | SCE | September | 9 | 20 | 0.96798
Voltus | SCE | September | 9 | 21 | 0
Voltus | SCE | September | 9 | 22 | 0
Voltus | SCE | September | 9 | 23 | 0
Voltus | SCE | September | 9 | 24 | 0
Voltus | SCE | October | 10 | 1 | 0
Voltus | SCE | October | 10 | 2 | 0
Voltus | SCE | October | 10 | 3 | 0
Voltus | SCE | October | 10 | 4 | 0
Voltus | SCE | October | 10 | 5 | 0
Voltus | SCE | October | 10 | 6 | 0
Voltus | SCE | October | 10 | 7 | 0
Voltus | SCE | October | 10 | 8 | 0
Voltus | SCE | October | 10 | 9 | 0
Voltus | SCE | October | 10 | 10 | 0
Voltus | SCE | October | 10 | 11 | 0
Voltus | SCE | October | 10 | 12 | 0
Voltus | SCE | October | 10 | 13 | 0
Voltus | SCE | October | 10 | 14 | 0
Voltus | SCE | October | 10 | 15 | 0
Voltus | SCE | October | 10 | 16 | 0
Voltus | SCE | October | 10 | 17 | 0.97053
Voltus | SCE | October | 10 | 18 | 1
Voltus | SCE | October | 10 | 19 | 0.97528
Voltus | SCE | October | 10 | 20 | 0.91536
Voltus | SCE | October | 10 | 21 | 0
Voltus | SCE | October | 10 | 22 | 0
Voltus | SCE | October | 10 | 23 | 0
Voltus | SCE | October | 10 | 24 | 0
Voltus | SCE | November | 11 | 1 | 0
Voltus | SCE | November | 11 | 2 | 0
Voltus | SCE | November | 11 | 3 | 0
Voltus | SCE | November | 11 | 4 | 0
Voltus | SCE | November | 11 | 5 | 0
Voltus | SCE | November | 11 | 6 | 0
Voltus | SCE | November | 11 | 7 | 0
Voltus | SCE | November | 11 | 8 | 0
Voltus | SCE | November | 11 | 9 | 0
Voltus | SCE | November | 11 | 10 | 0
Voltus | SCE | November | 11 | 11 | 0
Voltus | SCE | November | 11 | 12 | 0
Voltus | SCE | November | 11 | 13 | 0
Voltus | SCE | November | 11 | 14 | 0
Voltus | SCE | November | 11 | 15 | 0
Voltus | SCE | November | 11 | 16 | 0
Voltus | SCE | November | 11 | 17 | 1.0235
Voltus | SCE | November | 11 | 18 | 1
Voltus | SCE | November | 11 | 19 | 0.7963
Voltus | SCE | November | 11 | 20 | 0.72973
Voltus | SCE | November | 11 | 21 | 0
Voltus | SCE | November | 11 | 22 | 0
Voltus | SCE | November | 11 | 23 | 0
Voltus | SCE | November | 11 | 24 | 0
Voltus | SCE | December | 12 | 1 | 0
Voltus | SCE | December | 12 | 2 | 0
Voltus | SCE | December | 12 | 3 | 0
Voltus | SCE | December | 12 | 4 | 0
Voltus | SCE | December | 12 | 5 | 0
Voltus | SCE | December | 12 | 6 | 0
Voltus | SCE | December | 12 | 7 | 0
Voltus | SCE | December | 12 | 8 | 0
Voltus | SCE | December | 12 | 9 | 0
Voltus | SCE | December | 12 | 10 | 0
Voltus | SCE | December | 12 | 11 | 0
Voltus | SCE | December | 12 | 12 | 0
Voltus | SCE | December | 12 | 13 | 0
Voltus | SCE | December | 12 | 14 | 0
Voltus | SCE | December | 12 | 15 | 0
Voltus | SCE | December | 12 | 16 | 0
Voltus | SCE | December | 12 | 17 | 1.0401
Voltus | SCE | December | 12 | 18 | 1
Voltus | SCE | December | 12 | 19 | 0.82182
Voltus | SCE | December | 12 | 20 | 0.71609
Voltus | SCE | December | 12 | 21 | 0
Voltus | SCE | December | 12 | 22 | 0
Voltus | SCE | December | 12 | 23 | 0
Voltus | SCE | December | 12 | 24 | 0
Demand Response | PGE | January | 1 | 1 | 0
Demand Response | PGE | January | 1 | 2 | 0
Demand Response | PGE | January | 1 | 3 | 0
Demand Response | PGE | January | 1 | 4 | 0
Demand Response | PGE | January | 1 | 5 | 0
Demand Response | PGE | January | 1 | 6 | 0
Demand Response | PGE | January | 1 | 7 | 0
Demand Response | PGE | January | 1 | 8 | 0
Demand Response | PGE | January | 1 | 9 | 0
Demand Response | PGE | January | 1 | 10 | 0
Demand Response | PGE | January | 1 | 11 | 0
Demand Response | PGE | January | 1 | 12 | 0
Demand Response | PGE | January | 1 | 13 | 0
Demand Response | PGE | January | 1 | 14 | 0
Demand Response | PGE | January | 1 | 15 | 0
Demand Response | PGE | January | 1 | 16 | 0
Demand Response | PGE | January | 1 | 17 | 1.1
Demand Response | PGE | January | 1 | 18 | 1.05
Demand Response | PGE | January | 1 | 19 | 1
Demand Response | PGE | January | 1 | 20 | 0.94
Demand Response | PGE | January | 1 | 21 | 0.49
Demand Response | PGE | January | 1 | 22 | 0
Demand Response | PGE | January | 1 | 23 | 0
Demand Response | PGE | January | 1 | 24 | 0
Demand Response | PGE | February | 2 | 1 | 0
Demand Response | PGE | February | 2 | 2 | 0
Demand Response | PGE | February | 2 | 3 | 0
Demand Response | PGE | February | 2 | 4 | 0
Demand Response | PGE | February | 2 | 5 | 0
Demand Response | PGE | February | 2 | 6 | 0
Demand Response | PGE | February | 2 | 7 | 0
Demand Response | PGE | February | 2 | 8 | 0
Demand Response | PGE | February | 2 | 9 | 0
Demand Response | PGE | February | 2 | 10 | 0
Demand Response | PGE | February | 2 | 11 | 0
Demand Response | PGE | February | 2 | 12 | 0
Demand Response | PGE | February | 2 | 13 | 0
Demand Response | PGE | February | 2 | 14 | 0
Demand Response | PGE | February | 2 | 15 | 0
Demand Response | PGE | February | 2 | 16 | 0
Demand Response | PGE | February | 2 | 17 | 1.12
Demand Response | PGE | February | 2 | 18 | 1.07
Demand Response | PGE | February | 2 | 19 | 1
Demand Response | PGE | February | 2 | 20 | 0.94
Demand Response | PGE | February | 2 | 21 | 0.51
Demand Response | PGE | February | 2 | 22 | 0
Demand Response | PGE | February | 2 | 23 | 0
Demand Response | PGE | February | 2 | 24 | 0
Demand Response | PGE | March | 3 | 1 | 0
Demand Response | PGE | March | 3 | 2 | 0
Demand Response | PGE | March | 3 | 3 | 0
Demand Response | PGE | March | 3 | 4 | 0
Demand Response | PGE | March | 3 | 5 | 0
Demand Response | PGE | March | 3 | 6 | 0
Demand Response | PGE | March | 3 | 7 | 0
Demand Response | PGE | March | 3 | 8 | 0
Demand Response | PGE | March | 3 | 9 | 0
Demand Response | PGE | March | 3 | 10 | 0
Demand Response | PGE | March | 3 | 11 | 0
Demand Response | PGE | March | 3 | 12 | 0
Demand Response | PGE | March | 3 | 13 | 0
Demand Response | PGE | March | 3 | 14 | 0
Demand Response | PGE | March | 3 | 15 | 0
Demand Response | PGE | March | 3 | 16 | 0
Demand Response | PGE | March | 3 | 17 | 0.12
Demand Response | PGE | March | 3 | 18 | 1.1
Demand Response | PGE | March | 3 | 19 | 1
Demand Response | PGE | March | 3 | 20 | 1
Demand Response | PGE | March | 3 | 21 | 1.15
Demand Response | PGE | March | 3 | 22 | 0.36
Demand Response | PGE | March | 3 | 23 | 0
Demand Response | PGE | March | 3 | 24 | 0
Demand Response | PGE | April | 4 | 1 | 0
Demand Response | PGE | April | 4 | 2 | 0
Demand Response | PGE | April | 4 | 3 | 0
Demand Response | PGE | April | 4 | 4 | 0
Demand Response | PGE | April | 4 | 5 | 0
Demand Response | PGE | April | 4 | 6 | 0
Demand Response | PGE | April | 4 | 7 | 0
Demand Response | PGE | April | 4 | 8 | 0
Demand Response | PGE | April | 4 | 9 | 0
Demand Response | PGE | April | 4 | 10 | 0
Demand Response | PGE | April | 4 | 11 | 0
Demand Response | PGE | April | 4 | 12 | 0
Demand Response | PGE | April | 4 | 13 | 0
Demand Response | PGE | April | 4 | 14 | 0
Demand Response | PGE | April | 4 | 15 | 0
Demand Response | PGE | April | 4 | 16 | 0
Demand Response | PGE | April | 4 | 17 | 0.1
Demand Response | PGE | April | 4 | 18 | 1.05
Demand Response | PGE | April | 4 | 19 | 1
Demand Response | PGE | April | 4 | 20 | 0.98
Demand Response | PGE | April | 4 | 21 | 0.95
Demand Response | PGE | April | 4 | 22 | 0.33
Demand Response | PGE | April | 4 | 23 | 0
Demand Response | PGE | April | 4 | 24 | 0
Demand Response | PGE | May | 5 | 1 | 0
Demand Response | PGE | May | 5 | 2 | 0
Demand Response | PGE | May | 5 | 3 | 0
Demand Response | PGE | May | 5 | 4 | 0
Demand Response | PGE | May | 5 | 5 | 0
Demand Response | PGE | May | 5 | 6 | 0
Demand Response | PGE | May | 5 | 7 | 0
Demand Response | PGE | May | 5 | 8 | 0
Demand Response | PGE | May | 5 | 9 | 0
Demand Response | PGE | May | 5 | 10 | 0
Demand Response | PGE | May | 5 | 11 | 0
Demand Response | PGE | May | 5 | 12 | 0
Demand Response | PGE | May | 5 | 13 | 0
Demand Response | PGE | May | 5 | 14 | 0
Demand Response | PGE | May | 5 | 15 | 0
Demand Response | PGE | May | 5 | 16 | 0
Demand Response | PGE | May | 5 | 17 | 0.07
Demand Response | PGE | May | 5 | 18 | 0.93
Demand Response | PGE | May | 5 | 19 | 1
Demand Response | PGE | May | 5 | 20 | 0.95
Demand Response | PGE | May | 5 | 21 | 0.89
Demand Response | PGE | May | 5 | 22 | 0.25
Demand Response | PGE | May | 5 | 23 | 0
Demand Response | PGE | May | 5 | 24 | 0
Demand Response | PGE | June | 6 | 1 | 0
Demand Response | PGE | June | 6 | 2 | 0
Demand Response | PGE | June | 6 | 3 | 0
Demand Response | PGE | June | 6 | 4 | 0
Demand Response | PGE | June | 6 | 5 | 0
Demand Response | PGE | June | 6 | 6 | 0
Demand Response | PGE | June | 6 | 7 | 0
Demand Response | PGE | June | 6 | 8 | 0
Demand Response | PGE | June | 6 | 9 | 0
Demand Response | PGE | June | 6 | 10 | 0
Demand Response | PGE | June | 6 | 11 | 0
Demand Response | PGE | June | 6 | 12 | 0
Demand Response | PGE | June | 6 | 13 | 0
Demand Response | PGE | June | 6 | 14 | 0
Demand Response | PGE | June | 6 | 15 | 0
Demand Response | PGE | June | 6 | 16 | 0
Demand Response | PGE | June | 6 | 17 | 1.05
Demand Response | PGE | June | 6 | 18 | 1
Demand Response | PGE | June | 6 | 19 | 1.08
Demand Response | PGE | June | 6 | 20 | 1
Demand Response | PGE | June | 6 | 21 | 0.51
Demand Response | PGE | June | 6 | 22 | 0
Demand Response | PGE | June | 6 | 23 | 0
Demand Response | PGE | June | 6 | 24 | 0
Demand Response | PGE | July | 7 | 1 | 0
Demand Response | PGE | July | 7 | 2 | 0
Demand Response | PGE | July | 7 | 3 | 0
Demand Response | PGE | July | 7 | 4 | 0
Demand Response | PGE | July | 7 | 5 | 0
Demand Response | PGE | July | 7 | 6 | 0
Demand Response | PGE | July | 7 | 7 | 0
Demand Response | PGE | July | 7 | 8 | 0
Demand Response | PGE | July | 7 | 9 | 0
Demand Response | PGE | July | 7 | 10 | 0
Demand Response | PGE | July | 7 | 11 | 0
Demand Response | PGE | July | 7 | 12 | 0
Demand Response | PGE | July | 7 | 13 | 0
Demand Response | PGE | July | 7 | 14 | 0
Demand Response | PGE | July | 7 | 15 | 0
Demand Response | PGE | July | 7 | 16 | 0
Demand Response | PGE | July | 7 | 17 | 1
Demand Response | PGE | July | 7 | 18 | 0.95
Demand Response | PGE | July | 7 | 19 | 1
Demand Response | PGE | July | 7 | 20 | 0.88
Demand Response | PGE | July | 7 | 21 | 0.53
Demand Response | PGE | July | 7 | 22 | 0
Demand Response | PGE | July | 7 | 23 | 0
Demand Response | PGE | July | 7 | 24 | 0
Demand Response | PGE | August | 8 | 1 | 0
Demand Response | PGE | August | 8 | 2 | 0
Demand Response | PGE | August | 8 | 3 | 0
Demand Response | PGE | August | 8 | 4 | 0
Demand Response | PGE | August | 8 | 5 | 0
Demand Response | PGE | August | 8 | 6 | 0
Demand Response | PGE | August | 8 | 7 | 0
Demand Response | PGE | August | 8 | 8 | 0
Demand Response | PGE | August | 8 | 9 | 0
Demand Response | PGE | August | 8 | 10 | 0
Demand Response | PGE | August | 8 | 11 | 0
Demand Response | PGE | August | 8 | 12 | 0
Demand Response | PGE | August | 8 | 13 | 0
Demand Response | PGE | August | 8 | 14 | 0
Demand Response | PGE | August | 8 | 15 | 0
Demand Response | PGE | August | 8 | 16 | 0
Demand Response | PGE | August | 8 | 17 | 1.1
Demand Response | PGE | August | 8 | 18 | 1
Demand Response | PGE | August | 8 | 19 | 0.99
Demand Response | PGE | August | 8 | 20 | 0.86
Demand Response | PGE | August | 8 | 21 | 0.52
Demand Response | PGE | August | 8 | 22 | 0
Demand Response | PGE | August | 8 | 23 | 0
Demand Response | PGE | August | 8 | 24 | 0
Demand Response | PGE | September | 9 | 1 | 0
Demand Response | PGE | September | 9 | 2 | 0
Demand Response | PGE | September | 9 | 3 | 0
Demand Response | PGE | September | 9 | 4 | 0
Demand Response | PGE | September | 9 | 5 | 0
Demand Response | PGE | September | 9 | 6 | 0
Demand Response | PGE | September | 9 | 7 | 0
Demand Response | PGE | September | 9 | 8 | 0
Demand Response | PGE | September | 9 | 9 | 0
Demand Response | PGE | September | 9 | 10 | 0
Demand Response | PGE | September | 9 | 11 | 0
Demand Response | PGE | September | 9 | 12 | 0
Demand Response | PGE | September | 9 | 13 | 0
Demand Response | PGE | September | 9 | 14 | 0
Demand Response | PGE | September | 9 | 15 | 0
Demand Response | PGE | September | 9 | 16 | 0
Demand Response | PGE | September | 9 | 17 | 1
Demand Response | PGE | September | 9 | 18 | 0.98
Demand Response | PGE | September | 9 | 19 | 1
Demand Response | PGE | September | 9 | 20 | 0.88
Demand Response | PGE | September | 9 | 21 | 0.56
Demand Response | PGE | September | 9 | 22 | 0
Demand Response | PGE | September | 9 | 23 | 0
Demand Response | PGE | September | 9 | 24 | 0
Demand Response | PGE | October | 10 | 1 | 0
Demand Response | PGE | October | 10 | 2 | 0
Demand Response | PGE | October | 10 | 3 | 0
Demand Response | PGE | October | 10 | 4 | 0
Demand Response | PGE | October | 10 | 5 | 0
Demand Response | PGE | October | 10 | 6 | 0
Demand Response | PGE | October | 10 | 7 | 0
Demand Response | PGE | October | 10 | 8 | 0
Demand Response | PGE | October | 10 | 9 | 0
Demand Response | PGE | October | 10 | 10 | 0
Demand Response | PGE | October | 10 | 11 | 0
Demand Response | PGE | October | 10 | 12 | 0
Demand Response | PGE | October | 10 | 13 | 0
Demand Response | PGE | October | 10 | 14 | 0
Demand Response | PGE | October | 10 | 15 | 0
Demand Response | PGE | October | 10 | 16 | 0
Demand Response | PGE | October | 10 | 17 | 1.08
Demand Response | PGE | October | 10 | 18 | 1
Demand Response | PGE | October | 10 | 19 | 1.01
Demand Response | PGE | October | 10 | 20 | 0.93
Demand Response | PGE | October | 10 | 21 | 0.55
Demand Response | PGE | October | 10 | 22 | 0
Demand Response | PGE | October | 10 | 23 | 0
Demand Response | PGE | October | 10 | 24 | 0
Demand Response | PGE | November | 11 | 1 | 0
Demand Response | PGE | November | 11 | 2 | 0
Demand Response | PGE | November | 11 | 3 | 0
Demand Response | PGE | November | 11 | 4 | 0
Demand Response | PGE | November | 11 | 5 | 0
Demand Response | PGE | November | 11 | 6 | 0
Demand Response | PGE | November | 11 | 7 | 0
Demand Response | PGE | November | 11 | 8 | 0
Demand Response | PGE | November | 11 | 9 | 0
Demand Response | PGE | November | 11 | 10 | 0
Demand Response | PGE | November | 11 | 11 | 0
Demand Response | PGE | November | 11 | 12 | 0
Demand Response | PGE | November | 11 | 13 | 0
Demand Response | PGE | November | 11 | 14 | 0
Demand Response | PGE | November | 11 | 15 | 0
Demand Response | PGE | November | 11 | 16 | 0
Demand Response | PGE | November | 11 | 17 | 1
Demand Response | PGE | November | 11 | 18 | 1
Demand Response | PGE | November | 11 | 19 | 0.91
Demand Response | PGE | November | 11 | 20 | 0.89
Demand Response | PGE | November | 11 | 21 | 0.43
Demand Response | PGE | November | 11 | 22 | 0
Demand Response | PGE | November | 11 | 23 | 0
Demand Response | PGE | November | 11 | 24 | 0
Demand Response | PGE | December | 12 | 1 | 0
Demand Response | PGE | December | 12 | 2 | 0
Demand Response | PGE | December | 12 | 3 | 0
Demand Response | PGE | December | 12 | 4 | 0
Demand Response | PGE | December | 12 | 5 | 0
Demand Response | PGE | December | 12 | 6 | 0
Demand Response | PGE | December | 12 | 7 | 0
Demand Response | PGE | December | 12 | 8 | 0
Demand Response | PGE | December | 12 | 9 | 0
Demand Response | PGE | December | 12 | 10 | 0
Demand Response | PGE | December | 12 | 11 | 0
Demand Response | PGE | December | 12 | 12 | 0
Demand Response | PGE | December | 12 | 13 | 0
Demand Response | PGE | December | 12 | 14 | 0
Demand Response | PGE | December | 12 | 15 | 0
Demand Response | PGE | December | 12 | 16 | 0
Demand Response | PGE | December | 12 | 17 | 0.97
Demand Response | PGE | December | 12 | 18 | 1
Demand Response | PGE | December | 12 | 19 | 0.94
Demand Response | PGE | December | 12 | 20 | 0.92
Demand Response | PGE | December | 12 | 21 | 0.48
Demand Response | PGE | December | 12 | 22 | 0
Demand Response | PGE | December | 12 | 23 | 0
Demand Response | PGE | December | 12 | 24 | 0
Demand Response | SCE | January | 1 | 1 | 0
Demand Response | SCE | January | 1 | 2 | 0
Demand Response | SCE | January | 1 | 3 | 0
Demand Response | SCE | January | 1 | 4 | 0
Demand Response | SCE | January | 1 | 5 | 0
Demand Response | SCE | January | 1 | 6 | 0
Demand Response | SCE | January | 1 | 7 | 0
Demand Response | SCE | January | 1 | 8 | 0
Demand Response | SCE | January | 1 | 9 | 0
Demand Response | SCE | January | 1 | 10 | 0
Demand Response | SCE | January | 1 | 11 | 0
Demand Response | SCE | January | 1 | 12 | 0
Demand Response | SCE | January | 1 | 13 | 0
Demand Response | SCE | January | 1 | 14 | 0
Demand Response | SCE | January | 1 | 15 | 0
Demand Response | SCE | January | 1 | 16 | 0
Demand Response | SCE | January | 1 | 17 | 1
Demand Response | SCE | January | 1 | 18 | 1.01
Demand Response | SCE | January | 1 | 19 | 1
Demand Response | SCE | January | 1 | 20 | 0.99
Demand Response | SCE | January | 1 | 21 | 0.54
Demand Response | SCE | January | 1 | 22 | 0.19
Demand Response | SCE | January | 1 | 23 | 0
Demand Response | SCE | January | 1 | 24 | 0
Demand Response | SCE | February | 2 | 1 | 0
Demand Response | SCE | February | 2 | 2 | 0
Demand Response | SCE | February | 2 | 3 | 0
Demand Response | SCE | February | 2 | 4 | 0
Demand Response | SCE | February | 2 | 5 | 0
Demand Response | SCE | February | 2 | 6 | 0
Demand Response | SCE | February | 2 | 7 | 0
Demand Response | SCE | February | 2 | 8 | 0
Demand Response | SCE | February | 2 | 9 | 0
Demand Response | SCE | February | 2 | 10 | 0
Demand Response | SCE | February | 2 | 11 | 0
Demand Response | SCE | February | 2 | 12 | 0
Demand Response | SCE | February | 2 | 13 | 0
Demand Response | SCE | February | 2 | 14 | 0
Demand Response | SCE | February | 2 | 15 | 0
Demand Response | SCE | February | 2 | 16 | 0
Demand Response | SCE | February | 2 | 17 | 1
Demand Response | SCE | February | 2 | 18 | 1.02
Demand Response | SCE | February | 2 | 19 | 1
Demand Response | SCE | February | 2 | 20 | 0.99
Demand Response | SCE | February | 2 | 21 | 0.49
Demand Response | SCE | February | 2 | 22 | 0.18
Demand Response | SCE | February | 2 | 23 | 0
Demand Response | SCE | February | 2 | 24 | 0
Demand Response | SCE | March | 3 | 1 | 0
Demand Response | SCE | March | 3 | 2 | 0
Demand Response | SCE | March | 3 | 3 | 0
Demand Response | SCE | March | 3 | 4 | 0
Demand Response | SCE | March | 3 | 5 | 0
Demand Response | SCE | March | 3 | 6 | 0
Demand Response | SCE | March | 3 | 7 | 0
Demand Response | SCE | March | 3 | 8 | 0
Demand Response | SCE | March | 3 | 9 | 0
Demand Response | SCE | March | 3 | 10 | 0
Demand Response | SCE | March | 3 | 11 | 0
Demand Response | SCE | March | 3 | 12 | 0
Demand Response | SCE | March | 3 | 13 | 0
Demand Response | SCE | March | 3 | 14 | 0
Demand Response | SCE | March | 3 | 15 | 0
Demand Response | SCE | March | 3 | 16 | 0
Demand Response | SCE | March | 3 | 17 | 0.29
Demand Response | SCE | March | 3 | 18 | 1
Demand Response | SCE | March | 3 | 19 | 1
Demand Response | SCE | March | 3 | 20 | 1
Demand Response | SCE | March | 3 | 21 | 0.99
Demand Response | SCE | March | 3 | 22 | 0.41
Demand Response | SCE | March | 3 | 23 | 0
Demand Response | SCE | March | 3 | 24 | 0
Demand Response | SCE | April | 4 | 1 | 0
Demand Response | SCE | April | 4 | 2 | 0
Demand Response | SCE | April | 4 | 3 | 0
Demand Response | SCE | April | 4 | 4 | 0
Demand Response | SCE | April | 4 | 5 | 0
Demand Response | SCE | April | 4 | 6 | 0
Demand Response | SCE | April | 4 | 7 | 0
Demand Response | SCE | April | 4 | 8 | 0
Demand Response | SCE | April | 4 | 9 | 0
Demand Response | SCE | April | 4 | 10 | 0
Demand Response | SCE | April | 4 | 11 | 0
Demand Response | SCE | April | 4 | 12 | 0
Demand Response | SCE | April | 4 | 13 | 0
Demand Response | SCE | April | 4 | 14 | 0
Demand Response | SCE | April | 4 | 15 | 0
Demand Response | SCE | April | 4 | 16 | 0
Demand Response | SCE | April | 4 | 17 | 0.27
Demand Response | SCE | April | 4 | 18 | 1.02
Demand Response | SCE | April | 4 | 19 | 1
Demand Response | SCE | April | 4 | 20 | 1
Demand Response | SCE | April | 4 | 21 | 0.96
Demand Response | SCE | April | 4 | 22 | 0.41
Demand Response | SCE | April | 4 | 23 | 0
Demand Response | SCE | April | 4 | 24 | 0
Demand Response | SCE | May | 5 | 1 | 0
Demand Response | SCE | May | 5 | 2 | 0
Demand Response | SCE | May | 5 | 3 | 0
Demand Response | SCE | May | 5 | 4 | 0
Demand Response | SCE | May | 5 | 5 | 0
Demand Response | SCE | May | 5 | 6 | 0
Demand Response | SCE | May | 5 | 7 | 0
Demand Response | SCE | May | 5 | 8 | 0
Demand Response | SCE | May | 5 | 9 | 0
Demand Response | SCE | May | 5 | 10 | 0
Demand Response | SCE | May | 5 | 11 | 0
Demand Response | SCE | May | 5 | 12 | 0
Demand Response | SCE | May | 5 | 13 | 0
Demand Response | SCE | May | 5 | 14 | 0
Demand Response | SCE | May | 5 | 15 | 0
Demand Response | SCE | May | 5 | 16 | 0
Demand Response | SCE | May | 5 | 17 | 0.19
Demand Response | SCE | May | 5 | 18 | 0.97
Demand Response | SCE | May | 5 | 19 | 1
Demand Response | SCE | May | 5 | 20 | 0.98
Demand Response | SCE | May | 5 | 21 | 0.92
Demand Response | SCE | May | 5 | 22 | 0.36
Demand Response | SCE | May | 5 | 23 | 0
Demand Response | SCE | May | 5 | 24 | 0
Demand Response | SCE | June | 6 | 1 | 0
Demand Response | SCE | June | 6 | 2 | 0
Demand Response | SCE | June | 6 | 3 | 0
Demand Response | SCE | June | 6 | 4 | 0
Demand Response | SCE | June | 6 | 5 | 0
Demand Response | SCE | June | 6 | 6 | 0
Demand Response | SCE | June | 6 | 7 | 0
Demand Response | SCE | June | 6 | 8 | 0
Demand Response | SCE | June | 6 | 9 | 0
Demand Response | SCE | June | 6 | 10 | 0
Demand Response | SCE | June | 6 | 11 | 0
Demand Response | SCE | June | 6 | 12 | 0
Demand Response | SCE | June | 6 | 13 | 0
Demand Response | SCE | June | 6 | 14 | 0
Demand Response | SCE | June | 6 | 15 | 0
Demand Response | SCE | June | 6 | 16 | 0
Demand Response | SCE | June | 6 | 17 | 1.07
Demand Response | SCE | June | 6 | 18 | 1
Demand Response | SCE | June | 6 | 19 | 1.06
Demand Response | SCE | June | 6 | 20 | 1
Demand Response | SCE | June | 6 | 21 | 0.51
Demand Response | SCE | June | 6 | 22 | 0.21
Demand Response | SCE | June | 6 | 23 | 0
Demand Response | SCE | June | 6 | 24 | 0
Demand Response | SCE | July | 7 | 1 | 0
Demand Response | SCE | July | 7 | 2 | 0
Demand Response | SCE | July | 7 | 3 | 0
Demand Response | SCE | July | 7 | 4 | 0
Demand Response | SCE | July | 7 | 5 | 0
Demand Response | SCE | July | 7 | 6 | 0
Demand Response | SCE | July | 7 | 7 | 0
Demand Response | SCE | July | 7 | 8 | 0
Demand Response | SCE | July | 7 | 9 | 0
Demand Response | SCE | July | 7 | 10 | 0
Demand Response | SCE | July | 7 | 11 | 0
Demand Response | SCE | July | 7 | 12 | 0
Demand Response | SCE | July | 7 | 13 | 0
Demand Response | SCE | July | 7 | 14 | 0
Demand Response | SCE | July | 7 | 15 | 0
Demand Response | SCE | July | 7 | 16 | 0
Demand Response | SCE | July | 7 | 17 | 1
Demand Response | SCE | July | 7 | 18 | 0.92
Demand Response | SCE | July | 7 | 19 | 0.98
Demand Response | SCE | July | 7 | 20 | 0.85
Demand Response | SCE | July | 7 | 21 | 0.55
Demand Response | SCE | July | 7 | 22 | 0.34
Demand Response | SCE | July | 7 | 23 | 0
Demand Response | SCE | July | 7 | 24 | 0
Demand Response | SCE | August | 8 | 1 | 0
Demand Response | SCE | August | 8 | 2 | 0
Demand Response | SCE | August | 8 | 3 | 0
Demand Response | SCE | August | 8 | 4 | 0
Demand Response | SCE | August | 8 | 5 | 0
Demand Response | SCE | August | 8 | 6 | 0
Demand Response | SCE | August | 8 | 7 | 0
Demand Response | SCE | August | 8 | 8 | 0
Demand Response | SCE | August | 8 | 9 | 0
Demand Response | SCE | August | 8 | 10 | 0
Demand Response | SCE | August | 8 | 11 | 0
Demand Response | SCE | August | 8 | 12 | 0
Demand Response | SCE | August | 8 | 13 | 0
Demand Response | SCE | August | 8 | 14 | 0
Demand Response | SCE | August | 8 | 15 | 0
Demand Response | SCE | August | 8 | 16 | 0
Demand Response | SCE | August | 8 | 17 | 1.13
Demand Response | SCE | August | 8 | 18 | 1
Demand Response | SCE | August | 8 | 19 | 0.99
Demand Response | SCE | August | 8 | 20 | 0.87
Demand Response | SCE | August | 8 | 21 | 0.59
Demand Response | SCE | August | 8 | 22 | 0.36
Demand Response | SCE | August | 8 | 23 | 0
Demand Response | SCE | August | 8 | 24 | 0
Demand Response | SCE | September | 9 | 1 | 0
Demand Response | SCE | September | 9 | 2 | 0
Demand Response | SCE | September | 9 | 3 | 0
Demand Response | SCE | September | 9 | 4 | 0
Demand Response | SCE | September | 9 | 5 | 0
Demand Response | SCE | September | 9 | 6 | 0
Demand Response | SCE | September | 9 | 7 | 0
Demand Response | SCE | September | 9 | 8 | 0
Demand Response | SCE | September | 9 | 9 | 0
Demand Response | SCE | September | 9 | 10 | 0
Demand Response | SCE | September | 9 | 11 | 0
Demand Response | SCE | September | 9 | 12 | 0
Demand Response | SCE | September | 9 | 13 | 0
Demand Response | SCE | September | 9 | 14 | 0
Demand Response | SCE | September | 9 | 15 | 0
Demand Response | SCE | September | 9 | 16 | 0
Demand Response | SCE | September | 9 | 17 | 1
Demand Response | SCE | September | 9 | 18 | 0.97
Demand Response | SCE | September | 9 | 19 | 0.98
Demand Response | SCE | September | 9 | 20 | 0.87
Demand Response | SCE | September | 9 | 21 | 0.58
Demand Response | SCE | September | 9 | 22 | 0.33
Demand Response | SCE | September | 9 | 23 | 0
Demand Response | SCE | September | 9 | 24 | 0
Demand Response | SCE | October | 10 | 1 | 0
Demand Response | SCE | October | 10 | 2 | 0
Demand Response | SCE | October | 10 | 3 | 0
Demand Response | SCE | October | 10 | 4 | 0
Demand Response | SCE | October | 10 | 5 | 0
Demand Response | SCE | October | 10 | 6 | 0
Demand Response | SCE | October | 10 | 7 | 0
Demand Response | SCE | October | 10 | 8 | 0
Demand Response | SCE | October | 10 | 9 | 0
Demand Response | SCE | October | 10 | 10 | 0
Demand Response | SCE | October | 10 | 11 | 0
Demand Response | SCE | October | 10 | 12 | 0
Demand Response | SCE | October | 10 | 13 | 0
Demand Response | SCE | October | 10 | 14 | 0
Demand Response | SCE | October | 10 | 15 | 0
Demand Response | SCE | October | 10 | 16 | 0
Demand Response | SCE | October | 10 | 17 | 1.09
Demand Response | SCE | October | 10 | 18 | 1
Demand Response | SCE | October | 10 | 19 | 0.99
Demand Response | SCE | October | 10 | 20 | 0.91
Demand Response | SCE | October | 10 | 21 | 0.56
Demand Response | SCE | October | 10 | 22 | 0.33
Demand Response | SCE | October | 10 | 23 | 0
Demand Response | SCE | October | 10 | 24 | 0
Demand Response | SCE | November | 11 | 1 | 0
Demand Response | SCE | November | 11 | 2 | 0
Demand Response | SCE | November | 11 | 3 | 0
Demand Response | SCE | November | 11 | 4 | 0
Demand Response | SCE | November | 11 | 5 | 0
Demand Response | SCE | November | 11 | 6 | 0
Demand Response | SCE | November | 11 | 7 | 0
Demand Response | SCE | November | 11 | 8 | 0
Demand Response | SCE | November | 11 | 9 | 0
Demand Response | SCE | November | 11 | 10 | 0
Demand Response | SCE | November | 11 | 11 | 0
Demand Response | SCE | November | 11 | 12 | 0
Demand Response | SCE | November | 11 | 13 | 0
Demand Response | SCE | November | 11 | 14 | 0
Demand Response | SCE | November | 11 | 15 | 0
Demand Response | SCE | November | 11 | 16 | 0
Demand Response | SCE | November | 11 | 17 | 0.97
Demand Response | SCE | November | 11 | 18 | 1
Demand Response | SCE | November | 11 | 19 | 0.96
Demand Response | SCE | November | 11 | 20 | 0.96
Demand Response | SCE | November | 11 | 21 | 0.44
Demand Response | SCE | November | 11 | 22 | 0.19
Demand Response | SCE | November | 11 | 23 | 0
Demand Response | SCE | November | 11 | 24 | 0
Demand Response | SCE | December | 12 | 1 | 0
Demand Response | SCE | December | 12 | 2 | 0
Demand Response | SCE | December | 12 | 3 | 0
Demand Response | SCE | December | 12 | 4 | 0
Demand Response | SCE | December | 12 | 5 | 0
Demand Response | SCE | December | 12 | 6 | 0
Demand Response | SCE | December | 12 | 7 | 0
Demand Response | SCE | December | 12 | 8 | 0
Demand Response | SCE | December | 12 | 9 | 0
Demand Response | SCE | December | 12 | 10 | 0
Demand Response | SCE | December | 12 | 11 | 0
Demand Response | SCE | December | 12 | 12 | 0
Demand Response | SCE | December | 12 | 13 | 0
Demand Response | SCE | December | 12 | 14 | 0
Demand Response | SCE | December | 12 | 15 | 0
Demand Response | SCE | December | 12 | 16 | 0
Demand Response | SCE | December | 12 | 17 | 0.94
Demand Response | SCE | December | 12 | 18 | 1
Demand Response | SCE | December | 12 | 19 | 0.99
Demand Response | SCE | December | 12 | 20 | 0.99
Demand Response | SCE | December | 12 | 21 | 0.53
Demand Response | SCE | December | 12 | 22 | 0.24
Demand Response | SCE | December | 12 | 23 | 0
Demand Response | SCE | December | 12 | 24 | 0
Demand Response | SDGE | January | 1 | 1 | 0
Demand Response | SDGE | January | 1 | 2 | 0
Demand Response | SDGE | January | 1 | 3 | 0
Demand Response | SDGE | January | 1 | 4 | 0
Demand Response | SDGE | January | 1 | 5 | 0
Demand Response | SDGE | January | 1 | 6 | 0
Demand Response | SDGE | January | 1 | 7 | 0
Demand Response | SDGE | January | 1 | 8 | 0
Demand Response | SDGE | January | 1 | 9 | 0
Demand Response | SDGE | January | 1 | 10 | 0
Demand Response | SDGE | January | 1 | 11 | 0
Demand Response | SDGE | January | 1 | 12 | 0
Demand Response | SDGE | January | 1 | 13 | 0
Demand Response | SDGE | January | 1 | 14 | 0
Demand Response | SDGE | January | 1 | 15 | 0
Demand Response | SDGE | January | 1 | 16 | 0
Demand Response | SDGE | January | 1 | 17 | 0.98351
Demand Response | SDGE | January | 1 | 18 | 1.005
Demand Response | SDGE | January | 1 | 19 | 1
Demand Response | SDGE | January | 1 | 20 | 0.98869
Demand Response | SDGE | January | 1 | 21 | 0.37835
Demand Response | SDGE | January | 1 | 22 | 0.23103
Demand Response | SDGE | January | 1 | 23 | 0
Demand Response | SDGE | January | 1 | 24 | 0
Demand Response | SDGE | February | 2 | 1 | 0
Demand Response | SDGE | February | 2 | 2 | 0
Demand Response | SDGE | February | 2 | 3 | 0
Demand Response | SDGE | February | 2 | 4 | 0
Demand Response | SDGE | February | 2 | 5 | 0
Demand Response | SDGE | February | 2 | 6 | 0
Demand Response | SDGE | February | 2 | 7 | 0
Demand Response | SDGE | February | 2 | 8 | 0
Demand Response | SDGE | February | 2 | 9 | 0
Demand Response | SDGE | February | 2 | 10 | 0
Demand Response | SDGE | February | 2 | 11 | 0
Demand Response | SDGE | February | 2 | 12 | 0
Demand Response | SDGE | February | 2 | 13 | 0
Demand Response | SDGE | February | 2 | 14 | 0
Demand Response | SDGE | February | 2 | 15 | 0
Demand Response | SDGE | February | 2 | 16 | 0
Demand Response | SDGE | February | 2 | 17 | 0.99147
Demand Response | SDGE | February | 2 | 18 | 1.0175
Demand Response | SDGE | February | 2 | 19 | 1
Demand Response | SDGE | February | 2 | 20 | 0.98794
Demand Response | SDGE | February | 2 | 21 | 0.38966
Demand Response | SDGE | February | 2 | 22 | 0.23824
Demand Response | SDGE | February | 2 | 23 | 0
Demand Response | SDGE | February | 2 | 24 | 0
Demand Response | SDGE | March | 3 | 1 | 0
Demand Response | SDGE | March | 3 | 2 | 0
Demand Response | SDGE | March | 3 | 3 | 0
Demand Response | SDGE | March | 3 | 4 | 0
Demand Response | SDGE | March | 3 | 5 | 0
Demand Response | SDGE | March | 3 | 6 | 0
Demand Response | SDGE | March | 3 | 7 | 0
Demand Response | SDGE | March | 3 | 8 | 0
Demand Response | SDGE | March | 3 | 9 | 0
Demand Response | SDGE | March | 3 | 10 | 0
Demand Response | SDGE | March | 3 | 11 | 0
Demand Response | SDGE | March | 3 | 12 | 0
Demand Response | SDGE | March | 3 | 13 | 0
Demand Response | SDGE | March | 3 | 14 | 0
Demand Response | SDGE | March | 3 | 15 | 0
Demand Response | SDGE | March | 3 | 16 | 0
Demand Response | SDGE | March | 3 | 17 | 0.09
Demand Response | SDGE | March | 3 | 18 | 1
Demand Response | SDGE | March | 3 | 19 | 1
Demand Response | SDGE | March | 3 | 20 | 1.01
Demand Response | SDGE | March | 3 | 21 | 0.99
Demand Response | SDGE | March | 3 | 22 | 0.59
Demand Response | SDGE | March | 3 | 23 | 0
Demand Response | SDGE | March | 3 | 24 | 0
Demand Response | SDGE | April | 4 | 1 | 0
Demand Response | SDGE | April | 4 | 2 | 0
Demand Response | SDGE | April | 4 | 3 | 0
Demand Response | SDGE | April | 4 | 4 | 0
Demand Response | SDGE | April | 4 | 5 | 0
Demand Response | SDGE | April | 4 | 6 | 0
Demand Response | SDGE | April | 4 | 7 | 0
Demand Response | SDGE | April | 4 | 8 | 0
Demand Response | SDGE | April | 4 | 9 | 0
Demand Response | SDGE | April | 4 | 10 | 0
Demand Response | SDGE | April | 4 | 11 | 0
Demand Response | SDGE | April | 4 | 12 | 0
Demand Response | SDGE | April | 4 | 13 | 0
Demand Response | SDGE | April | 4 | 14 | 0
Demand Response | SDGE | April | 4 | 15 | 0
Demand Response | SDGE | April | 4 | 16 | 0
Demand Response | SDGE | April | 4 | 17 | 0.08
Demand Response | SDGE | April | 4 | 18 | 1.02
Demand Response | SDGE | April | 4 | 19 | 1
Demand Response | SDGE | April | 4 | 20 | 1
Demand Response | SDGE | April | 4 | 21 | 0.97
Demand Response | SDGE | April | 4 | 22 | 0.56
Demand Response | SDGE | April | 4 | 23 | 0
Demand Response | SDGE | April | 4 | 24 | 0
Demand Response | SDGE | May | 5 | 1 | 0
Demand Response | SDGE | May | 5 | 2 | 0
Demand Response | SDGE | May | 5 | 3 | 0
Demand Response | SDGE | May | 5 | 4 | 0
Demand Response | SDGE | May | 5 | 5 | 0
Demand Response | SDGE | May | 5 | 6 | 0
Demand Response | SDGE | May | 5 | 7 | 0
Demand Response | SDGE | May | 5 | 8 | 0
Demand Response | SDGE | May | 5 | 9 | 0
Demand Response | SDGE | May | 5 | 10 | 0
Demand Response | SDGE | May | 5 | 11 | 0
Demand Response | SDGE | May | 5 | 12 | 0
Demand Response | SDGE | May | 5 | 13 | 0
Demand Response | SDGE | May | 5 | 14 | 0
Demand Response | SDGE | May | 5 | 15 | 0
Demand Response | SDGE | May | 5 | 16 | 0
Demand Response | SDGE | May | 5 | 17 | 0.08
Demand Response | SDGE | May | 5 | 18 | 0.88
Demand Response | SDGE | May | 5 | 19 | 1
Demand Response | SDGE | May | 5 | 20 | 0.96
Demand Response | SDGE | May | 5 | 21 | 0.88
Demand Response | SDGE | May | 5 | 22 | 0.64
Demand Response | SDGE | May | 5 | 23 | 0
Demand Response | SDGE | May | 5 | 24 | 0
Demand Response | SDGE | June | 6 | 1 | 0
Demand Response | SDGE | June | 6 | 2 | 0
Demand Response | SDGE | June | 6 | 3 | 0
Demand Response | SDGE | June | 6 | 4 | 0
Demand Response | SDGE | June | 6 | 5 | 0
Demand Response | SDGE | June | 6 | 6 | 0
Demand Response | SDGE | June | 6 | 7 | 0
Demand Response | SDGE | June | 6 | 8 | 0
Demand Response | SDGE | June | 6 | 9 | 0
Demand Response | SDGE | June | 6 | 10 | 0
Demand Response | SDGE | June | 6 | 11 | 0
Demand Response | SDGE | June | 6 | 12 | 0
Demand Response | SDGE | June | 6 | 13 | 0
Demand Response | SDGE | June | 6 | 14 | 0
Demand Response | SDGE | June | 6 | 15 | 0
Demand Response | SDGE | June | 6 | 16 | 0
Demand Response | SDGE | June | 6 | 17 | 0.99
Demand Response | SDGE | June | 6 | 18 | 1
Demand Response | SDGE | June | 6 | 19 | 1.1
Demand Response | SDGE | June | 6 | 20 | 1.02
Demand Response | SDGE | June | 6 | 21 | 0.59
Demand Response | SDGE | June | 6 | 22 | 0.4
Demand Response | SDGE | June | 6 | 23 | 0
Demand Response | SDGE | June | 6 | 24 | 0
Demand Response | SDGE | July | 7 | 1 | 0
Demand Response | SDGE | July | 7 | 2 | 0
Demand Response | SDGE | July | 7 | 3 | 0
Demand Response | SDGE | July | 7 | 4 | 0
Demand Response | SDGE | July | 7 | 5 | 0
Demand Response | SDGE | July | 7 | 6 | 0
Demand Response | SDGE | July | 7 | 7 | 0
Demand Response | SDGE | July | 7 | 8 | 0
Demand Response | SDGE | July | 7 | 9 | 0
Demand Response | SDGE | July | 7 | 10 | 0
Demand Response | SDGE | July | 7 | 11 | 0
Demand Response | SDGE | July | 7 | 12 | 0
Demand Response | SDGE | July | 7 | 13 | 0
Demand Response | SDGE | July | 7 | 14 | 0
Demand Response | SDGE | July | 7 | 15 | 0
Demand Response | SDGE | July | 7 | 16 | 0
Demand Response | SDGE | July | 7 | 17 | 1
Demand Response | SDGE | July | 7 | 18 | 0.93
Demand Response | SDGE | July | 7 | 19 | 0.98
Demand Response | SDGE | July | 7 | 20 | 0.85
Demand Response | SDGE | July | 7 | 21 | 0.59
Demand Response | SDGE | July | 7 | 22 | 0.44
Demand Response | SDGE | July | 7 | 23 | 0
Demand Response | SDGE | July | 7 | 24 | 0
Demand Response | SDGE | August | 8 | 1 | 0
Demand Response | SDGE | August | 8 | 2 | 0
Demand Response | SDGE | August | 8 | 3 | 0
Demand Response | SDGE | August | 8 | 4 | 0
Demand Response | SDGE | August | 8 | 5 | 0
Demand Response | SDGE | August | 8 | 6 | 0
Demand Response | SDGE | August | 8 | 7 | 0
Demand Response | SDGE | August | 8 | 8 | 0
Demand Response | SDGE | August | 8 | 9 | 0
Demand Response | SDGE | August | 8 | 10 | 0
Demand Response | SDGE | August | 8 | 11 | 0
Demand Response | SDGE | August | 8 | 12 | 0
Demand Response | SDGE | August | 8 | 13 | 0
Demand Response | SDGE | August | 8 | 14 | 0
Demand Response | SDGE | August | 8 | 15 | 0
Demand Response | SDGE | August | 8 | 16 | 0
Demand Response | SDGE | August | 8 | 17 | 1.12
Demand Response | SDGE | August | 8 | 18 | 1
Demand Response | SDGE | August | 8 | 19 | 1
Demand Response | SDGE | August | 8 | 20 | 0.87
Demand Response | SDGE | August | 8 | 21 | 0.6
Demand Response | SDGE | August | 8 | 22 | 0.47
Demand Response | SDGE | August | 8 | 23 | 0
Demand Response | SDGE | August | 8 | 24 | 0
Demand Response | SDGE | September | 9 | 1 | 0
Demand Response | SDGE | September | 9 | 2 | 0
Demand Response | SDGE | September | 9 | 3 | 0
Demand Response | SDGE | September | 9 | 4 | 0
Demand Response | SDGE | September | 9 | 5 | 0
Demand Response | SDGE | September | 9 | 6 | 0
Demand Response | SDGE | September | 9 | 7 | 0
Demand Response | SDGE | September | 9 | 8 | 0
Demand Response | SDGE | September | 9 | 9 | 0
Demand Response | SDGE | September | 9 | 10 | 0
Demand Response | SDGE | September | 9 | 11 | 0
Demand Response | SDGE | September | 9 | 12 | 0
Demand Response | SDGE | September | 9 | 13 | 0
Demand Response | SDGE | September | 9 | 14 | 0
Demand Response | SDGE | September | 9 | 15 | 0
Demand Response | SDGE | September | 9 | 16 | 0
Demand Response | SDGE | September | 9 | 17 | 1
Demand Response | SDGE | September | 9 | 18 | 0.95
Demand Response | SDGE | September | 9 | 19 | 0.95
Demand Response | SDGE | September | 9 | 20 | 0.83
Demand Response | SDGE | September | 9 | 21 | 0.53
Demand Response | SDGE | September | 9 | 22 | 0.45
Demand Response | SDGE | September | 9 | 23 | 0
Demand Response | SDGE | September | 9 | 24 | 0
Demand Response | SDGE | October | 10 | 1 | 0
Demand Response | SDGE | October | 10 | 2 | 0
Demand Response | SDGE | October | 10 | 3 | 0
Demand Response | SDGE | October | 10 | 4 | 0
Demand Response | SDGE | October | 10 | 5 | 0
Demand Response | SDGE | October | 10 | 6 | 0
Demand Response | SDGE | October | 10 | 7 | 0
Demand Response | SDGE | October | 10 | 8 | 0
Demand Response | SDGE | October | 10 | 9 | 0
Demand Response | SDGE | October | 10 | 10 | 0
Demand Response | SDGE | October | 10 | 11 | 0
Demand Response | SDGE | October | 10 | 12 | 0
Demand Response | SDGE | October | 10 | 13 | 0
Demand Response | SDGE | October | 10 | 14 | 0
Demand Response | SDGE | October | 10 | 15 | 0
Demand Response | SDGE | October | 10 | 16 | 0
Demand Response | SDGE | October | 10 | 17 | 1.1
Demand Response | SDGE | October | 10 | 18 | 1
Demand Response | SDGE | October | 10 | 19 | 0.99
Demand Response | SDGE | October | 10 | 20 | 0.91
Demand Response | SDGE | October | 10 | 21 | 0.53
Demand Response | SDGE | October | 10 | 22 | 0.4
Demand Response | SDGE | October | 10 | 23 | 0
Demand Response | SDGE | October | 10 | 24 | 0
Demand Response | SDGE | November | 11 | 1 | 0
Demand Response | SDGE | November | 11 | 2 | 0
Demand Response | SDGE | November | 11 | 3 | 0
Demand Response | SDGE | November | 11 | 4 | 0
Demand Response | SDGE | November | 11 | 5 | 0
Demand Response | SDGE | November | 11 | 6 | 0
Demand Response | SDGE | November | 11 | 7 | 0
Demand Response | SDGE | November | 11 | 8 | 0
Demand Response | SDGE | November | 11 | 9 | 0
Demand Response | SDGE | November | 11 | 10 | 0
Demand Response | SDGE | November | 11 | 11 | 0
Demand Response | SDGE | November | 11 | 12 | 0
Demand Response | SDGE | November | 11 | 13 | 0
Demand Response | SDGE | November | 11 | 14 | 0
Demand Response | SDGE | November | 11 | 15 | 0
Demand Response | SDGE | November | 11 | 16 | 0
Demand Response | SDGE | November | 11 | 17 | 0.96
Demand Response | SDGE | November | 11 | 18 | 1
Demand Response | SDGE | November | 11 | 19 | 0.97
Demand Response | SDGE | November | 11 | 20 | 0.97
Demand Response | SDGE | November | 11 | 21 | 0.41
Demand Response | SDGE | November | 11 | 22 | 0.28
Demand Response | SDGE | November | 11 | 23 | 0
Demand Response | SDGE | November | 11 | 24 | 0
Demand Response | SDGE | December | 12 | 1 | 0
Demand Response | SDGE | December | 12 | 2 | 0
Demand Response | SDGE | December | 12 | 3 | 0
Demand Response | SDGE | December | 12 | 4 | 0
Demand Response | SDGE | December | 12 | 5 | 0
Demand Response | SDGE | December | 12 | 6 | 0
Demand Response | SDGE | December | 12 | 7 | 0
Demand Response | SDGE | December | 12 | 8 | 0
Demand Response | SDGE | December | 12 | 9 | 0
Demand Response | SDGE | December | 12 | 10 | 0
Demand Response | SDGE | December | 12 | 11 | 0
Demand Response | SDGE | December | 12 | 12 | 0
Demand Response | SDGE | December | 12 | 13 | 0
Demand Response | SDGE | December | 12 | 14 | 0
Demand Response | SDGE | December | 12 | 15 | 0
Demand Response | SDGE | December | 12 | 16 | 0
Demand Response | SDGE | December | 12 | 17 | 0.93
Demand Response | SDGE | December | 12 | 18 | 1
Demand Response | SDGE | December | 12 | 19 | 0.99
Demand Response | SDGE | December | 12 | 20 | 1
Demand Response | SDGE | December | 12 | 21 | 0.5
Demand Response | SDGE | December | 12 | 22 | 0.35
Demand Response | SDGE | December | 12 | 23 | 0
Demand Response | SDGE | December | 12 | 24 | 0

## mastergen (updated AUG)
CLASSIFICATION | QF | RESOURCE_AGG_TYPE | PARENT_RESOURCE_ID | RESOURCE_ID | RESOURCE_TYPE | GEN_UNIT_NAME | NET_DEPENDABLE_CAPACITY | NAMEPLATE_CAPACITY | PTO_AREA | OWNER_OR_QF | UNIT_TYPE | ENERGY_SOURCE | ZONE | COD | RIVER_SYSTEM | BAA_ID | UDC | New Imports?
Non-Participating | N | Y | CHESTN_2_CHWSX2 | CHESTN_2_CHWSR2 | GEN | Chestnut Westside PV | 75 | 75 | PGAE | Chestnut Westside, LLC | PHOTO VOLTAIC | SUN | ZP26 |  |  | CISO | PGAE | 0
Participating Unit | N | N |  | ARLNTN_2_AR1SR1 | GEN | Arlington | 100 | 100 | SCE | Arlington Solar, LLC | PHOTO VOLTAIC | SUN | SP15 | 2022-03-21 |  | CISO | SCE | 0
Participating Unit | N | N |  | DRACKR_2_DS4SR4 | GEN | Dracker Solar Unit 4A | 62.5 | 62.5 | SCE | NextEra Blythe Solar Energy Center, LLC | PHOTO VOLTAIC | SUN | SP15 | 2020-08-24 |  | CISO | SCE | 0
Non-Participating |  | Y | SBERDO_2_PSP4 | SBERDO_7_CT4A | GEN | SBERDO_7_CT4A | 182 | 182 |  |  |  |  | SP15 |  |  | CISO | SCE | 0
Participating Unit | N | Y | DREWS_6_PL1X4 | DREWS_6_PL1X4 | GEN | Drews Generating Plant | 41.4 |  | SCE | Colton Power, LP | FTUR | NATURAL GAS | SP15 | 2001-08-14 |  | CISO | SCE | 0
Participating Unit | N | Y | SANDLT_2_SUNITS | SANDLT_2_SUNITS | GEN | Mojave Solar | 275 |  | SCE | Mojave Solar, LLC | STEAM | SUN | SP15 | 2014-12-04 |  | CISO | SCE | 0
Participating Unit | N | N |  | FRESHW_1_SOLAR1 | GEN | Corcoran 3 | 20 | 20 | PGAE | CED Corcoran Solar 3, LLC | PHOTO VOLTAIC | SUN | NP15 | 2016-03-04 |  | CISO | PGAE | 0
Participating Unit | N | Y | HAASPH_7_PL1X2 | HAASPH_7_PL1X2 | GEN | HAAS PH UNIT 1 & 2 AGGREGATE | 144 |  | PGAE | Pacific Gas & Electric Company | HYDRO | WATER | NP15 | 1958-01-01 |  | CISO | PGAE | 0
Participating Unit | N | N |  | GEYS17_7_UNIT17 | GEN | GEYSERS UNIT 17 (HEALDSBURG) | 75.5 | 84 | PGAE | Geysers Power Company, LLC | STEAM | GEOTHERMAL | NP15 | 1982-01-01 |  | CISO | PGAE | 0
Non-Participating | N | Y | SCHLTE_1_PL1X3 | SCHLTE_1_UNITA3 | GEN | Tracy Combined Cycle Plant | 165 | 165 |  | GWF Energy, LLC | COMBUSTION TURBINE | NATURAL GAS | NP15 |  |  | CISO | PGAE | 0
Participating Unit | N | N |  | CANTUA_1_SOLAR | GEN | Cantua Solar Station | 20 | 20 | PGAE | Pacific Gas & Electric Company | PHOTO VOLTAIC | SUN | NP15 | 2012-07-25 |  | CISO | PGAE | 0
Non-Participating | N | Y | DELTA_2_PL1X4 | DELTA_2_CTG3 | GEN | DELTA ENERGY CENTER CTG UNIT 3 | 212.5 | 212.5 |  | Delta Energy Center, LLC | COMBUSTION TURBINE | NATURAL GAS | NP15 |  |  | CISO | PGAE | 0
Participating Unit | N | N |  | WESTPT_2_UNIT | GEN | West Point Hydro Plant | 14 | 14 | PGAE | Pacific Gas & Electric Company | HYDRO | WATER | NP15 | 1948-01-01 |  | CISO | PGAE | 0
Participating Unit | N | N |  | TWISSL_6_SOLAR1 | GEN | Coronal Lost Hills | 20 | 20 | PGAE | Coronal Lost Hills, LLC | PHOTO VOLTAIC | SUN | ZP26 | 2015-05-15 |  | CISO | PGAE | 0
Participating Unit | N | N |  | PBLOSM_2_SOLAR | GEN | PearBlossom | 9.5 | 9.5 | SCE | Solar Star California XLIV, LLC | PHOTO VOLTAIC | SUN | SP15 | 2016-12-29 |  | CISO | SCE | 0
Participating Unit | N | N |  | SANBRN_2_ESABT1 | GEN | EdSan 1A | 100 | 100 | SCE | Edwards Sanborn Storage I, LLC | OTHER | LESR | SP15 | 2021-11-19 |  | CISO | SCE | 0
Participating Unit | N | N |  | DTCHWD_2_BT3WND | GEN | Brookfield Tehachapi 3 | 4.5 | 4.5 | SCE | Coram Energy LLC | WIND | WIND | SP15 | 2016-04-22 |  | CISO | SCE | 0
Participating Unit | N | Y | SCEW_2_PDRP160 | SCEW_2_PDRP160 | GEN | LCR AMS Hybrid West LA 2-W-LSCE | 5.39 |  | SCE | Southern California Edison | OTHER | OTHER | SP15 |  |  | CISO | SCE | 0
Participating Unit | N | N |  | CURTIS_1_CANLCK | GEN | Canal Creek Powerhouse | 0.9 | 0.9 | PGAE | Merced Irrigation District | HYDRO | WATER | NP15 | 1983-01-01 |  | CISO | PGAE | 0
Non-Participating |  | Y | RVSIDE_6_SPRING | RVSIDE_7_SPRGU4 | GEN | RVSIDE_7_SPRGU4 | 11 | 11 |  |  |  |  | SP15 |  |  | CISO | RVSD | 0
Participating Unit | N | Y | CDWR07_2_GEN | CDWR07_2_GEN | GEN | CDWR07_2_GEN | 415.3 |  | PGAE | California Dept. of Water Resources | PUMP | WATER | ZP26 | 2009-03-31 |  | CISO | CWRP | 0
Participating Unit | N | N |  | OTAY_6_ECVBT2 | GEN | Chula Vista 2 | 3 | 3 | SDGE | EnerSmart Chula Vista BESS LLC | OTHER | LESR | SP15 | 2024-12-09 |  | CISO | SDGE | 0
Participating Unit | N | N |  | CENT40_1_C40SR1 | GEN | CENTRAL 40 | 40 | 40 | PGAE | Central 40, LLC | PHOTO VOLTAIC | SUN | NP15 | 2021-02-23 |  | CISO | PGAE | 0
Participating Unit | N | N |  | CSCGNR_1_UNIT 1 | GEN | GIANERA PEAKER UNIT 1 | 24.75 | 24.8 | PGAE | City of Santa Clara DBA Silicon Valley Power (MSS Agreement - S14) | FTUR | NATURAL GAS | NP15 | 1987-01-01 |  | CISO | NCPA | 0
Participating Unit | N | N |  | TUMBWD_2_WISBT3 | GEN | Willow Springs Solar 3 | 50 | 50 | SCE | Tumbleweed Energy, LLC | OTHER | LESR | SP15 | 2024-07-16 |  | CISO | SCE | 0
Participating Unit | N | N |  | SPRGVL_2_TULESC | GEN | TULE RIVER HYDRO PLANT (SCE) | 2.5 | 2.5 | SCE | Southern California Edison Company | HYDRO | WATER | SP15 | 1909-01-01 |  | CISO | SCE | 0
Participating Unit | N | N |  | CLRMNT_6_CLEBT1 | GEN | Clairemont Energy Storage | 9 | 9 | SDGE | San Diego Gas & Electric Company | OTHER | LESR | SP15 | 2024-03-27 |  | CISO | SDGE | 0
Participating Unit | N | N |  | CASCES_6_CESBT2 | GEN | Cascade Energy Storage Expansion | 20 | 20 | PGAE | Cascade Energy Storage, LLC | OTHER | LESR | NP15 | 2025-03-15 |  | CISO | PGAE | 0
Participating Unit | N | N |  | OBERON_5_O2SSR4 | GEN | Oberon 2A Solar | 125 | 125 | SCE | IP Oberon II, LLC | PHOTO VOLTAIC | SUN | SP15 | 2023-11-08 |  | CISO | SCE | 0
Participating Unit | N | Y | SCEC_1_PDRP114 | SCEC_1_PDRP114 | GEN | SCEC_1_PDRP114 | 0.99 |  | SCE | Leapfrog Power, inc. | OTHER | OTHER | SP15 |  |  | CISO | SCE | 0
Participating Unit | N | Y | SCEC_1_PDRP150 | SCEC_1_PDRP150 | GEN | SCEC_1_PDRP150 | 0.99 |  | SCE | Leapfrog Power, Inc. | OTHER | OTHER | SP15 |  |  | CISO | SCE | 0
Participating Unit | N | Y | SANTFG_7_UNITS | SANTFG_7_UNITS | GEN | GEYSERS CALISTOGA AGGREGATE | 72 |  | PGAE | Geysers Power Company, LLC | STEAM | GEOTHERMAL | NP15 | 1984-03-14 |  | CISO | PGAE | 0
Participating Unit | N | N |  | BORDER_6_LTMBT1 | GEN | Lithium | 52 | 52 | SDGE | Hermes BESS LLC | OTHER | LESR | SP15 |  |  | CISO | SDGE | 0
Participating Unit | N | N |  | CMBLND_2_DS2BT3 | GEN | Daggett 2 c BESS | 46 | 46 | SCE | Daggett Solar Power 2 LLC | OTHER | LESR | SP15 | 2023-12-01 |  | CISO | SCE | 0
Participating Unit | N | Y | SCEW_2_PDRP117 | SCEW_2_PDRP117 | GEN | SCEW_2_PDRP117 | 0.99 |  | SCE | Leapfrog Power, inc. | OTHER | OTHER | SP15 |  |  | CISO | SCE | 0
Participating Unit | N | N |  | DEVERS_1_SEPV05 | GEN | SEPV 5 | 2 | 2 | SCE | SEPV2, LLC | PHOTO VOLTAIC | SUN | SP15 | 2012-05-10 |  | CISO | SCE | 0
Participating Unit | N | N |  | CARBOU_7_UNIT 1 | GEN | CARIBOU PH 1 UNIT 1 | 24 | 24 | PGAE | Pacific Gas & Electric Company | HYDRO | WATER | NP15 | 1921-01-01 |  | CISO | PGAE | 0
Participating Unit | N | N |  | LGHTHP_2_DOCSR1 | GEN | Dominguez Carson | 0.96 | 1 | SCE | Prologis Logistics Services Incorporated | PHOTO VOLTAIC | SUN | SP15 |  |  | CISO | SCE | 0
Participating Unit | N | N |  | LAPLMA_2_UNIT 3 | GEN | La Paloma Generating Plant Unit #3 | 266 | 295 | PGAE | CXA La Paloma LLC | COMBINED CYCLE | NATURAL GAS | ZP26 | 2003-01-13 |  | CISO | PGAE | 0
Non-Participating | N | Y | ELKHRN_1_EESX3 | ELKHRN_1_EESBT1 | GEN | Elkhorn Energy Storage | 60.83 | 60.83 |  | Pacific Gas and Electric Company | OTHER | LESR |  |  |  | CISO | PGAE | 0
Participating Unit | N | N |  | YELPIN_2_YP2BT3 | GEN | Yellow Pine 2 B BESS | 32 | 32 | SCE | Yellow Pine Solar Interconnect, LLC | OTHER | LESR | SP15 | 2024-06-04 |  | CISO | VEA | 0
Participating Unit | N | Y | SCEW_2_PDRP103 | SCEW_2_PDRP103 | GEN | SCEW_2_PDRP103 | 2 |  | SCE | OHMCONNECT, INC. | OTHER | OTHER | SP15 |  |  | CISO | SCE | 0
Non-Participating | N | Y | MRCHNT_2_PL1X3 | MRCHNT_2_STG | GEN | Desert Star Energy Center ST1 | 201 | 201 |  | San Diego Gas and Electric Company | STEAM | NATURAL GAS | SP15 |  |  | CISO | SCE | 0
Participating Unit | N | N |  | WALCRK_2_CTG3 | GEN | Walnut Creek Energy Park Unit 3 | 100.1 | 102.5 | SCE | Walnut Creek Energy, LLC | COMBUSTION TURBINE | NATURAL GAS | SP15 | 2013-03-21 |  | CISO | SCE | 0
Non-Participating | N | Y | MOSSLD_2_PSP2 | MOSSLD_2_PSP2G2 | GEN | MOSS LANDING CC PLANT 2, CTG UNIT 2 | 176 | 176 |  | Duke Energy Moss Landing LLC | COMBUSTION TURBINE | NATURAL GAS | NP15 |  |  | CISO | PGAE | 0
Participating Unit | N | N |  | INDIGO_1_UNIT 1 | GEN | INDIGO PEAKER UNIT 1 | 45.3 | 45.3 | SCE | Wildflower Energy LP | COMBUSTION TURBINE | NATURAL GAS | SP15 | 2001-09-19 |  | CISO | SCE | 0
Participating Unit | N | N |  | RAMON_2_SCEDYN | TG | RAMON_2_SCEDYN | 106.18 |  | SCE | MIR2 | OTHER | GEOTHERMAL | SP15 | 2014-10-31 |  | IID | SCE | 1
Non-Participating | N | Y | ONLLPP_6_UNITS | ONLLPP_6_UNIT 1 | GEN | O'NEILL PUMP-GEN UNIT 1 | 4.2 | 4.2 |  |  | HYDRO | WATER | NP15 |  |  | CISO | PGAE | 0
Participating Unit | N | Y | PGEB_2_PDRP105 | PGEB_2_PDRP105 | GEN | PGEB_2_PDRP105 | 0.99 |  | PGAE | Leapfrog Power, Inc. | OTHER | OTHER | NP15 |  |  | CISO | PGAE | 0
Participating Unit | N | N |  | GEYS11_7_UNIT11 | GEN | GEYSERS UNIT 11 (HEALDSBURG) | 86.8 | 85 | PGAE | Geysers Power Company, LLC | STEAM | GEOTHERMAL | NP15 | 1975-01-01 |  | CISO | PGAE | 0
Participating Unit | N | N |  | VICTOR_1_SLRHES | GEN | Sunedison - Hesperia | 1.5 | 1.5 | SCE | DG Solar Lessee, LLC | PHOTO VOLTAIC | SUN | SP15 | 2014-08-08 |  | CISO | SCE | 0
Participating Unit | N | N |  | SISPRG_2_DS3SR1 | GEN | Daggett Solar 3 a PV | 123 | 123 | SCE | Daggett Solar Power 3 LLC | PHOTO VOLTAIC | SUN | SP15 | 2023-10-24 |  | CISO | SCE | 0
Participating Unit | N | N |  | MNDOTA_1_SOLAR1 | GEN | North Star Solar 1 | 60 | 60 | PGAE | North Star Solar, LLC | PHOTO VOLTAIC | SUN | NP15 | 2015-06-20 |  | CISO | PGAE | 0
Participating Unit | N | N |  | BLACK_7_UNIT 1 | GEN | JAMES B. BLACK 1 | 85 | 84 | PGAE | Pacific Gas & Electric Company | HYDRO | WATER | NP15 | 1966-01-01 |  | CISO | PGAE | 0
Participating Unit | Y | N |  | WSENGY_1_UNIT 1 | GEN | Wheelabrator Shasta | 50 | 50 | PGAE | Shasta-Sustainable Resource Management Inc. | STEAM | BIOMASS | NP15 | 2017-12-01 |  | CISO | PGAE | 0
Participating Unit | N | Y | OBERON_5_O1SSX2 | OBERON_5_O1SSX2 | GEN | Oberon 1A Solar | 150 |  | SCE | IP Oberon, LLC | PHOTO VOLTAIC | SUN | SP15 | 2023-11-03 |  | CISO | SCE | 0
Participating Unit | N | N |  | SPAULD_6_UNIT 3 | GEN | SPAULDING HYDRO PH 3 UNIT | 6.5 | 6.5 | PGAE | Pacific Gas & Electric Company | HYDRO | WATER | NP15 | 1928-01-01 |  | CISO | PGAE | 0
Participating Unit | N | N |  | HAMLIN_1_BMSBT2 | GEN | Baldy Mesa SP | 50 | 50 | SCE | Silver Peak Energy, LLC | PHOTO VOLTAIC | HYBD | SP15 | 2024-12-12 |  | CISO | SCE | 0
Non-Participating | N | Y | MOSSLD_2_PSP2 | MOSSLD_2_PSP2G3 | GEN | MOSS LANDING CC PLANT 2, STG UNIT | 198 | 198 |  | Duke Energy Moss Landing LLC | STEAM | HEAT RECOVERY | NP15 |  |  | CISO | PGAE | 0
Participating Unit | N | N |  | GOLETA_6_ELLWOD | GEN | ELLWOOD ENERGY SUPPORT FACILITY | 54 | 56 | SCE | Ellwood Power, LLC | COMBUSTION TURBINE | NATURAL GAS | SP15 | 1998-04-29 |  | CISO | SCE | 0
Participating Unit | Y | Y | STOILS_1_UNITS | STOILS_1_UNITS | GEN | Chevron Richmond Refinery | 56.2 |  | PGAE | Chevron Products Company | COMBINED CYCLE | NATURAL GAS | NP15 | 1992-08-31 |  | CISO | PGAE | 0
Participating Unit | N | N |  | SKERN_6_SOLAR1 | GEN | South Kern Solar PV Plant | 20 | 20 | PGAE | Algonquin SKIC 20 Solar, LLC | PHOTO VOLTAIC | SUN | ZP26 | 2015-04-07 |  | CISO | PGAE | 0
Participating Unit | Y | N |  | GRNVLY_7_SCLAND | GEN | SANTA CRUZ LANDFILL GENERATING PLANT | 3.04 | 3.6 | PGAE | Ameresco Santa Cruz Energy LLC | RECIPROCATING ENGINE | BIOGAS | NP15 | 2006-02-02 |  | CISO | PGAE | 0
Participating Unit | N | Y | REXFRD_2_RSFSX2 | REXFRD_2_RSFSX2 | GEN | Rexford Solar Farm | 300 |  | SCE | 20SD 8me LLC | PHOTO VOLTAIC | SUN | SP15 | 2025-02-21 |  | CISO | SCE | 0
Non-Participating |  | Y | SBERDO_2_PSP4 | SBERDO_7_STG4 | GEN | SBERDO_7_STG4 | 202 | 202 |  |  |  |  | SP15 |  |  | CISO | SCE | 0
Non-Participating | N | Y | REXFRD_2_RSFBX2 | REXFRD_2_RSFBT1 | GEN | Rexford Solar Farm BESS | 72 | 72 | SCE | 20SD 8me LLC | OTHER | LESR | SP15 |  |  | CISO | SCE | 0
Participating Unit | N | N |  | VALTNE_2_TSASR2 | GEN | Tropico Solar A | 70 | 70 | SCE | Big Beau Solar, LLC | PHOTO VOLTAIC | SUN | SP15 | 2025-07-02 |  | CISO | SCE | 0
Participating Unit | Y | N |  | HATLOS_6_BWDHY1 | GEN | Bidwell Ditch | 2 | 2 | PGAE | Mega Renewables | HYDRO | WATER | NP15 | 2017-06-29 |  | CISO | PGAE | 0
Participating Unit | N | N |  | VICTOR_1_EXSLRB | GEN | Expressway Solar B | 2 | 2 | SCE | FTS Master Tenant 1, LLC | PHOTO VOLTAIC | SUN | SP15 | 2014-05-07 |  | CISO | SCE | 0
Participating Unit | N | N |  | SENTNL_2_CTG8 | GEN | Sentinel Unit 8 | 106.85 | 131.8 | SCE | Sentinel Energy Center, LLC | COMBUSTION TURBINE | NATURAL GAS | SP15 | 2013-05-06 |  | CISO | SCE | 0
Participating Unit | N | Y | CARBOU_7_PL4X5 | CARBOU_7_PL4X5 | GEN | CARIBOU PH 2 UNIT 4 & 5 AGGREGATE | 120 |  | PGAE | Pacific Gas & Electric Company | HYDRO | WATER | NP15 | 1958-01-01 |  | CISO | PGAE | 0
Participating Unit | N | N |  | RIOBRV_6_UNIT 1 | GEN | RIO BRAVO HYDRO | 14 | 14 | PGAE | OLCESE WATER DISTRICT | HYDRO | WATER | ZP26 | 1989-05-18 |  | CISO | PGAE | 0
Participating Unit | N | N |  | ROLLIN_6_UNIT | GEN | ROLLINS HYDRO | 13.5 | 13.5 | PGAE | Nevada Irrigation District | HYDRO | WATER | NP15 | 1980-01-01 |  | CISO | PGAE | 0
Participating Unit | N | N |  | LAFRES_2_ESHSR1 | GEN | El Segundo Hawthorne | 0.64 | 0.7 | SCE | Prologis Logistics Servies Incorporated | PHOTO VOLTAIC | SUN | SP15 | 2025-07-24 |  | CISO | SCE | 0
Participating Unit | N | N |  | CAMPFW_7_FARWST | GEN | CAMP FAR WEST HYDRO | 6.8 | 7.9 | PGAE | South Sutter Water District | HYDRO | WATER | NP15 | 1985-01-01 |  | CISO | PGAE | 0
Non-Participating |  | Y | OTMESA_2_PL1X3 | OTMESA_2_CTG1 | GEN | OTAY MESA COMBUSTION TURBINE 1 | 208 | 208 |  | Otay Mesa Energy Center, LLC | COMBUSTION TURBINE | NATURAL GAS | SP15 |  |  | CISO | SDGE | 0
Participating Unit | N | N |  | VLCNTR_6_VCEBT1 | GEN | Valley Center Energy Storage | 54 | 54 | SDGE | Valley Center ESS, LLC | OTHER | LESR | SP15 | 2021-11-29 |  | CISO | SDGE | 0
Participating Unit | N | N |  | RTEDDY_2_SRXSR4 | GEN | Rosamond West Solar Rosie X | 13.6 | 13.6 | SCE | Golden Fields Solar III, LLC | PHOTO VOLTAIC | SUN | SP15 | 2020-12-21 |  | CISO | SCE | 0
Participating Unit | N | N |  | VALTNE_2_TSASR1 | GEN | Tropico Solar Big Beau A | 58 | 58 | SCE | Big Beau Solar, LLC | PHOTO VOLTAIC | SUN | SP15 | 2025-07-02 |  | CISO | SCE | 0
Participating Unit | N | N |  | SANBRN_2_ES1BT3 | GEN | EdSan 1 Edwards 1 | 50.43 | 51 | SCE | ES 1A Group 2 Opco, LLC | OTHER | HYBD | SP15 | 2022-04-13 |  | CISO | SCE | 0
Non-Participating | N | Y | PARDEB_6_UNITS | PARDEB_2_UNIT 3 | GEN | PARDEE HYDRO UNIT 3 | 10 | 10 |  | East Bay Municipal Utility District | HYDRO | WATER | NP15 |  |  | CISO | PGAE | 0
Participating Unit | N | Y | ELECTR_7_PL1X3 | ELECTR_7_PL1X3 | GEN | ELECTRA PH UNIT 1 & 2 AGGREGATE | 93 |  | PGAE | Pacific Gas & Electric Company | HYDRO | WATER | NP15 | 1948-01-01 |  | CISO | PGAE | 0
Participating Unit | N | Y | KRAMER_1_R2PX2 | KRAMER_1_R2PX2 | GEN | Resurgence 2 PV | 48 |  | SCE | Resurgence Solar II, LLC | PHOTO VOLTAIC | SUN | SP15 | 2023-09-14 |  | CISO | SCE | 0
Participating Unit | N | Y | REXFRD_2_RSFBX2 | REXFRD_2_RSFBX2 | GEN | Rexford Solar Farm BESS | 240 |  | SCE | 20SD 8me LLC | OTHER | LESR | SP15 | 2025-02-21 |  | CISO | SCE | 0
Participating Unit | N | N |  | VLCNTR_6_VCSLR2 | GEN | Valley Center 2 | 5 | 5 | SDGE | Sol Orchard San Diego 23, LLC | PHOTO VOLTAIC | SUN | SP15 | 2013-12-31 |  | CISO | SDGE | 0
Participating Unit | N | Y | DMDVLY_1_UNITS | DMDVLY_1_UNITS | GEN | Diamond Valley Lake Pump Gen | 15.6 |  | SCE | Metropolitan Water District of Southern California (MWD) | PUMPED STORAGE | WATER | SP15 | 2001-01-01 |  | CISO | SCE | 0
Participating Unit | N | N |  | TORTLA_1_SOLAR | GEN | Longboat Solar | 20 | 20 | SCE | Longboat Solar, LLC | PHOTO VOLTAIC | SUN | SP15 | 2016-12-16 |  | CISO | SCE | 0
Participating Unit | N | N |  | SISPRG_2_DS3BT4 | GEN | Daggett Solar 3 e BESS | 15 | 15 | SCE | Daggett Solar Power 3 LLC | OTHER | LESR | SP15 | 2023-08-24 |  | CISO | SCE | 0
Participating Unit | N | Y | SCEC_1_PDRP109 | SCEC_1_PDRP109 | GEN | SCEC_1_PDRP109 | 9.99 |  | SCE | Leapfrog Power, inc. | OTHER | OTHER | SP15 |  |  | CISO | SCE | 0
Non-Participating | N | Y | ALAMIT_2_PL1X3 | ALAMIT_7_CTG1A | GEN | ALAMIT_7_CTG1A | 234.5 | 234.5 |  | AES Alamitos Energy LLC | COMBINED CYCLE | NATURAL GAS | SP15 |  |  | CISO | SCE | 0
Participating Unit | N | Y | SCEN_6_PDRP102 | SCEN_6_PDRP102 | GEN | CPA_DR_SCEN_ResDM5of10 | 0.1 |  | SCE | Energy AI Systems Inc. | OTHER | OTHER | SP15 |  |  | CISO | SCE | 0
Participating Unit | N | N |  | HOLSTR_1_SOLAR2 | GEN | Hollister Solar | 1.5 | 1.5 | PGAE | Hollister Solar LLC | PHOTO VOLTAIC | SUN | NP15 | 2015-04-17 |  | CISO | PGAE | 0
Participating Unit | N | N |  | BIGSKY_2_AS2BT1 | GEN | Antelope Solar 2 LAB | 127 | 127 | SCE | sPower Development Company, LLC | OTHER | LESR | SP15 | 2022-09-02 |  | CISO | SCE | 0
Participating Unit | N | N |  | HAYPRS_6_HAYHD1 | GEN | Haypress Lower | 5.8 | 6.1 | PGAE | EIF Haypress, LLC | HYDRO | WATER | NP15 | 2021-03-03 |  | CISO | PGAE | 0
Participating Unit | Y | N |  | CLOVER_2_UNIT | GEN | Clover Creek | 0.99 | 1 | PGAE | Hydro Partners | HYDRO | WATER | NP15 | 2016-05-06 |  | CISO | PGAE | 0
Participating Unit | N | N |  | VENTSO_6_VENBT1 | GEN | Ventasso Energy Storage | 50 | 50 | SDGE | Ventasso Energy Storage, LLC | OTHER | LESR | SP15 |  |  | CISO | SDGE | 0
Non-Participating | N | Y | ELKHRN_1_EESX3 | ELKHRN_1_EESBT3 | GEN | Elkhorn Energy Storage | 60.83 | 60.83 |  | Pacific Gas & Electric Company - Transmission | OTHER | LESR | NP15 |  |  | CISO | PGAE | 0
Non-Participating | N | Y | INTKEP_2_UNITS | INTKEP_2_HOLM 2 | GEN | HOLM HYDRO UNIT 2 | 90.14 | 90.14 |  |  |  |  | NP15 |  |  | CISO | PGAE | 0
Participating Unit | N | N |  | GIFFEN_6_SOLAR | GEN | Giffen Solar Station | 10 | 20 | PGAE | Pacific Gas & Electric Company | PHOTO VOLTAIC | SUN | NP15 | 2012-07-25 |  | CISO | PGAE | 0
Participating Unit | N | N |  | LODI25_2_UNIT 1 | GEN | LODI GAS TURBINE | 25 | 25.4 | PGAE | NCPA (MSS Agreement - S14) | FTUR | NATURAL GAS | NP15 | 1986-01-01 |  | CISO | NCPA | 0
Participating Unit | N | Y | SCEC_1_PDRP199 | SCEC_1_PDRP199 | GEN | CBP-3-C | 7.26 |  | SCE | Southern California Edison | OTHER | OTHER | SP15 |  |  | CISO | SCE | 0
Non-Participating | N | Y | RUSCTY_2_UNITS | RUSCTY_2_CTG2 | GEN | Russell City | 180 | 180 |  | Russell City Energy Company, LLC | COMBINED CYCLE | NATURAL GAS | NP15 |  |  | CISO | PGAE | 0
Participating Unit | N | N |  | SNCLRA_2_SILBT1 | GEN | Silverstrand BESS | 11 | 11 | SCE | Silverstrand Grid, LLC | OTHER | LESR | SP15 | 2021-04-01 |  | CISO | SCE | 0
Participating Unit | N | Y | GILRPP_1_PL1X2 | GILRPP_1_PL1X2 | GEN | GILROY ENERGY CENTER UNITS 1&2 AGGREGATE | 95.2 |  | PGAE | Gilroy Energy Center, LLC | COMBUSTION TURBINE | NATURAL GAS | NP15 | 2002-01-29 |  | CISO | PGAE | 0
Participating Unit | N | N |  | MESAS_2_CADBT1 | GEN | Cadillac 1 BESS | 3.5 | 3.5 | SCE | Southern California Edison | OTHER | LESR | SP15 |  |  | CISO | SCE | 0
Participating Unit | N | N |  | ALTWD_2_AT3WD3 | GEN | Altech 3 | 9.8 | 9.8 | SCE | San Gorgonio Westwinds II, LLC | WIND | WIND | SP15 | 2021-06-24 |  | CISO | SCE | 0
Non-Participating | N | Y | BIGCRK_2_EXESWD | BGCRK1_7_PORTAL | GEN | PORTAL HYDRO | 10.8 | 10.8 |  | Southern California Edison Company | HYDRO | WATER | SP15 |  |  | CISO | SCE | 0
Participating Unit | N | N |  | VICTOR_1_LRUSR3 | GEN | Landpro Rudy | 1.5 | 1.5 | SCE | CD US Solar PO 3, LLC | PHOTO VOLTAIC | SUN | SP15 | 2024-06-25 |  | CISO | SCE | 0
Participating Unit | N | Y | AGRICO_7_UNIT | AGRICO_7_UNIT | GEN | Fresno Cogen | 59.97 |  | PGAE | Fresno Cogeneration Partners, LP | OTHER | NATURAL GAS | NP15 | 2023-03-14 |  | CISO | PGAE | 0
Participating Unit | N | N |  | MALAGA_1_AUCTG1 | GEN | Acid Unit 1 | 55.3 | 55.3 | PGAE | Malaga Power, LLC | COMBUSTION TURBINE | NATURAL GAS | ZP26 | 2024-11-18 |  | CISO | PGAE | 0
Participating Unit | N | Y | BELLEF_2_BSFSX3 | BELLEF_2_BSFSX3 | GEN | Bellefield Solar Farm | 500 |  | SCE | 50LW 8me LLC | PHOTO VOLTAIC | SUN | SP15 |  |  | CISO | SCE | 0
Non-Participating |  | Y | OGROVE_6_PL1X2 | OGROVE_6_CTG2 | GEN | Orange Grove | 75 | 75 |  | Orange Grove LLC | COMBUSTION TURBINE | NATURAL GAS | SP15 |  |  | CISO | SDGE | 0
Participating Unit | N | N |  | CATLNA_2_SOLAR | GEN | Catalina Solar - Phases 1 and 2 | 110 | 110 | SCE | Catalina Solar, LLC | PHOTO VOLTAIC | SUN | SP15 | 2013-02-15 |  | CISO | SCE | 0
Participating Unit | N | N |  | TUPMAN_1_BIOGAS | GEN | ABEC Bidart-Stockale #1 | 0.6 | 0.6 | PGAE | ABEC Bidart-Stockdale LLC | RECIPROCATING ENGINE | BIOGAS | ZP26 | 2013-03-20 |  | CISO | PGAE | 0
Participating Unit | N | N |  | BDGRCK_1_UNITS | GEN | BADGER CREEK LIMITED | 48.08 | 55.3 | PGAE | Badger Creek Limited | COMBUSTION TURBINE | NATURAL GAS | ZP26 | 1991-04-01 |  | CISO | PGAE | 0
Participating Unit | N | Y | SCEC_1_PDRP101 | SCEC_1_PDRP101 | GEN | SCEC_1_PDRP101 | 2 |  | SCE | OHMCONNECT, INC. | OTHER | OTHER | SP15 |  |  | CISO | SCE | 0
Participating Unit | N | N |  | TRNQL8_2_AMASR1 | GEN | Tranquillity 8 Amarillo | 20 | 20 | PGAE | Great Valley Solar 4, LLC | PHOTO VOLTAIC | SUN | NP15 | 2017-12-26 |  | CISO | PGAE | 0
Participating Unit | N | N |  | PIUTE_6_GNBSR1 | GEN | Green Beanworks B | 3 | 3 | SCE | Green Beanworks B, LLC | PHOTO VOLTAIC | SUN | SP15 | 2018-12-28 |  | CISO | SCE | 0
Participating Unit | Y | N |  | CHINO_6_CIMGEN | GEN | Chino Co-Generation | 26 | 31.6 | SCE | O.L.S. Energy - Chino | COMBINED CYCLE | NATURAL GAS | SP15 | 2018-06-27 |  | CISO | SCE | 0
Participating Unit | N | N |  | VICTOR_1_LVSLR1 | GEN | Lone Valley Solar Park 1 | 10 | 10 | SCE | Lone Valley Solar Park I LLC | PHOTO VOLTAIC | SUN | SP15 | 2014-11-19 |  | CISO | SCE | 0
Non-Participating | N | Y | COLUSA_2_PL1X3 | COLUSA_2_CTG2 | GEN | Colusa Generating Station | 213.5 | 213.5 |  | Pacific Gas & Electric Company | COMBUSTION TURBINE | NATURAL GAS | NP15 |  |  | CISO | PGAE | 0
Non-Participating | N | Y | CHESTN_2_CHWSX2 | CHESTN_2_CHWSR1 | GEN | Chestnut Westside PV | 75 | 75 | PGAE | Chestnut Westside, LLC | PHOTO VOLTAIC | SUN | ZP26 |  |  | CISO | PGAE | 0
Non-Participating | N | Y | MONTPH_7_UNITS | MONTPH_7_UNIT 2 | GEN | MONTICELLO Unit 2 | 5.7 | 5.7 |  |  |  |  | NP15 |  |  | CISO | PGAE | 0
Participating Unit | N | N |  | DAIRLD_1_MD2BM1 | GEN | Madera Digester Genset 2 | 0.8 | 0.8 | PGAE | Madera Renewable Energy LLC | RECIPROCATING ENGINE | BIOGAS | NP15 | 2019-01-11 |  | CISO | PGAE | 0
Participating Unit | N | N |  | HINSON_2_W2CSR2 | GEN | Wilmington 2 Carson | 0.6 | 0.6 | SCE | Prologis Logistics Services Incorporated | PHOTO VOLTAIC | SUN | SP15 |  |  | CISO | SCE | 0
Participating Unit | N | N |  | KERMAN_6_SOLAR1 | GEN | Fresno Solar South | 1.5 | 1.5 | PGAE | Fresno Cogeneration Partners, LP | PHOTO VOLTAIC | SUN | NP15 | 2015-10-21 |  | CISO | PGAE | 0
Participating Unit | N | Y | HIDSRT_2_UNITS | HIDSRT_2_UNITS | GEN | HIGH DESERT POWER PROJECT AGGREGATE | 850 |  | SCE | High Desert Power Project, LLC | COMBINED CYCLE | NATURAL GAS | SP15 | 2003-04-21 |  | CISO | SCE | 0
Participating Unit |  | N |  | VESTAL_6_QF | GEN | Isabella Hydro Dam 1 | 11.95 | 12 | SCE | Isabella Partners | HYDRO | WATER | SP15 | 2021-02-05 |  | CISO | SCE | 0
Non-Participating | N | Y | CENTPD_2_BMSSX2 | CENTPD_2_BMSSR1 | GEN | Blythe Mesa Solar | 111.8 | 111.8 |  | Blythe Mesa Solar II, LLC | PHOTO VOLTAIC | SUN | SP15 |  |  | CISO | SCE | 0
Participating Unit | N | N |  | TX-ELK_6_ECKSR2 | GEN | Eagle Creek | 3 | 3 | PGAE | Apex Eagle Creek, LLC | PHOTO VOLTAIC | SUN | ZP26 | 2019-12-21 |  | CISO | PGAE | 0
Participating Unit | N | N |  | DAIRLD_1_CR1BM1 | GEN | Clapper Rail Plant 1 | 2 | 2 | PGAE | Madera DP 2, LLC | RECIPROCATING ENGINE | BIOMASS | NP15 | 2021-10-01 |  | CISO | PGAE | 0
Non-Participating | N | Y | INTKEP_2_UNITS | MOCCPH_7_UNIT 2 | GEN | MOCCASIN HYDRO UNIT 2 | 51.75 | 51.75 |  |  |  |  | NP15 |  |  | CISO | PGAE | 0
Participating Unit | N | N |  | JAWBNE_2_SRWND | GEN | Sky River Wind Repower A | 30 | 30 | SCE | Sky River Wind, LLC | WIND | WIND | SP15 | 2021-09-01 |  | CISO | SCE | 0
Participating Unit | N | N |  | LAGBEL_2_CBPBT1 | GEN | CALD BESS I | 100 | 100 | SCE | Cald BESS LLC | OTHER | LESR | SP15 | 2024-07-02 |  | CISO | SCE | 0
Participating Unit | N | N |  | ADERA_1_SOLAR1 | GEN | Adera Solar | 20 | 20 | PGAE | Adera Solar, LLC | PHOTO VOLTAIC | SUN | NP15 | 2015-12-23 |  | CISO | PGAE | 0
Participating Unit | N | Y | SCEW_2_PDRP110 | SCEW_2_PDRP110 | GEN | SCEW_2_PDRP110 | 0.99 |  | SCE | Leapfrog Power, inc. | OTHER | OTHER | SP15 |  |  | CISO | SCE | 0
Participating Unit | N | N |  | DOUBLC_1_UNITS | GEN | DOUBLE "C" LIMITED | 52.23 | 55.3 | PGAE | DOUBLE "C" LIMITED | COMBUSTION TURBINE | NATURAL GAS | ZP26 | 1989-03-14 |  | CISO | PGAE | 0
Participating Unit | N | N |  | ARLNTN_2_ASUSR1 | GEN | Arlington Solar Unit 1 | 131 | 131 | SCE | Arlington Solar, LLC | PHOTO VOLTAIC | SUN | SP15 | 2022-08-01 |  | CISO | SCE | 0
Participating Unit | N | N |  | BEJNLS_5_BV2SCEDYN | TG | Broadview 2 | 167 |  | SCE | WILLOWBEACH | WIND | WIND | SP15 | 2017-01-27 |  | AZPS | SCE | 1
Participating Unit | N | N |  | SCARLT_2_SS2BT1 | GEN | Scarlet Solar 2 BESS | 150 | 150 | PGAE | EDPR Scarlet II BESS LLC | OTHER | LESR | NP15 | 2024-12-11 |  | CISO | PGAE | 0
Participating Unit | N | N |  | BLACK_7_UNIT 2 | GEN | JAMES B. BLACK 2 | 84.1 | 84.1 | PGAE | Pacific Gas & Electric Company | HYDRO | WATER | NP15 | 1965-01-01 |  | CISO | PGAE | 0
Participating Unit | N | N |  | CHILLS_1_SYCENG | GEN | Sycamore Energy 1 | 1.5 | 1.9 | SDGE | Sycamore Energy 1 LLC | COMBUSTION TURBINE | BIOGAS | SP15 | 2011-05-19 |  | CISO | SDGE | 0
Participating Unit | N | N |  | RVRVEW_1_UNITA1 | GEN | Riverview Energy Center (GP Antioch) | 48.7 | 50 | PGAE | Gilroy Energy Center, LLC | COMBUSTION TURBINE | NATURAL GAS | NP15 | 2003-05-02 |  | CISO | PGAE | 0
Participating Unit | N | N |  | WSTWND_2_SBSBT1 | GEN | Sagebrush Solar 2 | 80 | 80 | SCE | Sagebrush ESS, LLC | OTHER | LESR | SP15 | 2023-05-23 |  | CISO | SCE | 0
Non-Participating | N | Y | SALTSP_7_UNITS | SALTSP_7_UNIT 2 | GEN | Salt Springs Unit 2 | 34 | 34 |  | Pacific Gas & Electric Company | HYDRO | WATER | NP15 |  |  | CISO | PGAE | 0
Participating Unit | N | N |  | EDWARD_2_ES2BT3 | GEN | EdSan 2 | 151 | 151 | SCE | ES 1A Group 2 Opco, LLC | OTHER | HYBD | SP15 | 2022-04-02 |  | CISO | SCE | 0
Participating Unit | N | Y | SCEW_2_PDRP186 | SCEW_2_PDRP186 | GEN | VLTS_PDR_SCEW_D | 5 |  | SCE | Voltus, Inc. | OTHER | OTHER | SP15 |  |  | CISO | SCE | 0
Participating Unit | N | N |  | BGSKYN_2_ASSR1B | GEN | Antelope Solar 1B | 17 | 17 | SCE | Antelope Expansion 1B, LLC | PHOTO VOLTAIC | SUN | SP15 | 2022-11-23 |  | CISO | SCE | 0
Participating Unit | N | N |  | HIGHDS_2_H5SBT1 | GEN | High 5 Solar BESS | 50 | 50 | SCE | HDSI, LLC | OTHER | LESR | SP15 | 2021-12-08 |  | CISO | SCE | 0
Participating Unit | N | N |  | MALIN_5_HERMDYN | TG | MALIN_5_HERMDYN | 308 |  | PGAE | MALIN500 | COMBINED CYCLE | NATURAL GAS | NP15 | 2021-04-13 |  | BPAT | PGAE | 1
Participating Unit | Y | N |  | CATLNA_2_SOLAR2 | GEN | Catalina Solar 2 | 18 | 18 | SCE | Catalina Solar 2, LLC | PHOTO VOLTAIC | SUN | SP15 | 2015-07-22 |  | CISO | SCE | 0
Participating Unit | N | N |  | YELPIN_2_YP2SR2 | GEN | Yellow Pine 2 A PV | 60 | 60 | SCE | Yellow Pine Solar Interconnect, LLC | PHOTO VOLTAIC | SUN | SP15 | 2024-06-14 |  | CISO | VEA | 0
Non-Participating | N | Y | DUANE_1_PL1X3 | DUANE_7_CTG1 | GEN | Donald Von Raesfeld CTG Unit 1 | 50.4 | 50.4 |  | Donald Von Raesfeld Power Plant | COMBUSTION TURBINE | NATURAL GAS | NP15 |  |  | CISO | NCPA | 0
Participating Unit | N | Y | SBERDO_2_PSP3 | SBERDO_2_PSP3 | GEN | Mountainview Gen Sta. Unit 3 | 555 |  | SCE | Southern California Edison Company | COMBINED CYCLE | NATURAL GAS | SP15 | 2005-12-10 |  | CISO | SCE | 0
Non-Participating | N | Y | NHOGAN_6_UNITS | NHOGAN_6_UNIT 1 | GEN | NEW HOGAN PH UNIT 1 | 2.2 | 2.2 |  |  |  |  | NP15 |  |  | CISO | PGAE | 0
Participating Unit | Y | Y | NAVYII_2_UNITS | NAVYII_2_UNITS | GEN | COSO POWER DEVELOPER (NAVY II) AGGREGATE | 47 |  | SCE | Coso Power Developers | STEAM | GEOTHERMAL | SP15 | 1989-12-23 |  | CISO | SCE | 0
Participating Unit | N | N |  | ELCAJN_6_LM6K | GEN | El Cajon Energy Center | 48.1 | 49.7 | SDGE | El Cajon Energy, LLC | COMBUSTION TURBINE | NATURAL GAS | SP15 | 2010-06-16 |  | CISO | SDGE | 0
Participating Unit | N | Y | SCEC_1_PDRP100 | SCEC_1_PDRP100 | GEN | SCEC_1_PDRP100 | 2 |  | SCE | OHMCONNECT, INC. | OTHER | OTHER | SP15 |  |  | CISO | SCE | 0
Participating Unit | N | N |  | MNDOTA_1_SOLAR2 | GEN | Citizen Solar B | 5 | 5 | PGAE | Citizen Solar B LLC | PHOTO VOLTAIC | SUN | NP15 | 2015-12-11 |  | CISO | PGAE | 0
Participating Unit | Y | N |  | SNCLRA_6_PROCGN | GEN | Procter and Gamble Oxnard 2 | 47.9 | 49.5 | SCE | The Procter & Gamble Paper Products Company | FTUR | NATURAL GAS | SP15 | 1998-11-17 |  | CISO | SCE | 0
Non-Participating | N | Y | MARVEL_2_MARBX2 | MARVEL_2_MARBT2 | GEN | Marvel | 162.5 | 162.5 |  | Desert Peak Energy Center, LLC | OTHER | LESR | SP15 |  |  | CISO | SCE | 0
Participating Unit | Y | N |  | TBLMTN_6_QF | GEN | SMALL QF AGGREGATION - PARADISE | 1.7 | 5.8 | PGAE | Pacific Gas & Electric Company | HYDRO | WATER | NP15 | 1983-01-01 |  | CISO | PGAE | 0
Participating Unit | N | N |  | GRIZLY_1_UNIT 1 | GEN | GRIZZLY HYDRO | 20 | 20 | PGAE | Pacific Gas & Electric Company | HYDRO | WATER | NP15 | 1993-01-01 |  | CISO | PGAE | 0
Non-Participating | N | Y | DMDVLY_1_UNITS | DMDVLY_1_GEN 1 | GEN | Diamond Valley Unit 1 | 3.3 | 3.3 |  | Metropolitan Water District of Southern California (MWD) | PUMPED STORAGE | WATER | SP15 |  |  | CISO | SCE | 0
Participating Unit | N | N |  | MALIN_5_INHRED | TG | CSF Columbia Gorge | 50 |  | PGAE | MALIN500 | WIND | WIND | NP15 | 2011-10-01 |  | BPAT | PGAE | 1
Participating Unit | N | N |  | CAMLOT_2_SOLAR2 | GEN | Columbia Two | 15 | 15 | SCE | RE Columbia Two LLC | PHOTO VOLTAIC | SUN | SP15 | 2014-12-10 |  | CISO | SCE | 0
Participating Unit | N | N |  | LAPLMA_2_UNIT 4 | GEN | LA PALOMA GENERATING PLANT, UNIT #4 | 267 | 295 | PGAE | CXA La Paloma LLC | COMBINED CYCLE | NATURAL GAS | ZP26 | 2003-03-05 |  | CISO | PGAE | 0
Participating Unit | N | N |  | BALCHS_7_UNIT 2 | GEN | BALCH 2 PH UNIT 2 | 52.5 | 52.5 | PGAE | Pacific Gas & Electric Company | HYDRO | WATER | NP15 | 1958-01-01 |  | CISO | PGAE | 0
Non-Participating | N | Y | COLVIL_7_PL1X2 | COLVIL_7_UNIT 1 | GEN | COLLIERVILLE HYDRO UNIT 1 | 126.5 | 126.5 |  | NCPA (MSS Agreement - S14) | HYDRO | WATER | NP15 |  |  | CISO | NCPA | 0
Participating Unit | Y | N |  | USWPJR_2_UNITS | GEN | Vasco Wind | 78.2 | 78.2 | PGAE | Vasco Winds, LLC | WIND | WIND | NP15 | 1988-01-01 |  | CISO | PGAE | 0
Participating Unit | N | N |  | PALA_6_PGCBT1 | GEN | Pala Gomez Creek BESS | 10 | 10 | SDGE | San Diego Gas & Electric Company | OTHER | LESR | SP15 | 2024-03-14 |  | CISO | SDGE | 0
Participating Unit | N | N |  | VESTAL_2_UNIT1 | GEN | CALGREN-PIXLEY | 5 | 11.2 | SCE | GFP Ethanol LLC | FTUR | NATURAL GAS | SP15 | 2016-06-30 |  | CISO | SCE | 0
Participating Unit | N | Y | LECEF_1_UNITS | LECEF_1_UNITS | GEN | LOS ESTEROS ENERGY FACILITY AGGREGATE | 309.84 |  | PGAE | Los Esteros Critical Energy Facility, LLC | COMBINED CYCLE | NATURAL GAS | NP15 | 2013-07-31 |  | CISO | PGAE | 0
Participating Unit | N | N |  | BISHOP_1_ALAMO | GEN | BISHOP CREEK PLANT 2 AND 6 | 13.4 | 13.4 | SCE | Southern California Edison Company | HYDRO | WATER | SP15 | 1908-01-01 |  | CISO | SCE | 0
Non-Participating | N | Y | DRUM_7_PL3X4 | DRUM_7_UNIT 3 | GEN | Drum PH 1 Unit 3 | 12.9 | 12.9 |  | Pacific Gas & Electric Company | HYDRO | WATER | NP15 |  |  | CISO | PGAE | 0
Participating Unit | N | N |  | SNCLRA_2_BWEBT1 | GEN | Black Walnut Energy Storage | 15 | 15 | SCE | Black Walnut Energy Storage, LLC | OTHER | LESR | SP15 |  |  | CISO | SCE | 0
Participating Unit | N | Y | HYTTHM_2_UNITS | HYTTHM_2_UNITS | GEN | HYATT-THERMALITO PUMP-GEN (AGGREGATE) | 933.1 |  | PGAE | California Dept. of Water Resources | HYDRO | WATER | NP15 | 1968-01-01 |  | CISO | CWRP | 0
Participating Unit | N | N |  | TUMBWD_2_WISBT4 | GEN | Willow Springs Solar 4 | 74.97 | 75 | SCE | Tumbleweed Energy, LLC | OTHER | LESR | SP15 | 2024-08-14 |  | CISO | SCE | 0
Participating Unit | Y | N |  | CHEVCD_6_UNIT | GEN | CHEVRON USA (TAFT/CADET) | 11.5 | 11.5 | PGAE | Pacific Gas & Electric Company | COMBUSTION TURBINE | NATURAL GAS | ZP26 | 1982-07-26 |  | CISO | PGAE | 0
Participating Unit | N | N |  | COWCRK_2_UNIT | GEN | Cow Creek Hydro | 2 | 2 | PGAE | Pacific Gas & Electric Company | HYDRO | WATER | NP15 | 1907-01-01 |  | CISO | PGAE | 0
Participating Unit | N | Y | AQUAWS_2_AQWSR1 | AQUAWS_2_AQWSR1 | GEN | Aquamarine Westside | 250 |  | PGAE | Aquamarine Westside, LLC | PHOTO VOLTAIC | SUN | ZP26 | 2021-12-08 |  | CISO | PGAE | 0
Participating Unit | N | Y | WARNE_2_UNIT | WARNE_2_UNIT | GEN | WARNE HYDRO AGGREGATE | 76 |  | SCE | California Dept. of Water Resources | HYDRO | WATER | SP15 | 1982-01-01 |  | CISO | CWRS | 0
Participating Unit | N | N |  | GIFENS_6_BUGSL1 | GEN | Burford Giffen | 20 | 20 | PGAE | Giffen Solar Park LLC | PHOTO VOLTAIC | SUN | NP15 | 2017-06-16 |  | CISO | PGAE | 0
Participating Unit | Y | N |  | NAROW1_2_UNIT | GEN | NARROWS PH 1 UNIT | 12 | 12 | PGAE | Yuba County Water Agency | HYDRO | WATER | NP15 | 2020-09-21 |  | CISO | PGAE | 0
Participating Unit | Y | N |  | MOORPK_6_QF | GEN | MOORPARK QFS | 0.8 | 35.8 | SCE | Southern California Edison Company | OTHER | OTHER | SP15 | 1976-01-01 |  | CISO | SCE | 0
Participating Unit | N | N |  | TAHOE_2_THOBT2 | GEN | Tahoe 2 | 109.06 | 109 | SCE | Silver Peak Solar, LLC | OTHER | LESR | SP15 | 2025-06-02 |  | CISO | SCE | 0
Participating Unit | N | N |  | SLATE_2_SLASR1 | GEN | Slate | 50.5 | 50.5 | PGAE | RE Slate 1, LLC | PHOTO VOLTAIC | SUN | NP15 | 2021-11-12 |  | CISO | PGAE | 0
Participating Unit | N | N |  | SLATE_2_SLASR5 | GEN | Slate 5 | 26 | 26 | PGAE | RE Slate 1 LLC | OTHER | HYBD | NP15 | 2022-03-15 |  | CISO | PGAE | 0
Non-Participating | N | Y | SANDLT_2_SUNITS | SANDLT_2_STGA | GEN | SANDLT_2_STGA | 137.5 | 137.5 |  | Abengoa Solar LLC | STEAM | SUN | SP15 |  |  | CISO | SCE | 0
Participating Unit | N | N |  | PROXSR_2_PS1BT2 | GEN | Proxima Solar BESS 1B | 32 | 32 | PGAE | Proxima Solar, LLC | OTHER | LESR | NP15 | 2024-05-07 |  | CISO | PGAE | 0
Non-Participating | N | Y | LECEF_1_UNITS | LECEF_1_CGT 1 | GEN | LOS ESTEROS ENERGY FACILITY CTG 1 | 49.9 | 49.9 |  | Los Esteros Critical Energy Facility, LLC | COMBUSTION TURBINE | NATURAL GAS | NP15 |  |  | CISO | PGAE | 0
Participating Unit | N | N |  | MARVEL_2_MARBT3 | GEN | Marvel 2 | 74.94 | 75 | SCE | Desert Peak Energy Center, LLC | OTHER | LESR | SP15 | 2024-04-25 |  | CISO | SCE | 0
Participating Unit | N | N |  | SANDRN_2_SS1SR1 | GEN | Sandrini Sol 1 | 100 | 100 | PGAE | EDPR CA Solar Park II LLC | PHOTO VOLTAIC | SUN | ZP26 | 2024-12-11 |  | CISO | PGAE | 0
Participating Unit | N | N |  | ALMASL_2_GS6SR6 | GEN | Almasol Generating Station 6 | 100 | 100 | SCE | Maverick Solar 6, LLC | PHOTO VOLTAIC | SUN | SP15 | 2021-10-22 |  | CISO | SCE | 0
Participating Unit | N | N |  | VICPAS_2_SOCSR3 | GEN | Sol Catcher BESS PV3 | 20 | 20 | SCE | Arica Solar, LLC | PHOTO VOLTAIC | SUN | SP15 | 2024-03-26 |  | CISO | SCE | 0
Participating Unit | N | N |  | OASIS_6_LPPSR1 | GEN | Lancaster Psomas PV | 3 | 3 | SCE | PsomasFMG Lancaster Solar CREST, LLC. | PHOTO VOLTAIC | SUN | SP15 | 2022-07-25 |  | CISO | SCE | 0
Non-Participating | N | Y | BLM_2_UNITS | BLM W_2_UNIT 9 | GEN | COSO ENERGY DEVELOPERS - BLM WEST UNIT 9 | 24 | 24 |  |  |  |  | SP15 |  |  | CISO | SCE | 0
Non-Participating | N | Y | BIGCRK_2_EXESWD | MAMMTH_7_UNIT 2 | GEN | MAMMOTH POOL UNIT 2 | 95 | 95 |  | Southern California Edison Company | HYDRO | WATER | SP15 |  |  | CISO | SCE | 0
Participating Unit | N | N |  | ORMOND_7_UNIT 2 | GEN | ORMOND BEACH GEN STA. UNIT 2 | 750 | 750 | SCE | Ormond Beach Power, LLC | STEAM | NATURAL GAS | SP15 | 1971-01-01 |  | CISO | SCE | 0
Participating Unit | N | N |  | MSOLAR_2_MS4SR4 | GEN | Mesquite Solar 4 | 52.5 | 52.5 | SDGE | Mesquite Solar 4, LLC | PHOTO VOLTAIC | SUN | SP15 | 2024-01-18 |  | CISO | SDGE | 0
Participating Unit | Y | N |  | SNCLRA_2_HOWLNG | GEN | Houwelings Nurseries Oxnard, Inc | 12.71 | 13.2 | SCE | Glass House Camarillo Cultivation, LLC | RECIPROCATING ENGINE | NATURAL GAS | SP15 | 2013-06-14 |  | CISO | SCE | 0
Participating Unit | N | N |  | HENRTS_1_SOLAR | GEN | Henrietta Solar Project | 100 | 102 | PGAE | Parrey, LLC | PHOTO VOLTAIC | SUN | NP15 | 2016-08-19 |  | CISO | PGAE | 0
Participating Unit | N | N |  | GOLETA_6_TR2BM2 | GEN | Tajiguas Biogas Engines | 1.99 | 1.99 | SCE | Santa Barbara County Department of Public Works | RECIPROCATING ENGINE | BIOGAS | SP15 | 2022-06-24 |  | CISO | SCE | 0
Participating Unit | N | N |  | ALMASL_2_AL6BT6 | GEN | Almasol 6 BES | 50 | 50 | SCE | Maverick Solar 6, LLC | OTHER | LESR | SP15 | 2022-06-27 |  | CISO | SCE | 0
Participating Unit | N | N |  | CMBLND_2_DS2BT1 | GEN | Daggett 2 a BESS | 52 | 52 | SCE | Daggett Solar Power 2 LLC | OTHER | LESR | SP15 | 2023-11-22 |  | CISO | SCE | 0
Participating Unit | N | N |  | WNDMAS_2_UNIT 1 | GEN | BUENA VISTA ENERGY, LLC | 38 | 36 | PGAE | Buena Vista Energy, LLC | WIND | WIND | NP15 | 1983-12-24 |  | CISO | PGAE | 0
Participating Unit | N | N |  | CAMDEN_6_RDDBM1 | GEN | RuAnn Dairy Digester BioMAT | 0.55 | 0.55 | PGAE | Patmar Land Co., LLC | RECIPROCATING ENGINE | BIOMASS | ZP26 | 2024-04-24 |  | CISO | PGAE | 0
Participating Unit | N | N |  | RATSKE_2_WAVBT1 | GEN | Willy 9 Antelope Valley Complex | 125.96 | 126 | SCE | AVEP BESS, LLC | OTHER | LESR | SP15 | 2025-04-16 |  | CISO | SCE | 0
Non-Participating | N | Y | SUNSHN_2_LNDFL | SUNSHN_2_LNDFL3 | GEN | SUNSHN_2_LNDFL3 | 4.6 | 4.6 |  | Sunshine Gas Producers, L.L.C. Unit 3 | COMBUSTION TURBINE | BIOGAS | SP15 |  |  | CISO | SCE | 0
Non-Participating | N | Y | ELSEGN_2_UN2021 | ELSEGN_2_UNIT20 | GEN | El Segundo Energy Center Unit 8 | 90.5 | 90.5 |  | El Segundo Energy Center LLC | COMBINED CYCLE | NATURAL GAS | SP15 |  |  | CISO | SCE | 0
Participating Unit | N | Y | PGEB_2_PDRP107 | PGEB_2_PDRP107 | GEN | VLTS_PDR_PGEB_02 | 7.5 |  | PGAE | Voltus, Inc. | OTHER | OTHER | NP15 |  |  | CISO | PGAE | 0
Participating Unit | N | N |  | ARVINN_6_ORION1 | GEN | Orion 1 Solar | 12 | 12 | PGAE | Orion Solar I, LLC; Orion Solar II, LLC | PHOTO VOLTAIC | SUN | ZP26 | 2014-06-26 |  | CISO | PGAE | 0
Participating Unit | N | N |  | PASTSR_2_PSESR1 | GEN | Pastoria Solar | 105.2 | 105.2 | SCE | Pastoria Solar Energy Company, LLC | PHOTO VOLTAIC | SUN | SP15 |  |  | CISO | SCE | 0
Participating Unit | N | Y | SCEW_2_PDRP105 | SCEW_2_PDRP105 | GEN | SCEW_2_PDRP105 | 2 |  | SCE | OHMCONNECT, INC. | OTHER | OTHER | SP15 |  |  | CISO | SCE | 0
Participating Unit | Y | N |  | IGNACO_1_QF | GEN | SMALL QF AGGREGATION - VALLEJO/DINSMORE | 0.5 | 1 | PGAE | Pacific Gas & Electric Company | OTHER | OTHER | NP15 | 1985-01-01 |  | CISO | PGAE | 0
Participating Unit | N | N |  | ALTA3A_2_CPCE4 | GEN | Alta Wind 4 | 102 | 102 | SCE | Alta Interconnection Management II, LLC | WIND | WIND | SP15 | 2011-03-12 |  | CISO | SCE | 0
Non-Participating | N | Y | ATHOS_5_AP1X2 | ATHOS_5_AP1SR1 | GEN | Athos Power Plant | 125 | 125 |  | SE Athos I, LLC | PHOTO VOLTAIC | SUN | SP15 |  |  | CISO | SCE | 0
Participating Unit | N | Y | SCEC_1_PDRP108 | SCEC_1_PDRP108 | GEN | SCEC_1_PDRP108 | 9.99 |  | SCE | Leapfrog Power, inc. | OTHER | OTHER | SP15 |  |  | CISO | SCE | 0
Participating Unit | N | Y | SCEW_2_PDRP124 | SCEW_2_PDRP124 | GEN | SCEW_2_PDRP124 | 0.99 |  | SCE | Leapfrog Power, inc. | OTHER | OTHER | SP15 |  |  | CISO | SCE | 0
Non-Participating | N | Y | SLUISP_2_UNITS | SLUISP_2_UNIT 2 | GEN | San Luis P-G Unit 2 | 53 | 53 | PGAE | California Dept. of Water Resources | PUMPED STORAGE | WATER | NP15 |  |  | CISO | PGAE | 0
Participating Unit | N | N |  | SUNPND_5_SPSSR1 | TG | Sun Pond Solar 1 | 42.5 | 42.5 | SCE | PVWEST | PHOTO VOLTAIC | SUN | SP15 |  |  | SRP | SCE | 0
Participating Unit | N | N |  | VALLEY_5_REDMTN | GEN | MWD Red Mountain Hydroelectric Recovery | 5.9 | 5.9 | SCE | Metropolitan Water District of Southern California | HYDRO | WATER | SP15 | 1985-01-01 |  | CISO | SCE | 0
Non-Participating | N | Y | OBERON_5_O1BBX2 | OBERON_5_O1BBT1 | GEN | Oberon 1 BESS | 62.5 | 62.5 | SCE | IP Oberon BESS, LLC | OTHER | LESR | SP15 |  |  | CISO | SCE | 0
Participating Unit | N | N |  | RDWAY_1_WAISR2 | GEN | Watts I | 1.5 | 1.5 | SCE | TerraForm Phoenix I CD Holdings LLC | PHOTO VOLTAIC | SUN | SP15 | 2024-05-28 |  | CISO | SCE | 0
Participating Unit | N | Y | SCEN_6_PDRP101 | SCEN_6_PDRP101 | GEN | SCEN_6_PDRP101 | 0.99 |  | SCE | Leapfrog Power, Inc. | OTHER | OTHER | SP15 |  |  | CISO | SCE | 0
Participating Unit | N | Y | SCEC_1_PDRP132 | SCEC_1_PDRP132 | GEN | SCEC_1_PDRP132 | 0.99 |  | SCE | Leapfrog Power, inc. | OTHER | OTHER | SP15 |  |  | CISO | SCE | 0
Participating Unit | N | N |  | DELAMO_2_SOLAR6 | GEN | Freeway Springs | 2 | 2 | SCE | Freeway Springs, LLC | PHOTO VOLTAIC | SUN | SP15 | 2017-01-25 |  | CISO | SCE | 0
Participating Unit | Y | N |  | FMEADO_6_HELLHL | GEN | FMEADO_6_HELLHL | 0.6 | 0.5 | PGAE | Placer County Water Agency | HYDRO | WATER | NP15 | 1983-04-30 |  | CISO | PGAE | 0
Non-Participating | N | Y | LEBECS_2_UNITS | LEBECS_7_CTG1 | GEN | CC Power Block 1 CTG1 | 198.9 | 198.9 |  | Pastoria Energy Facility | COMBUSTION TURBINE | NATURAL GAS | SP15 |  |  | CISO | SCE | 0
Non-Participating | N | Y | LODIEC_2_PL1X2 | LODIEC_2_STG | GEN | Lodi Energy Center | 116.9 | 116.9 |  | Northern California Power Agency | STEAM | NATURAL GAS | NP15 |  |  | CISO | PGAE | 0
Participating Unit | N | N |  | MTWIND_1_UNIT 3 | GEN | Mountain View Power Project III | 22.44 | 22.4 | SCE | Mountain View Power Partners III, L.L.C. | WIND | WIND | SP15 | 2003-12-15 |  | CISO | SCE | 0
Participating Unit | N | N |  | STIGCT_2_LODI | GEN | LODI STIG UNIT | 49.9 | 51.2 | PGAE | NCPA (MSS Agreement - S14) | COMBUSTION TURBINE | NATURAL GAS | NP15 | 1996-01-01 |  | CISO | NCPA | 0
Participating Unit | N | N |  | LITLRK_6_SEPV01 | GEN | Gestamp Solar 1 | 2 | 2 | SCE | SEPV1, LLC | PHOTO VOLTAIC | SUN | SP15 | 2012-05-08 |  | CISO | SCE | 0
Participating Unit | N | N |  | BUCKCK_7_OAKFLT | GEN | Oak Flat | 1.3 | 1.3 | PGAE | Pacific Gas & Electric Company | HYDRO | WATER | NP15 | 1985-01-01 |  | CISO | PGAE | 0
Non-Participating |  | Y | CALGEN_1_UNITS | CALGEN_1_UNIT 2 | GEN | CALGEN_1_UNIT 2 | 32.2 | 32.2 |  |  |  |  | SP15 |  |  | CISO | SCE | 0
Participating Unit | N | N |  | VESTAL_2_WELLHD | GEN | Wellhead Power Delano | 49 | 49.5 | SCE | Delano Energy Center, LLC | COMBUSTION TURBINE | NATURAL GAS | SP15 | 2013-01-16 |  | CISO | SCE | 0
Non-Participating | N | Y | BIGCRK_2_EXESWD | BGCRK1_7_UNIT 2 | GEN | BIG CREEK PH 1 UNIT 2 | 15.8 | 15.8 |  | Southern California Edison Company | HYDRO | WATER | SP15 |  |  | CISO | SCE | 0
Participating Unit | N | N |  | KNGBRD_2_SOLAR1 | GEN | Kingbird Solar A | 20 | 20 | SCE | Kingbird Solar A, LLC | PHOTO VOLTAIC | SUN | SP15 | 2016-04-30 |  | CISO | SCE | 0
Participating Unit | N | N |  | MANZNA_2_CAMSR1 | GEN | Camino Solar | 44 | 44 | SCE | Camino Solar, LLC | PHOTO VOLTAIC | SUN | SP15 | 2025-04-03 |  | CISO | SCE | 0
Participating Unit | N | N |  | JOHANN_2_JOSBT1 | GEN | Johanna Storage 1 | 10 | 10 | SCE | Hecate Energy Johanna Facility LLC | OTHER | LESR | SP15 | 2021-10-29 |  | CISO | SCE | 0
Participating Unit | N | N |  | BUTTVL_7_UNIT 1 | GEN | BUTT VALLEY HYDRO | 39.5 | 41 | PGAE | Pacific Gas & Electric Company | HYDRO | WATER | NP15 | 1958-01-01 |  | CISO | PGAE | 0
Participating Unit | N | Y | ALAMIT_2_PL1X3 | ALAMIT_2_PL1X3 | GEN | Alamitos Energy Center Unit 7 | 674.7 |  | SCE | AES Alamitos Energy LLC | COMBINED CYCLE | NATURAL GAS | SP15 | 2020-02-06 |  | CISO | SCE | 0
Participating Unit | N | N |  | SRAPTA_5_DEAUXL1 | TG | Dateland Energy Complex Sierra | 6 |  | SCE | NRTHGILA500 | OTHER | OTHER | SP15 |  |  | AZPS | SDGE | 0
Participating Unit | N | N |  | RSMNDS_2_CSRSR1 | GEN | Cyclone Solar | 30 | 30 | SCE | Golden Fields Solar IV, LLC | PHOTO VOLTAIC | SUN | SP15 | 2025-08-01 |  | CISO | SCE | 0
Participating Unit | N | N |  | DELSUR_6_DRYFRB | GEN | Dry Farm Ranch B | 5 | 5 | SCE | FTS Master Tenant 1, LLC | PHOTO VOLTAIC | SUN | SP15 | 2014-11-21 |  | CISO | SCE | 0
Participating Unit | N | Y | SCEW_2_PDRP106 | SCEW_2_PDRP106 | GEN | SCEW_2_PDRP106 | 9.99 |  | SCE | Leapfrog Power, inc. | OTHER | OTHER | SP15 |  |  | CISO | SCE | 0
Participating Unit | N | N |  | KIRKER_7_KELCYN | GEN | KELLER CANYON LANDFILL GEN FACILICITY | 3.56 | 3.8 | PGAE | Ameresco Keller Canyon, LLC | RECIPROCATING ENGINE | BIOGAS | NP15 | 2009-08-01 |  | CISO | PGAE | 0
Participating Unit | N | N |  | SNDBAR_7_UNIT 1 | GEN | SANDBAR | 16.2 | 18.6 | PGAE | Tri-Dam Power Authority | HYDRO | WATER | NP15 | 2017-01-01 |  | CISO | PGAE | 0
Participating Unit | N | N |  | SJOAQN_6_NFCBM1 | GEN | North Fork Community Power | 2.33 | 2.33 | PGAE | North Fork Community Power, LLC | RECIPROCATING ENGINE | BIOMASS | NP15 |  |  | CISO | PGAE | 0
Participating Unit | Y | N |  | SAUGUS_6_QF | GEN | SAUGUS QFS | 2.19 | 8.9 | SCE | Southern California Edison Company | OTHER | OTHER | SP15 | 1987-01-01 |  | CISO | SCE | 0
Participating Unit | N | Y | SCEC_1_PDRP134 | SCEC_1_PDRP134 | GEN | SCEC_1_PDRP134 | 0.99 |  | SCE | Leapfrog Power, inc. | OTHER | OTHER | SP15 |  |  | CISO | SCE | 0
Participating Unit | N | N |  | VISTRA_5_DALBT1 | GEN | Dallas Energy Storage | 100 | 100 | PGAE | Moss Landing Energy Storage 1, LLC | OTHER | LESR | NP15 | 2021-03-23 |  | CISO | PGAE | 0
Non-Participating | N | Y | BLM_2_UNITS | BLM E_2_UNIT 8 | GEN | COSO ENERGY DEVELOPERS - BLM EAST UNIT 8 | 24 | 24 |  |  |  |  | SP15 |  |  | CISO | SCE | 0
Participating Unit | N | N |  | RATSKE_2_NROSR1 | GEN | North Rosamond Solar | 150 | 150 | SCE | North Rosamond Solar, LLC | PHOTO VOLTAIC | SUN | SP15 | 2019-06-11 |  | CISO | SCE | 0
Non-Participating | N | Y | HUMBPP_6_UNITS | HUMBPP_6_UNITS2 | GEN | Humboldt Bay Generating Station 2 | 83.2 | 83.2 | PGAE | Pacific Gas & Electric Company | RECIPROCATING ENGINE | NATURAL GAS | NP15 |  |  | CISO | PGAE | 0
Participating Unit | N | N |  | CAMERN_6_BSPSR1 | GEN | Buckman Springs PV | 0.84 | 0.85 | SDGE | San Diego Gas & Electric Company | PHOTO VOLTAIC | SUN | SP15 | 2024-01-29 |  | CISO | SDGE | 0
Participating Unit | Y | N |  | GARNET_1_WT3WND | GEN | Wagner Wind | 6 | 6 | SCE | Wagner Wind, LLC | WIND | WIND | SP15 | 2012-12-24 |  | CISO | SCE | 0
Participating Unit | N | N |  | CABLRO_2_CBSBT1 | GEN | Caballero Storage | 99.7 | 99.7 | PGAE | Caballero CA Storage, LLC | OTHER | LESR | ZP26 | 2025-02-05 |  | CISO | PGAE | 0
Participating Unit | N | N |  | MARTIN_1_SUNSET | GEN | Sunset Reservoir - North Basin | 4.5 | 4.5 | PGAE | RE SFCity1, LP | PHOTO VOLTAIC | SUN | NP15 | 2010-10-29 |  | CISO | PGAE | 0
Non-Participating | N | Y | KELSO_2_UNITS | KELSO_2_GTG6 | GEN | Mariposa Energy Project | 49.4 | 49.4 |  | Pacific Gas & Electric Company | COMBUSTION TURBINE | NATURAL GAS | NP15 |  |  | CISO | PGAE | 0
Participating Unit | N | N |  | MCFLND_5_MFSBT1 | GEN | McFarland Solar A BESS | 100 | 100 | SDGE | McFarland Solar A, LLC | OTHER | LESR | SP15 | 2023-12-22 |  | CISO | SDGE | 0
Participating Unit | N | N |  | LCKHT1_2_LH1BT1 | GEN | Lockhart Solar BESS 1 | 45 | 45 | SCE | Lockhart ESS, LLC | OTHER | LESR | SP15 | 2024-07-08 |  | CISO | SCE | 0
Non-Participating | N | Y | BRODIE_2_WIND | BRODIE_2_WIND2 | GEN | Coram Brodie Wind Project Section 15 | 24 | 24 |  | Southern California Edison Company | WIND | WIND | SP15 |  |  | CISO | SCE | 0
Participating Unit | N | N |  | CLOVDL_1_SOLAR | GEN | Cloverdale Solar I | 1.5 | 1.5 | PGAE | GLT Cloverdale Solar, LLC | PHOTO VOLTAIC | SUN | NP15 | 2014-06-26 |  | CISO | PGAE | 0
Participating Unit | Y | N |  | SPIFBD_1_PL1X2 | GEN | SIERRA PACIFIC IND. (SONORA) | 7.5 | 7.5 | PGAE | Sierra Pacific Industries | STEAM | BIOMASS | NP15 | 2018-04-12 |  | CISO | PGAE | 0
Participating Unit | N | N |  | OBERON_5_O2SSR5 | GEN | Oberon 2B Solar | 125 | 125 | SCE | IP Oberon II, LLC | PHOTO VOLTAIC | SUN | SP15 | 2023-11-08 |  | CISO | SCE | 0
Participating Unit | Y | N |  | DEADCK_1_UNIT | GEN | DEADCK_1_UNIT | 1.96 | 2 | PGAE | Hydro Sierra Energy LLC | HYDRO | WATER | NP15 | 1990-01-29 |  | CISO | PGAE | 0
Participating Unit | N | N |  | OASIS_6_SOLAR3 | GEN | Soccer Center | 3 | 3.8 | SCE | Tesla Energy Operations, Inc. | PHOTO VOLTAIC | SUN | SP15 | 2017-08-11 |  | CISO | SCE | 0
Participating Unit | N | Y | ATHOS_5_AP1X2 | ATHOS_5_AP1X2 | GEN | Athos Power Plant | 250 |  | SCE | SE Athos I, LLC | PHOTO VOLTAIC | SUN | SP15 | 2022-05-13 |  | CISO | SCE | 0
Participating Unit | N | N |  | SMPRIP_1_SMPSON | GEN | Ripon Cogeneration Unit 1 | 46.05 | 56.9 | PGAE | AltaGas Ripon Energy Inc. | COMBUSTION TURBINE | NATURAL GAS | NP15 | 1988-04-19 |  | CISO | PGAE | 0
Non-Participating | N | Y | SOLBLU_2_WSBSX2 | SOLBLU_2_WSBSR2 | GEN | Westlands Solar Blue | 125 | 125 | PGAE | Westlands Solar Blue, LLC | PHOTO VOLTAIC | SUN | ZP26 |  |  | CISO | PGAE | 0
Participating Unit | N | N |  | ETIWND_2_UNIT1 | GEN | ETIWND_2_UNIT1 | 33.6 | 33.6 | SCE | New-Indy Ontario, LLC | FTUR | NATURAL GAS | SP15 | 2016-01-01 |  | CISO | SCE | 0
Participating Unit | N | N |  | SMYRNA_1_DL1SR1 | GEN | Delano Land 1 | 1 | 1 | PGAE | Delano PV 1, LLC | PHOTO VOLTAIC | SUN | ZP26 | 2017-12-28 |  | CISO | PGAE | 0
Participating Unit | N | Y | MARVEL_2_MARBX2 | MARVEL_2_MARBX2 | GEN | Marvel | 325 |  | SCE | Desert Peak Energy Center, LLC | OTHER | LESR | SP15 | 2024-04-25 |  | CISO | SCE | 0
Participating Unit | N | N |  | OASIS_6_AR4SR1 | GEN | Arrache 4006 I | 1 | 1 | SCE | TerraForm Phoenix I CD Holdings, LLC | PHOTO VOLTAIC | SUN | SP15 | 2024-05-20 |  | CISO | SCE | 0
Participating Unit | N | Y | DSRTSN_2_SOLAR2 | DSRTSN_2_SOLAR2 | GEN | Desert Sunlight 250 | 250 |  | SCE | Desert Sunlight Holdings, LLC | PHOTO VOLTAIC | SUN | SP15 | 2013-10-12 |  | CISO | SCE | 0
Participating Unit | N | N |  | STANIS_7_UNIT 1 | GEN | STANISLAUS HYDRO | 91 | 95 | PGAE | Pacific Gas & Electric Company | HYDRO | WATER | NP15 | 1963-01-01 |  | CISO | PGAE | 0
Participating Unit | N | N |  | TULEWD_1_TULWD1 | GEN | Tule Wind | 130.5 | 131.1 | SDGE | Tule Wind LLC | WIND | WIND | SP15 | 2018-01-05 |  | CISO | SDGE | 0
Non-Participating | N | Y | KRAMER_1_R1PX3 | KRAMER_1_R1PSR2 | GEN | Resurgence 1 PV | 30 | 30 |  | Resurgence Solar I, LLC | PHOTO VOLTAIC | SUN | SP15 |  |  | CISO | SCE | 0
Participating Unit | N | Y | SCEC_1_PDRP117 | SCEC_1_PDRP117 | GEN | SCEC_1_PDRP117 | 0.99 |  | SCE | Leapfrog Power, Inc. | OTHER | OTHER | SP15 |  |  | CISO | SCE | 0
Participating Unit | N | N |  | SISPRG_2_DS3BT3 | GEN | Daggett Solar 3 cd BESS | 12.5 | 12.5 | SCE | Daggett Solar Power 3 LLC | OTHER | LESR | SP15 | 2023-09-05 |  | CISO | SCE | 0
Participating Unit | N | N |  | BGSKYN_2_ASSR3A | GEN | Antelope Solar 3A | 15 | 15 | SCE | Antelope Expansion 3A, LLC | PHOTO VOLTAIC | SUN | SP15 | 2021-06-22 |  | CISO | SCE | 0
Participating Unit | N | N |  | WHITEH_2_MEADDYN2 | TG | White Hills B | 300 |  | SCE | MEAD230 | WIND | WIND | SP15 | 2020-12-16 |  | WALC | SCE | 1
Participating Unit | N | N |  | OTAY_6_PL1X2 | GEN | Chula Vista Energy Center, LLC | 39.57 | 40 | SDGE | Chula Vista Energy Center, LLC | COMBUSTION TURBINE | NATURAL GAS | SP15 | 2006-06-08 |  | CISO | SDGE | 0
Participating Unit | N | N |  | ALAMO_6_UNIT | GEN | ALAMO POWER PLANT | 17 | 18 | SCE | California Dept. of Water Resources | HYDRO | WATER | SP15 | 1986-01-01 |  | CISO | CWRS | 0
Non-Participating | N | Y | SLUISP_2_UNITS | SLUISP_2_UNIT 3 | GEN | San Luis P-G Unit 3 | 53 | 53 | PGAE | California Dept. of Water Resources | PUMPED STORAGE | WATER | NP15 |  |  | CISO | PGAE | 0
Non-Participating | N | Y | SLSTR1_2_SOLAR1 | SLSTR1_2_SOLR1A | GEN | Solar Star 1 | 151.5 | 151.5 |  | Southern California Edison Company | PHOTO VOLTAIC | SUN | SP15 |  |  | CISO | SCE | 0
Participating Unit | N | N |  | YELPIN_2_YP2BT1 | GEN | Yellow Pine 2 BESS | 65 | 65 | SCE | Yellow Pine Solar Interconnect, LLC | OTHER | LESR | SP15 | 2023-07-26 |  | CISO | VEA | 0
Participating Unit | N | Y | FILIPPI_2_QZSSRX | FILIPPI_2_QZSSRX | GEN | Quartzite Solar 8 | 300 |  | SCE | Desert Quartzite LLC | PHOTO VOLTAIC | SUN | SP15 | 2024-12-17 |  | CISO | SCE | 0
Non-Participating | N | Y | ELECTR_7_PL1X3 | ELECTR_7_UNIT 3 | GEN | ELECTRA UNIT 3 | 38.1 | 38.1 |  | Pacific Gas & Electric Company | HYDRO | WATER | NP15 |  |  | CISO | PGAE | 0
Participating Unit | N | Y | PGSB_1_PDRP104 | PGSB_1_PDRP104 | GEN | PGSB_1_PDRP104 | 0.99 |  | PGAE | Leapfrog Power, Inc. | OTHER | OTHER | NP15 |  |  | CISO | PGAE | 0
Participating Unit | N | N |  | LACIEN_2_VENICE | GEN | MWD Venice Hydroelectric Recovery Plant | 9.95 | 10.1 | SCE | Metropolitan Water District of Southern California | HYDRO | WATER | SP15 | 1982-01-01 |  | CISO | SCE | 0
Participating Unit | N | N |  | BIGSKY_2_SOLAR5 | GEN | Big Sky Solar 2 | 5 | 5 | SCE | Antelope DSR 2, LLC | PHOTO VOLTAIC | SUN | SP15 | 2016-11-30 |  | CISO | SCE | 0
Non-Participating | N | Y | HNTGBH_2_PL1X3 | HNTGBH_7_STG1S | GEN | HNTGBH_7_STG1S | 241.5 | 241.5 |  | AES Huntington Beach Energy LLC | COMBINED CYCLE | NATURAL GAS | SP15 |  |  | CISO | SCE | 0
Participating Unit | N | N |  | RVSIDE_2_RERCU3 | GEN | Riverside Energy Res. Ctr Unit 3 | 49 | 71 | SCE | City of Riverside (MSSA) | COMBUSTION TURBINE | NATURAL GAS | SP15 | 2011-04-01 |  | CISO | RVSD | 0
Participating Unit | N | N |  | WISE_1_UNIT 2 | GEN | WISE HYDRO UNIT 2 | 3.2 | 3.2 | PGAE | Pacific Gas & Electric Company | HYDRO | WATER | NP15 | 1986-01-01 |  | CISO | PGAE | 0
Participating Unit | N | N |  | SENTNL_2_CTG6 | GEN | Sentinel Unit 6 | 105 | 131.8 | SCE | Sentinel Energy Center, LLC | COMBUSTION TURBINE | NATURAL GAS | SP15 | 2013-05-06 |  | CISO | SCE | 0
Non-Participating | N | Y | BIGCRK_2_EXESWD | BGCRK3_7_UNIT 5 | GEN | BIG CREEK PH 3 UNIT 5 | 36.5 | 36.5 |  | Southern California Edison Company | HYDRO | WATER | SP15 |  |  | CISO | SCE | 0
Participating Unit | Y | N |  | MOORPK_2_CALABS | GEN | Calabasas Gas-to-Energy Facility | 6.96 | 13.8 | SCE | County Sanitation District No.2 of Los Angeles County | COMBUSTION TURBINE | BIOGAS | SP15 | 2010-09-20 |  | CISO | SCE | 0
Participating Unit | N | N |  | INTMNT_3_PASADENA | TG | Intermountain Power Project | 107 |  | SCE | IPP | STEAM | COAL | SP15 | 2015-06-01 |  | LADWP | SCE | 1
Participating Unit | N | N |  | SUTTER_2_CISO | TG | Sutter Power Plant Pseudo-CISO | 275 | 280 | PGAE | TESLA230 | COMBINED CYCLE | NATURAL GAS | NP15 | 2020-07-10 |  | BANC | PGAE | 1
Participating Unit | N | N |  | DSFLWR_2_WS2SR1 | GEN | Willow Springs 2 | 100 | 100 | SCE | Willow Springs Solar, LLC | PHOTO VOLTAIC | SUN | SP15 | 2019-01-29 |  | CISO | SCE | 0
Participating Unit | N | N |  | BRDSLD_2_HIWIND | GEN | High Winds Energy Center | 162 | 162 | PGAE | High Winds, LLC | WIND | WIND | NP15 | 2003-12-23 |  | CISO | PGAE | 0
Participating Unit | N | N |  | SISPRG_2_DS3SR2 | GEN | Daggett Solar 3 b PV | 110 | 110 | SCE | Daggett Solar Power 3 LLC | PHOTO VOLTAIC | SUN | SP15 | 2023-08-24 |  | CISO | SCE | 0
Participating Unit | N | Y | SDG1_1_PDRP114 | SDG1_1_PDRP114 | GEN | SDG1_1_PDRP114 | 0.99 |  | SDGE | Leapfrog Power, Inc. | OTHER | OTHER | SP15 |  |  | CISO | SDGE | 0
Non-Participating |  | Y | STOILS_1_UNITS | STOILS_1_UNIT 2 | GEN | STOILS_1_UNIT 2 | 62.5 | 62.5 |  |  |  |  | NP15 |  |  | CISO | PGAE | 0
Participating Unit | N | N |  | DONNLS_7_UNIT | GEN | Donnells Hydro | 72 | 72 | PGAE | City of Santa Clara DBA Silicon Valley Power (MSS Agreement - S14) | HYDRO | WATER | NP15 | 1957-01-01 |  | CISO | NCPA | 0
Participating Unit | N | N |  | VESTAL_2_BTNBT1 | GEN | Bottleneck Energy Storage | 80 | 80 | SCE | VESI 12 LLC | OTHER | LESR | SP15 | 2024-10-19 |  | CISO | SCE | 0
Non-Participating | N | Y | IVWEST_2_SOLAR1 | IVWEST_2_SOLR1B | GEN | IVWEST_2_SOLR1B | 75 | 75 |  | CSolar IV West, LLC | PHOTO VOLTAIC | SUN | SP15 |  |  | CISO | SDGE | 0
Participating Unit | Y | N |  | OLINDA_7_BLKSND | GEN | BlackSand Generating Facility | 5.6 | 8 | SCE | Bridge Energy LLC | COMBUSTION TURBINE | WASTE TO POWER | SP15 | 2000-06-01 |  | CISO | SCE | 0
Participating Unit | N | N |  | DEVERS_1_SOLAR | GEN | Cascade Solar | 18.5 | 18.5 | SCE | Cascade Solar, LLC | PHOTO VOLTAIC | SUN | SP15 | 2013-11-30 |  | CISO | SCE | 0
Participating Unit | N | N |  | CHARCA_1_NGLSR1 | GEN | Nachtigall | 4.62 | 4.63 | PGAE | Nachtigall Solar, LLC | PHOTO VOLTAIC | SUN | ZP26 | 2025-01-31 |  | CISO | PGAE | 0
Participating Unit | N | N |  | ARCOGN_2_UNITS | GEN | WATSON COGENERATION | 277 | 416.6 | SCE | Watson Cogeneration Company | COMBINED CYCLE | NATURAL GAS | SP15 | 1987-12-04 |  | CISO | SCE | 0
Participating Unit | N | N |  | PIT7_7_UNIT 2 | GEN | PIT PH 7 UNIT 2 | 54.6 | 54.6 | PGAE | Pacific Gas & Electric Company | HYDRO | WATER | NP15 | 1965-01-01 |  | CISO | PGAE | 0
Participating Unit | N | N |  | KINGRV_7_UNIT 1 | GEN | KINGS RIVER HYDRO UNIT 1 | 51.2 | 51.2 | PGAE | Pacific Gas & Electric Company | HYDRO | WATER | NP15 | 1962-01-01 |  | CISO | PGAE | 0
Non-Participating | N | Y | KRAMER_1_R1PX3 | KRAMER_1_R1PSR3 | GEN | Resurgence 1 PV | 30 | 30 |  | Resurgence Solar I, LLC | PHOTO VOLTAIC | SUN | SP15 |  |  | CISO | SCE | 0
Non-Participating | N | Y | CENTRY_6_PL1X4 | CENTRY_6_GEN 1 | GEN | CENTURY GEN 1 | 10.8 | 10.8 |  | Colton Power, LP | COMBUSTION TURBINE | NATURAL GAS | SP15 |  |  | CISO | SCE | 0
Participating Unit | N | N |  | ALPAUG_1_TUDSR1 | GEN | Tulare DAC Solar | 3 | 3 | PGAE | Tulare CSG LLC | PHOTO VOLTAIC | SUN | ZP26 | 2024-10-28 |  | CISO | PGAE | 0
Participating Unit | N | N |  | CHINO_2_SOLAR2 | GEN | Kona Solar - Terra Francesca | 1.49 | 1.5 | SCE | Kona Solar, LLC | PHOTO VOLTAIC | SUN | SP15 | 2015-04-13 |  | CISO | SCE | 0
Participating Unit | N | N |  | GWFPWR_1_HPPBT1 | GEN | Lead BESS 1 | 99.4 | 99.4 | PGAE | Hanford BESS LLC | OTHER | LESR | ZP26 |  |  | CISO | PGAE | 0
Non-Participating | N | Y | SPAULD_6_UNIT12 | SPAULD_6_UNIT 2 | GEN | SPAULDING HYDRO PH 2 UNIT | 4.4 | 4.4 |  | Pacific Gas & Electric Company | HYDRO | WATER | NP15 |  |  | CISO | PGAE | 0
Participating Unit | N | N |  | ANAHM_2_CANYN2 | GEN | CANYON POWER PLANT UNIT 2 | 48.04 | 71.2 | SCE | City of Anaheim (MSS Agreement - S14) | COMBUSTION TURBINE | NATURAL GAS | SP15 | 2011-09-16 |  | CISO | ANHM | 0
Participating Unit | N | N |  | COLGAT_7_UNIT 2 | GEN | Colgate Powerhouse Unit 2 | 175.67 | 175.7 | PGAE | Yuba County Water Agency | HYDRO | WATER | NP15 | 1969-01-01 |  | CISO | PGAE | 0
Non-Participating | N | Y | NHOGAN_6_UNITS | NHOGAN_6_UNIT 2 | GEN | NEW HOGAN PH UNIT 2 | 1.1 | 1.1 |  |  |  |  | NP15 |  |  | CISO | PGAE | 0
Participating Unit | N | Y | SCEC_1_PDRP115 | SCEC_1_PDRP115 | GEN | SCEC_1_PDRP115 | 0.99 |  | SCE | Leapfrog Power, inc. | OTHER | OTHER | SP15 |  |  | CISO | SCE | 0
Participating Unit | N | N |  | AGUCAL_5_SOLAR1 | GEN | Agua Caliente Solar | 290 | 290 | SDGE | Agua Caliente Solar, LLC | PHOTO VOLTAIC | SUN | SP15 | 2014-06-10 |  | CISO | SDGE | 0
Participating Unit | Y | N |  | KEKAWK_6_UNIT | GEN | STS HYDROPOWER LTD. (KEKAWAKA) | 5.5 | 6 | PGAE | STS HydroPower, Ltd. | HYDRO | WATER | NP15 | 1989-12-27 |  | CISO | PGAE | 0
Participating Unit | N | N |  | OCTILO_5_WIND | GEN | Ocotillo Wind Energy Facility | 265 | 265 | SDGE | Ocotillo Express LLC | WIND | WIND | SP15 | 2013-07-30 |  | CISO | SDGE | 0
Participating Unit | N | N |  | KNGBRG_1_KBSLR2 | GEN | Kingsburg2 | 1.5 | 1.5 | PGAE | Tulare PV II, LLC | PHOTO VOLTAIC | SUN | NP15 | 2013-12-06 |  | CISO | PGAE | 0
Participating Unit | N | N |  | SISPRG_2_DS3SR4 | GEN | Daggett Solar 3 e PV | 17 | 17 | SCE | Daggett Solar Power 3 LLC | PHOTO VOLTAIC | SUN | SP15 | 2023-07-14 |  | CISO | SCE | 0
Participating Unit | N | N |  | VOLTA_2_UNIT 2 | GEN | Volta Hydro Unit 2 | 1 | 1 | PGAE | Pacific Gas & Electric Company | HYDRO | WATER | NP15 | 1981-01-01 |  | CISO | PGAE | 0
Non-Participating | N | Y | HYTTHM_2_UNITS | HYATT_2_UNIT 2 | GEN | Edward Hyatt P-G Unit 2 | 132.2 | 132.2 |  | California Dept. of Water Resources | HYDRO | WATER | NP15 |  |  | CISO | CWRP | 0
Participating Unit | N | N |  | MOJAVW_2_SOLAR | GEN | Mojave West | 20 | 20 | SCE | SEPV Mojave West, LLC | PHOTO VOLTAIC | SUN | SP15 | 2016-06-15 |  | CISO | SCE | 0
Participating Unit | N | N |  | KANSAS_6_SOLAR | GEN | RE Kansas South | 20 | 20 | PGAE | Solar Kansas South LLC | PHOTO VOLTAIC | SUN | NP15 | 2013-06-06 |  | CISO | PGAE | 0
Participating Unit | N | N |  | CRNEVL_6_CRNVA | GEN | Crane Valley | 0.9 | 0.9 | PGAE | Pacific Gas & Electric Company | HYDRO | WATER | NP15 | 1919-01-01 |  | CISO | PGAE | 0
Participating Unit | N | Y | SCEC_1_PDRP145 | SCEC_1_PDRP145 | GEN | SCEC_1_PDRP145 | 0.99 |  | SCE | Leapfrog Power, Inc. | OTHER | OTHER | SP15 |  |  | CISO | SCE | 0
Non-Participating | N | Y | DMDVLY_1_UNITS | DMDVLY_1_GEN 8 | GEN | Diamond Valley Unit 8 | 3.3 | 3.3 |  | Metropolitan Water District of Southern California (MWD) | PUMPED STORAGE | WATER | SP15 |  |  | CISO | SCE | 0
Participating Unit | N | N |  | ANAHM_2_CANYN1 | GEN | CANYON POWER PLANT UNIT 1 | 49.21 | 71.2 | SCE | City of Anaheim (MSS Agreement - S14) | COMBUSTION TURBINE | NATURAL GAS | SP15 | 2011-09-16 |  | CISO | ANHM | 0
Non-Participating | N | Y | GENESI_2_STG | GENESI_2_STG2 | GEN | Genesis McCoy Solar Project | 140 | 140 |  | Southern California Edison Company | STEAM | SUN | SP15 |  |  | CISO | SCE | 0
Participating Unit | N | N |  | MIRLOM_2_LNDFL | GEN | Milliken Landfill Solar | 3 | 3 | SCE | PVN Milliken, LLC | PHOTO VOLTAIC | SUN | SP15 | 2017-06-23 |  | CISO | SCE | 0
Participating Unit | N | N |  | BIGSKY_2_SOLAR6 | GEN | Solverde 1 | 85 | 85 | SCE | Solverde 1, LLC | PHOTO VOLTAIC | SUN | SP15 | 2016-12-17 |  | CISO | SCE | 0
Participating Unit | N | N |  | BOWMN_6_HYDRO | GEN | NID Hydro Bowman Powerhouse | 3.6 | 3.6 | PGAE | Nevada Irrigation District | HYDRO | WATER | NP15 | 2016-12-20 |  | CISO | PGAE | 0
Participating Unit | N | N |  | CASADB_1_CD4GT1 | GEN | Casa Diablo 4 | 40.7 | 40.7 | SCE | Mammoth-Pacific, L.P. | STEAM | GEOTHERMAL | SP15 | 2024-04-16 |  | CISO | SCE | 0
Participating Unit | N | N |  | RVSIDE_6_RERCU1 | GEN | Riverside Energy Res. Ctr Unit 1 | 48.35 | 48.5 | SCE | City of Riverside (MSSA) | COMBUSTION TURBINE | NATURAL GAS | SP15 | 2006-06-01 |  | CISO | RVSD | 0
Non-Participating | N | Y | CRESTA_7_PL1X2 | CRESTA_7_UNIT 1 | GEN | CRESTA UNIT #1 | 35.2 | 35.2 |  | Pacific Gas & Electric Company | HYDRO | WATER | NP15 |  |  | CISO | PGAE | 0
Participating Unit | N | N |  | CORCAN_1_SOLAR1 | GEN | CID Solar | 20 | 20 | PGAE | CID Solar, LLC | PHOTO VOLTAIC | SUN | NP15 | 2015-01-09 |  | CISO | PGAE | 0
Participating Unit | N | N |  | HIGHDS_2_H5SSR1 | GEN | High 5 Solar | 100 | 100 | SCE | HDSI, LLC | PHOTO VOLTAIC | SUN | SP15 | 2021-08-09 |  | CISO | SCE | 0
Non-Participating | N | Y | CAMCHE_1_PL1X3 | CAMCHE_1_UNIT 3 | GEN | Camanche 3 | 3.7 | 3.7 |  | East Bay Municipal Utility District | HYDRO | WATER | NP15 |  |  | CISO | PGAE | 0
Participating Unit | N | N |  | TWISSL_6_SOLAR | GEN | Nickel 1 ("NLH1") | 1.5 | 1.5 | PGAE | NLH1 Solar, LLC | PHOTO VOLTAIC | SUN | ZP26 | 2012-11-27 |  | CISO | PGAE | 0
Participating Unit | N | N |  | POLRIS_2_ASRBT1 | GEN | Antelope Solar 2 Raceway BESS | 80 | 80 | SCE | Raceway Solar 1, LLC | OTHER | LESR | SP15 | 2024-03-27 |  | CISO | SCE | 0
Participating Unit | N | N |  | JOHANN_2_OCEBT2 | GEN | Orange County Energy Storage 2 | 9 | 9 | SCE | Orange County Energy Storage 2 LLC | OTHER | LESR | SP15 | 2021-12-07 |  | CISO | SCE | 0
Participating Unit | N | N |  | BIGSKY_2_BSKSR7 | GEN | Big Sky Solar 7 | 20 | 20 | SCE | Bayshore Solar B, LLC | PHOTO VOLTAIC | SUN | SP15 | 2017-12-08 |  | CISO | SCE | 0
Participating Unit | N | Y | ATHOS_5_AP2X2 | ATHOS_5_AP2X2 | GEN | Athos Power Plant 2 | 200 |  | SCE | SE Athos II, LLC | PHOTO VOLTAIC | SUN | SP15 | 2021-12-16 |  | CISO | SCE | 0
Participating Unit | N | N |  | ULTPFR_1_UNIT 1 | GEN | Rio Bravo Fresno | 24.3 | 30.5 | PGAE | Rio Bravo Fresno | STEAM | BIOMASS | NP15 | 2017-09-07 |  | CISO | PGAE | 0
Participating Unit | N | N |  | MRGT_6_MMAREF | GEN | Miramar Energy Facility | 45 | 68 | SDGE | San Diego Gas & Electric | COMBUSTION TURBINE | NATURAL GAS | SP15 | 2005-07-27 |  | CISO | SDGE | 0
Participating Unit | N | Y | SCEW_2_PDRP175 | SCEW_2_PDRP175 | GEN | SCEW_2_PDRP175 | 0.99 |  | SCE | Leapfrog Power, Inc. | OTHER | OTHER | SP15 |  |  | CISO | SCE | 0
Participating Unit | N | N |  | AVENAL_6_SUNCTY | GEN | Sun City Solar Project | 20 | 20 | PGAE | Sun City Project LLC | PHOTO VOLTAIC | SUN | ZP26 | 2011-08-05 |  | CISO | PGAE | 0
Participating Unit | N | N |  | LTBEAR_1_LB4SR5 | GEN | Little Bear 4 Solar 5 | 50 | 50 | PGAE | Little Bear Solar 5, LLC | PHOTO VOLTAIC | SUN | NP15 | 2020-12-03 |  | CISO | PGAE | 0
Participating Unit | N | Y | KRAMER_1_R2BX2 | KRAMER_1_R2BX2 | GEN | Resurgence 2 BESS | 40 |  | SCE | Resurgence Solar II, LLC | OTHER | LESR | SP15 | 2023-08-30 |  | CISO | SCE | 0
Participating Unit | N | N |  | HINSON_2_CTCSR1 | GEN | Carson Town Center 1 | 0.68 | 0.68 | SCE | ESCA-PLD-Carson6, LLC | PHOTO VOLTAIC | SUN | SP15 |  |  | CISO | SCE | 0
Participating Unit | N | N |  | VOYAGR_2_VOYWD2 | GEN | Voyager Wind 2 | 126.35 | 128.7 | SCE | Alta Interconnection Management III, LLC | WIND | WIND | SP15 | 2018-12-19 |  | CISO | SCE | 0
Participating Unit | Y | N |  | MTNPOS_1_UNIT | GEN | MT.POSO COGENERATION CO. | 46.64 | 57 | PGAE | Mt. Poso Cogeneration Company | STEAM | BIOMASS | ZP26 | 1989-04-01 |  | CISO | PGAE | 0
Participating Unit | Y | N |  | GRSCRK_6_BGCKWW | GEN | BIG CREEK WATER WORKS - CEDAR FLAT | 5 | 5 | PGAE | Big Creek Water Works, Ltd. | HYDRO | WATER | NP15 | 1987-01-01 |  | CISO | PGAE | 0
Participating Unit | N | N |  | CABALO_2_M2BSR1 | GEN | Mustang 2 Barbaro Solar | 50 | 50 | PGAE | RE Mustang Two Barbaro LLC | PHOTO VOLTAIC | SUN | ZP26 | 2020-11-18 |  | CISO | PGAE | 0
Non-Participating | N | Y | HIDSRT_2_UNITS | HIDSRT_7_CTG2 | GEN | HIGH DESERT COMBUSTION TURBINE UNIT 2 | 177.3 | 177.3 |  | High Desert Power Project, LLC | COMBUSTION TURBINE | NATURAL GAS | SP15 |  |  | CISO | SCE | 0
Participating Unit | N | N |  | BREGGO_6_DSEBT1 | GEN | Dark Sky Energy Center | 7.33 | 7.33 | SDGE | San Diego Gas & Electric Company | OTHER | LESR | SP15 |  |  | CISO | SDGE | 0
Participating Unit | N | N |  | IVANPA_1_UNIT1 | GEN | Ivanpah 1 | 126 | 126 | SCE | Solar Partners II, LLC | STEAM | SUN | SP15 | 2013-11-17 |  | CISO | SCE | 0
Participating Unit | N | N |  | ATLASC_5_ACBBT6 | GEN | Atlas Complex 9 BESS | 150 | 150 | SCE | Atlas IX, LLC | OTHER | LESR | SP15 |  |  | CISO | SCE | 0
Participating Unit | N | N |  | CORONS_2_SOLAR | GEN | Master Development Corona | 0.99 | 1 | SCE | SunE W12DG-C, LLC | PHOTO VOLTAIC | SUN | SP15 | 2013-04-24 |  | CISO | SCE | 0
Participating Unit | N | Y | DELTA_2_PL1X4 | DELTA_2_PL1X4 | GEN | DELTA ENERGY CENTER AGGREGATE | 880 |  | PGAE | Delta Energy Center, LLC | COMBINED CYCLE | NATURAL GAS | NP15 | 2002-06-17 |  | CISO | PGAE | 0
Participating Unit | N | N |  | ACACIA_6_SOLAR | GEN | West Antelope Solar | 20 | 20 | SCE | TA-ACACIA, LLC | PHOTO VOLTAIC | SUN | SP15 | 2014-11-13 |  | CISO | SCE | 0
Participating Unit |  | N |  | DRACKR_2_DSUBT4 | GEN | Dracker Solar Unit 4 BESS | 47 | 47 | SCE | NextEra Blythe Solar Energy Center, LLC | OTHER | LESR | SP15 | 2022-09-28 |  | CISO | SCE | 0
Participating Unit | N | N |  | GASKW1_2_GW1SR1 | GEN | Gaskell West 1 | 20 | 20 | SCE | RE Gaskell West 1, LLC | PHOTO VOLTAIC | SUN | SP15 | 2018-03-06 |  | CISO | SCE | 0
Non-Participating | N | Y | CHESTN_2_CHWBX2 | CHESTN_2_CHWBT1 | GEN | Chestnut Westside BESS | 67.5 | 67.5 | PGAE | Chestnut Westside, LLC | OTHER | LESR | ZP26 |  |  | CISO | PGAE | 0
Participating Unit | N | Y | SDG1_1_PDRP103 | SDG1_1_PDRP103 | GEN | SDG1_1_PDRP103 | 0.99 |  | SDGE | Leapfrog Power, Inc. | OTHER | OTHER | SP15 |  |  | CISO | SDGE | 0
Participating Unit | N | Y | OBERON_5_O1BBX2 | OBERON_5_O1BBX2 | GEN | Oberon 1 BESS | 125 |  | SCE | IP Oberon, LLC | OTHER | LESR | SP15 | 2023-11-03 |  | CISO | SCE | 0
Participating Unit | N | N |  | ALTA4B_2_CPCW2 | GEN | Alta Wind 2 | 150 | 150 | SCE | Alta Interconnection Management, LLC | WIND | WIND | SP15 | 2010-12-29 |  | CISO | SCE | 0
Participating Unit | N | N |  | MALIN_5_BPADYN | TG | MALIN_5_BPADYN | 700 |  | PGAE | MALIN500 |  | WATER | NP15 | 2009-03-31 |  | BPAT | PGAE | 1
Participating Unit | N | N |  | VALLEY_5_ORTBT1 | GEN | Ortega Grid | 20 | 20 | SCE | Ortega Grid, LLC | OTHER | LESR | SP15 | 2025-06-16 |  | CISO | SCE | 0
Non-Participating | N | Y | BELLEF_2_BSFSX3 | BELLEF_2_BSFSR1 | GEN | Bellefield Solar Farm | 100 | 100 | SCE | 50LW 8me LLC | PHOTO VOLTAIC | SUN | SP15 |  |  | CISO | SCE | 0
Non-Participating | N | Y | SLUISP_2_UNITS | SLUISP_2_UNIT 4 | GEN | San Luis P-G Unit 4 | 53 | 53 | PGAE | California Dept. of Water Resources | PUMPED STORAGE | WATER | NP15 |  |  | CISO | PGAE | 0
Participating Unit | N | Y | SCEW_2_PDRP116 | SCEW_2_PDRP116 | GEN | SCEW_2_PDRP116 | 0.99 |  | SCE | Leapfrog Power, Inc. | OTHER | OTHER | SP15 |  |  | CISO | SCE | 0
Non-Participating | N | Y | ONLLPP_6_UNITS | ONLLPP_6_UNIT 6 | GEN | O'NEILL PUMP-GEN UNIT 6 | 4.2 | 4.2 |  |  | HYDRO | WATER | NP15 |  |  | CISO | PGAE | 0
Participating Unit | N | N |  | FRIANT_6_UNITS | GEN | FRIANT DAM | 25 | 34.7 | PGAE | Friant Power Authority | HYDRO | WATER | NP15 | 2016-03-01 |  | CISO | PGAE | 0
Participating Unit | N | N |  | INDIGO_1_UNIT 2 | GEN | INDIGO PEAKER UNIT 2 | 45.3 | 45.3 | SCE | Wildflower Energy LP | COMBUSTION TURBINE | NATURAL GAS | SP15 | 2001-09-19 |  | CISO | SCE | 0
Participating Unit | N | N |  | CRELMN_6_RAMSR3 | GEN | Ramona Solar Energy | 4.32 | 4.4 | SDGE | San Diego Gas & Electric | PHOTO VOLTAIC | SUN | SP15 | 2018-02-03 |  | CISO | SDGE | 0
Participating Unit | N | N |  | OLINDA_2_LNDFL2 | GEN | Brea Power II | 28.1 | 35.7 | SCE | Brea Power II LLC | COMBINED CYCLE | BIOGAS | SP15 | 2012-11-01 |  | CISO | SCE | 0
Participating Unit | Y | N |  | FULTON_1_QF | GEN | SMALL QF AGGREGATION - ZENIA | 1 | 1 | PGAE | Pacific Gas & Electric Company | HYDRO | WATER | NP15 | 1983-01-01 |  | CISO | PGAE | 0
Participating Unit | N | N |  | OASIS_6_SOLAR2 | GEN | Oasis Solar | 20 | 20 | SCE | Solar Oasis LLC | PHOTO VOLTAIC | SUN | SP15 | 2016-01-19 |  | CISO | SCE | 0
Participating Unit | N | Y | MOSSLD_2_PSP1 | MOSSLD_2_PSP1 | GEN | MOSS LANDING POWER BLOCK 1 | 510 |  | PGAE | Moss Landing Power Company LLC | COMBINED CYCLE | NATURAL GAS | NP15 | 2002-07-01 |  | CISO | PGAE | 0
Participating Unit | Y | N |  | SALIRV_2_UNIT | GEN | Salinas River Cogeneration | 39 | 57 | PGAE | Chevron Power Holdings, Inc | FTUR | NATURAL GAS | NP15 | 1991-10-11 |  | CISO | PGAE | 0
Participating Unit | N | N |  | JAWBNE_2_NSRWND | GEN | North Sky River Wind Project | 160 | 162 | SCE | North Sky River Energy, LLC | WIND | WIND | SP15 | 2012-12-08 |  | CISO | SCE | 0
Participating Unit | N | N |  | OROLOM_1_SOLAR2 | GEN | Oro Loma Solar 2 | 10 | 10 | PGAE | CED Oro Loma Solar, LLC | PHOTO VOLTAIC | SUN | NP15 | 2017-01-28 |  | CISO | PGAE | 0
Participating Unit | N | N |  | ROMOLA_5_MPBBT1 | GEN | Menifee Power Bank | 230 | 230 | SCE | NOVA Power, LLC | OTHER | LESR | SP15 | 2024-09-20 |  | CISO | SCE | 0
Participating Unit | N | N |  | POEPH_7_UNIT 1 | GEN | POE HYDRO UNIT 1 | 68 | 68 | PGAE | Pacific Gas & Electric Company | HYDRO | WATER | NP15 | 1958-01-01 |  | CISO | PGAE | 0
Non-Participating | N | Y | SHELRF_1_UNITS | SHELRF_7_UNIT 2 | GEN | Shell Oil Refinery Unit 2 | 40 | 40 |  | Martinez Refining Company-Division of Equilon Enterprises, LLC | COMBUSTION TURBINE | NATURAL GAS | NP15 |  |  | CISO | PGAE | 0
Participating Unit | Y | N |  | MSSION_2_QF | GEN | SMALL QF AGGREGATION - SAN DIEGO | 2 | 50 | SDGE | SDG&E Exempt |  | OTHER | SP15 | 1980-01-01 |  | CISO | SDGE | 0
Participating Unit | N | N |  | OCOTLO_6_OCWSB1 | TG | Ocotillo Wells Solar and BESS | 49.89 | 50 | SDGE | IVLY2 | OTHER | HYBD | SP15 | 2023-09-01 |  | IID | SDGE | 1
Participating Unit | N | Y | NORORC_2_NOSBX2 | NORORC_2_NOSBX2 | GEN | Northern Orchard Solar | 150 |  | PGAE | Northern Orchard Solar PV, LLC | OTHER | HYBD | ZP26 | 2025-04-22 |  | CISO | PGAE | 0
Participating Unit | N | N |  | MIRLOM_2_MLBBTB | GEN | Mira Loma BESS B | 10 | 10 | SCE | Southern California Edison | OTHER | LESR | SP15 | 2016-12-30 |  | CISO | SCE | 0
Participating Unit | N | N |  | TOPAZ_2_SOLAR | GEN | Topaz Solar Farms | 550 | 550 | PGAE | Topaz Solar Farms, LLC | PHOTO VOLTAIC | SUN | ZP26 | 2014-10-27 |  | CISO | PGAE | 0
Non-Participating |  | Y | RVSIDE_6_SPRING | RVSIDE_7_SPRGU1 | GEN | RVSIDE_7_SPRGU1 | 11 | 11 |  |  |  |  | SP15 |  |  | CISO | RVSD | 0
Non-Participating | N | Y | CARLS1_2_CARCT1 | CARLS1_2_CTG7 | GEN | CARLS1_2_CTG7 | 105.5 | 105.5 |  | San Diego Gas & Electric | COMBUSTION TURBINE | NATURAL GAS | SP15 |  |  | CISO | SDGE | 0
Participating Unit | N | N |  | MILFRD_7_PASADENA | TG | Milford I | 5 |  | SCE | IPP | WIND | WIND | SP15 | 2016-03-01 |  | LADWP | SCE | 1
Participating Unit | N | Y | PGSB_1_PDRP102 | PGSB_1_PDRP102 | GEN | PGSB_1_PDRP102 | 0.99 |  | PGAE | Leapfrog Power, Inc. | OTHER | OTHER | NP15 |  |  | CISO | PGAE | 0
Non-Participating | N | Y | VESTAL_2_KERN | VESTAL_6_KERNU1 | GEN | KERN RIVER PH 3 UNITS 1 | 20.5 | 20.5 |  | Kings River Conservation District | HYDRO | WATER | SP15 |  |  | CISO | SCE | 0
Non-Participating | N | Y | WISHON_6_UNITS | WISHON_6_UNIT 1 | GEN | WISHON HYDRO UNIT 1 | 5.6 | 5.6 |  | Pacific Gas & Electric Company | HYDRO | WATER | NP15 |  |  | CISO | PGAE | 0
Participating Unit | N | Y | SLSTR1_2_SOLAR1 | SLSTR1_2_SOLAR1 | GEN | Solar Star 1 | 310 |  | SCE | Solar Star California XIX, LLC | PHOTO VOLTAIC | SUN | SP15 | 2014-10-22 |  | CISO | SCE | 0
Participating Unit | N | N |  | RICHMN_1_SOLAR | GEN | Chevron 2 | 2 | 2 | PGAE | MCE Solar One, LLC | PHOTO VOLTAIC | SUN | NP15 | 2017-12-21 |  | CISO | PGAE | 0
Participating Unit | N | N |  | MSOLAR_2_MS4BT1 | GEN | Mesquite Solar 4 BESS | 10 | 10 | SDGE | Mesquite Solar 4, LLC | OTHER | LESR | SP15 | 2024-01-26 |  | CISO | SDGE | 0
Participating Unit | N | N |  | SUNSLR_1_SSVSR1 | GEN | Sunshine Valley Solar 1 | 100 | 100 | SCE | Sunshine Valley Solar, LLC | PHOTO VOLTAIC | SUN | SP15 | 2019-12-18 |  | CISO | VEA | 0
Participating Unit | N | N |  | SISQUC_1_SMARIA | GEN | Santa Maria II LFG Power Plant | 1.42 | 1.5 | PGAE | J&A-Santa Maria II, LLC | RECIPROCATING ENGINE | BIOGAS | NP15 | 2010-09-27 |  | CISO | PGAE | 0
Participating Unit | N | Y | TULLCK_7_UNITS | TULLCK_7_UNITS | GEN | Tullock Hydro | 25.9 |  | PGAE | City of Santa Clara DBA Silicon Valley Power (MSS Agreement - S14) |  | WATER | NP15 | 1958-01-01 |  | CISO | NCPA | 0
Non-Participating | N | Y | AGRICO_7_UNIT | AGRICO_7_UNIT 4 | GEN | Fresno Cogen GT Unit 4 | 46.5 | 46.5 |  | Fresno Cogeneration Partners, LP | COMBUSTION TURBINE | NATURAL GAS | NP15 |  |  | CISO | PGAE | 0
Participating Unit | N | Y | CARBOU_7_PL2X3 | CARBOU_7_PL2X3 | GEN | CARIBOU PH 1 UNIT 2 & 3 AGGREGATE | 49 |  | PGAE | Pacific Gas & Electric Company | HYDRO | WATER | NP15 | 1921-01-01 |  | CISO | PGAE | 0
Participating Unit | N | N |  | 7STDRD_1_SOLAR1 | GEN | Shafter Solar | 20 | 20 | PGAE | Shafter Solar, LLC | PHOTO VOLTAIC | SUN | ZP26 | 2015-06-04 |  | CISO | PGAE | 0
Participating Unit | N | N |  | VICPAS_2_SLOSR1 | GEN | Sloth | 49.5 | 49.5 | SCE | Arica Solar, LLC | PHOTO VOLTAIC | SUN | SP15 | 2024-03-26 |  | CISO | SCE | 0
Participating Unit | N | N |  | JOHANN_2_T1BBT1 | GEN | Titanium 1 BESS | 1.4 | 1.4 | SCE | Southern California Edison Company | OTHER | LESR | SP15 |  |  | CISO | SCE | 0
Participating Unit | N | Y | SBERDO_2_PSP4 | SBERDO_2_PSP4 | GEN | Mountainview Gen Sta. Unit 4 | 555 |  | SCE | Southern California Edison Company | COMBINED CYCLE | NATURAL GAS | SP15 | 2006-01-19 |  | CISO | SCE | 0
Participating Unit | N | Y | PGEB_2_PDRP101 | PGEB_2_PDRP101 | GEN | PGEB_2_PDRP101 | 0.99 |  | PGAE | Leapfrog Power, Inc. | OTHER | OTHER | NP15 |  |  | CISO | PGAE | 0
Participating Unit | N | N |  | MERCED_1_SOLAR1 | GEN | Mission Solar | 1.5 | 1.5 | PGAE | Mission Solar LLC | PHOTO VOLTAIC | SUN | NP15 | 2015-05-23 |  | CISO | PGAE | 0
Participating Unit | N | N |  | PROXSR_2_PS1BT1 | GEN | Proxima Solar BESS 1A | 40 | 40 | PGAE | Proxima Solar, LLC | OTHER | LESR | NP15 | 2024-04-08 |  | CISO | PGAE | 0
Non-Participating | N | Y | HUMBPP_6_UNITS | HUMBPP_6_UNITS1 | GEN | Humboldt Bay Generating Station 1 | 83.2 | 83.2 | PGAE | Pacific Gas & Electric Company | RECIPROCATING ENGINE | NATURAL GAS | NP15 |  |  | CISO | PGAE | 0
Participating Unit | N | N |  | PLMSSR_6_HISIER | GEN | High Sierra Cogeneration Aggregate | 6 | 6 | PGAE | Plumas Sierra REC | RECIPROCATING ENGINE | NATURAL GAS | NP15 | 2010-04-22 |  | CISO | NCPA | 0
Participating Unit | N | N |  | COCOPP_2_CTG4 | GEN | Marsh Landing 4 | 204.29 | 222 | PGAE | Marsh Landing LLC | FTUR | NATURAL GAS | NP15 | 2013-05-01 |  | CISO | PGAE | 0
Participating Unit | N | N |  | BASICE_2_UNITS | GEN | King City Cogen | 120 | 120 | PGAE | Calpine King City Cogen | COMBINED CYCLE | NATURAL GAS | NP15 | 1989-03-14 |  | CISO | PGAE | 0
Participating Unit | N | N |  | AVSOLR_2_SOLAR | GEN | AV SOLAR RANCH 1 | 241.5 | 250 | SCE | AV SOLAR RANCH 1, LLC | PHOTO VOLTAIC | SUN | SP15 | 2014-06-19 |  | CISO | SCE | 0
Non-Participating | N | Y | SHELRF_1_UNITS | SHELRF_7_UNIT 3 | GEN | Shell Oil Refinery Unit 3 | 40 | 40 |  | Martinez Refining Company-Division of Equilon Enterprises, LLC | COMBUSTION TURBINE | NATURAL GAS | NP15 |  |  | CISO | PGAE | 0
Participating Unit | N | N |  | VISTRA_5_PLABT2 | GEN | Plano Storage 2 | 100.4 | 100.4 | PGAE | Moss Landing Energy Storage 3, LLC | OTHER | LESR | NP15 | 2023-06-01 |  | CISO | PGAE | 0
Participating Unit | N | N |  | AZALEA_6_AZABT1 | GEN | Azalea BESS | 38 | 38 | PGAE | SF Azalea, LLC | OTHER | LESR | ZP26 |  |  | CISO | PGAE | 0
Participating Unit | N | N |  | LOCKFD_1_BEARCK | GEN | Bear Creek Solar | 1.5 | 2.5 | PGAE | Ecos Energy LLC | PHOTO VOLTAIC | SUN | NP15 | 2014-02-05 |  | CISO | PGAE | 0
Non-Participating | N | Y | PNOCHE_1_PL1X2 | PNOCHE_7_CTG1 | GEN | Panoche Peaker Facility | 49 | 49 |  | Wellhead Power Panoche, LLC | COMBUSTION TURBINE | NATURAL GAS | NP15 |  |  | CISO | PGAE | 0
Participating Unit | N | N |  | CHINO_2_PESBT1 | GEN | Pomona Energy Storage 2 | 20 | 20 | SCE | Pomona Energy Storage 2 LLC | OTHER | LESR | SP15 | 2023-07-08 |  | CISO | SCE | 0
Participating Unit | N | N |  | VICTOR_1_SWRSR3 | GEN | Snowline White Road South | 1.5 | 1.5 | SCE | SunE Solar XV Lessor, LLC | PHOTO VOLTAIC | SUN | SP15 | 2025-07-15 |  | CISO | SCE | 0
Participating Unit | N | Y | SCEW_2_PDRP183 | SCEW_2_PDRP183 | GEN | ESPN_SCEW_2_PDRP183 | 9.99 |  | SCE | Enersponse, Inc | OTHER | OTHER | SP15 |  |  | CISO | SCE | 0
Non-Participating | N | Y | BUCKBL_2_PL1X3 | BUCKBL_2_CTG12 | GEN | Blythe CTG 12 | 182 | 182 |  | Blythe Energy, LLC | COMBUSTION TURBINE | NATURAL GAS | SP15 |  |  | CISO | SCE | 0
Non-Participating | N | Y | BIGCRK_2_EXESWD | BGCRK3_7_UNIT 3 | GEN | BIG CREEK PH 3 UNIT 3 | 34 | 34 |  | Southern California Edison Company | HYDRO | WATER | SP15 |  |  | CISO | SCE | 0
Participating Unit | N | N |  | LMBEPK_2_UNITA2 | GEN | Creed Energy Center, Unit #1 | 47.6 | 49.9 | PGAE | Creed Energy Facility, LLC | COMBUSTION TURBINE | NATURAL GAS | NP15 | 2003-01-06 |  | CISO | PGAE | 0
Participating Unit | N | N |  | AVENAL_6_AVSLR2 | GEN | Avenal Solar 2 | 7.9 | 7.9 | PGAE | CED Avenal Solar, LLC | PHOTO VOLTAIC | SUN | ZP26 | 2017-01-28 |  | CISO | PGAE | 0
Participating Unit | N | Y | SCEC_1_PDRP191 | SCEC_1_PDRP191 | GEN | ESPN_SCEC_1_PDRP191 | 9.99 |  | SCE | Enersponse, Inc | OTHER | OTHER | SP15 |  |  | CISO | SCE | 0
Participating Unit | N | N |  | TOADTW_6_UNIT | GEN | TOAD TOWN | 1.5 | 1.5 | PGAE | Pacific Gas & Electric Company | HYDRO | WATER | NP15 | 1986-01-01 |  | CISO | PGAE | 0
Non-Participating | N | Y | SCHLTE_1_PL1X3 | SCHLTE_1_UNITA2 | GEN | Tracy Unit 2 Peaking Project | 87 | 87 | PGAE | GWF Energy LLC | COMBUSTION TURBINE | NATURAL GAS | NP15 |  |  | CISO | PGAE | 0
Non-Participating | N | Y | MOSSLD_2_PSP1 | MOSSLD_2_PSP1G2 | GEN | MOSS LANDING CC PLANT 1, CTG UNIT 2 | 176 | 176 |  | Duke Energy Moss Landing LLC | COMBUSTION TURBINE | NATURAL GAS | NP15 |  |  | CISO | PGAE | 0
Participating Unit | N | Y | SCEC_1_PDRP157 | SCEC_1_PDRP157 | GEN | SCEC_1_PDRP157 | 0.99 |  | SCE | Leapfrog Power, Inc. | OTHER | OTHER | SP15 |  |  | CISO | SCE | 0
Participating Unit | N | Y | LMEC_1_PL1X3 | LMEC_1_PL1X3 | GEN | Los Medanos Energy Center AGGREGATE | 580 |  | PGAE | Los Medanos Energy Center, LLC | COMBINED CYCLE | NATURAL GAS | NP15 | 2001-06-09 |  | CISO | PGAE | 0
Participating Unit | N | Y | GWFPWR_1_UNITS | GWFPWR_1_UNITS | GEN | Hanford Peaker Plant | 98.46 |  | PGAE | MRP San Joaquin Energy, LLC | COMBUSTION TURBINE | NATURAL GAS | NP15 | 2001-08-27 |  | CISO | PGAE | 0
Non-Participating |  | Y | VERNON_6_MALBRG | VERNON_7_STG3 | GEN | VERNON_7_STG3 | 51.87 | 51.9 |  |  |  |  | SP15 |  |  | CISO | VERN | 0
Participating Unit | Y | N |  | OLSEN_2_UNIT | GEN | OLSEN POWER PARTNERS | 5.5 | 5.8 | PGAE | Olsen Power Partners | HYDRO | WATER | NP15 | 1990-01-03 |  | CISO | PGAE | 0
Participating Unit | N | N |  | GASKW1_2_GW5SR1 | GEN | Gaskell West 5 | 20 | 20 | SCE | RE Gaskell West 3 LLC | PHOTO VOLTAIC | SUN | SP15 | 2023-05-05 |  | CISO | SCE | 0
Participating Unit | N | N |  | OLDRIV_6_LKVBM1 | GEN | Lakeview Dairy Biogas | 1 | 1 | PGAE | ABEC #3 LLC | RECIPROCATING ENGINE | BIOGAS | ZP26 | 2018-02-02 |  | CISO | PGAE | 0
Participating Unit | N | N |  | ELCAP_1_SOLAR | GEN | 2097 Helton | 1.5 | 1.5 | PGAE | Solarenewal LLC | PHOTO VOLTAIC | SUN | NP15 | 2015-05-01 |  | CISO | PGAE | 0
Participating Unit | N | N |  | ALAMIT_7_UNIT 5 | GEN | ALAMITOS GEN STA. UNIT 5 | 480 | 482 | SCE | AES Alamitos | STEAM | NATURAL GAS | SP15 | 1999-01-01 |  | CISO | SCE | 0
Participating Unit | N | Y | PGF1_2_PDRP108 | PGF1_2_PDRP108 | GEN | VLTS_PDR_PGF1_02 | 9.95 |  | PGAE | Voltus, Inc. | OTHER | OTHER | NP15 |  |  | CISO | PGAE | 0
Participating Unit | N | N |  | RTEDDY_2_RWSBT5 | GEN | Rosamond West Solar Central BESS C | 12 | 12 | SCE | Golden Fields Solar III, LLC | OTHER | LESR | SP15 | 2024-05-03 |  | CISO | SCE | 0
Participating Unit | N | N |  | VISTRA_5_PLABT3 | GEN | Plano Storage 3 | 74.6 | 74.6 | PGAE | Moss Landing Energy Storage 3, LLC | OTHER | LESR | NP15 | 2023-05-16 |  | CISO | PGAE | 0
Participating Unit | N | N |  | SPRGAP_1_UNIT 1 | GEN | SPRING GAP HYDRO | 7 | 7 | PGAE | Pacific Gas & Electric Company | HYDRO | WATER | NP15 | 1921-01-01 |  | CISO | PGAE | 0
Participating Unit | N | N |  | VICTOR_1_VDRYFB | GEN | Victor Dry Farm Ranch B | 5 | 5 | SCE | Victor Dry Farm Ranch B LLC | PHOTO VOLTAIC | SUN | SP15 | 2015-06-12 |  | CISO | SCE | 0
Participating Unit | N | N |  | BRDSLD_2_MTZUMA | GEN | FPL Energy Montezuma Wind | 36.8 | 38 | PGAE | FPL Energy Montezuma Wind, LLC | WIND | WIND | NP15 | 2011-01-25 |  | CISO | PGAE | 0
Non-Participating | N | Y | BLKCRK_2_GMCBT1 | BLKCRK_2_GMBT1B | GEN | Genesis McCoy Bess | 115 | 115 |  | NextEra Desert Center Blythe, LLC | OTHER | LESR | SP15 |  |  | CISO | SCE | 0
Participating Unit | N | N |  | EXCHEC_7_UNIT 1 | GEN | EXCHEQUER HYDRO | 94.5 | 94.5 | PGAE | Merced Irrigation District | HYDRO | WATER | NP15 | 1967-01-01 |  | CISO | PGAE | 0
Participating Unit | N | N |  | ATWELL_1_SOLAR | GEN | Atwell Island PV Solar Generating Faci. | 20 | 20 | PGAE | SPS Atwell Island, LLC | PHOTO VOLTAIC | SUN | ZP26 | 2013-03-08 |  | CISO | PGAE | 0
Participating Unit | N | N |  | SISPRG_2_DS3BT1 | GEN | Daggett Solar 3 a BESS | 61.5 | 61.5 | SCE | Daggett Solar Power 3 LLC | OTHER | LESR | SP15 | 2023-11-15 |  | CISO | SCE | 0
Participating Unit | N | N |  | LODI25_6_ERKNG1 | GEN | LODI STRATEGIC RESERVE | 47.97 | 47.97 | PGAE | Enchanted Rock Electric, LLC | RECIPROCATING ENGINE | NATURAL GAS | NP15 | 2024-11-22 |  | CISO | PGAE | 0
Non-Participating | N | Y | LAROA2_2_UNITA1 | LAROA2_2_CTG 2S | GEN | CENTRAL LA ROSITA II COMBUSTION TURBINE | 181.5 | 181.5 |  | Energia de Baja California, S. de R.L. de C.V. | COMBUSTION TURBINE | NATURAL GAS | SP15 |  |  | CISO | SDGE | 0
Participating Unit | N | N |  | PLACVL_1_CHILIB | GEN | Chili Bar Powerhouse | 8.34 | 8.4 | PGAE | Sacramento Municipal Utility District | HYDRO | WATER | NP15 | 1965-01-01 |  | CISO | PGAE | 0
Participating Unit | N | N |  | KERMAN_6_SOLAR2 | GEN | Fresno Solar West | 1.5 | 1.5 | PGAE | Fresno Cogeneration Partners, LP | PHOTO VOLTAIC | SUN | NP15 | 2015-10-20 |  | CISO | PGAE | 0
Participating Unit | N | N |  | TEHAPI_2_PW2WD2 | GEN | Point Wind 2 | 14.4 | 14.4 | SCE | Tehachapi Plains Wind, LLC | WIND | WIND | SP15 | 2021-04-20 |  | CISO | SCE | 0
Participating Unit | N | N |  | PLAINV_6_SOLAR3 | GEN | Sierra Solar Greenworks LLC | 20 | 20 | SCE | Sierra Solar Greenworks LLC | PHOTO VOLTAIC | SUN | SP15 | 2015-11-30 |  | CISO | SCE | 0
Non-Participating | N | Y | GILRPP_1_PL1X2 | GILRPP_1_UNIT 2 | GEN | Gilroy Energy Center Unit 2 | 49.9 | 49.9 |  | Gilroy Energy Center, LLC | COMBUSTION TURBINE | NATURAL GAS | NP15 |  |  | CISO | PGAE | 0
Participating Unit | N | N |  | WALCRK_2_CTG5 | GEN | Walnut Creek Energy Park Unit 5 | 100.1 | 102.5 | SCE | Walnut Creek Energy, LLC | COMBUSTION TURBINE | NATURAL GAS | SP15 | 2013-04-30 |  | CISO | SCE | 0
Participating Unit | N | N |  | ALAMIT_7_UNIT 3 | GEN | ALAMITOS GEN STA. UNIT 3 | 326.76 | 322 | SCE | AES Alamitos | STEAM | NATURAL GAS | SP15 | 1961-01-01 |  | CISO | SCE | 0
Participating Unit | N | N |  | DEVERS_2_DHSPG2 | GEN | Desert Hot Springs 2 | 1.4 | 1.5 | SCE | CES DHS Solar, LLC | PHOTO VOLTAIC | SUN | SP15 | 2013-12-31 |  | CISO | SCE | 0
Participating Unit | N | N |  | DRACKR_2_DSUBT1 | GEN | Dracker Solar Unit 1 BESS | 63 | 63 | SCE | NextEra Blythe Solar Energy Center, LLC | OTHER | LESR | SP15 | 2021-08-12 |  | CISO | SCE | 0
Non-Participating | N | Y | TIGRCK_7_UNITS | TIGRCK_7_UNIT 1 | GEN | Tiger Creek Unit 1 | 31 | 31 |  | Pacific Gas & Electric Company | HYDRO | WATER | NP15 |  |  | CISO | PGAE | 0
Non-Participating | N | Y | BIGCRK_2_EXESWD | BGCRK1_7_UNIT 3 | GEN | BIG CREEK PH 1 UNIT 3 | 21.6 | 21.6 |  | Southern California Edison Company | HYDRO | WATER | SP15 |  |  | CISO | SCE | 0
Participating Unit | N | N |  | VICTOR_1_SDRSR2 | GEN | Snowline Duncan Road South | 1 | 1 | SCE | SunE Solar XV Lessor, LLC | PHOTO VOLTAIC | SUN | SP15 | 2025-07-15 |  | CISO | SCE | 0
Participating Unit | N | Y | KRAMER_1_R1PX3 | KRAMER_1_R1PX3 | GEN | Resurgence 1 PV | 90 |  | SCE | Resurgence Solar I, LLC | PHOTO VOLTAIC | SUN | SP15 | 2023-08-02 |  | CISO | SCE | 0
Participating Unit | N | Y | AGRICO_6_PL3N5 | AGRICO_6_PL3N5 | GEN | Fresno Peaker | 22.69 |  | PGAE | Fresno Cogeneration Partners, LP | COMBUSTION TURBINE | NATURAL GAS | NP15 | 2006-08-30 |  | CISO | PGAE | 0
Participating Unit | N | N |  | NWCSTL_7_UNIT 1 | GEN | NEWCASTLE HYDRO | 12 | 12 | PGAE | Pacific Gas & Electric Company | HYDRO | WATER | NP15 | 1986-01-01 |  | CISO | PGAE | 0
Participating Unit | N | N |  | TRNQL8_2_ROJSR1 | GEN | Tranquillity 8 Rojo | 100 | 100 | PGAE | Great Valley Solar 1, LLC | PHOTO VOLTAIC | SUN | NP15 | 2018-04-14 |  | CISO | PGAE | 0
Participating Unit | N | Y | CARLS1_2_CARCT1 | CARLS1_2_CARCT1 | GEN | Carlsbad 1 | 422 |  | SDGE | Carlsbad Energy Center LLC | COMBUSTION TURBINE | NATURAL GAS | SP15 | 2018-11-19 |  | CISO | SDGE | 0
Participating Unit | N | N |  | SNCLRA_2_UNIT1 | GEN | New Indy Oxnard | 27.8 | 29 | SCE | New-Indy Oxnard LLC | FTUR | NATURAL GAS | SP15 | 2016-04-15 |  | CISO | SCE | 0
Participating Unit | N | N |  | PMPJCK_1_RB2SLR | GEN | Rio Bravo Solar 2 | 20 | 20 | PGAE | Rio Bravo Solar II, LLC | PHOTO VOLTAIC | SUN | ZP26 | 2016-12-29 |  | CISO | PGAE | 0
Participating Unit | N | N |  | SMUDGO_7_UNIT 1 | GEN | SONOMA POWER PLANT | 64.8 | 78 | PGAE | Geysers Power Company, LLC | STEAM | GEOTHERMAL | NP15 | 1983-01-01 |  | CISO | PGAE | 0
Participating Unit | N | N |  | MSQUIT_5_SERDYN | TG | MSQUIT_5_SERDYN | 625 |  | SCE | PVWEST | COMBINED CYCLE | NATURAL GAS | SP15 | 2009-03-31 |  | SRP | SCE | 1
Participating Unit | N | Y | SCEW_2_PDRP167 | SCEW_2_PDRP167 | GEN | LCR AMS Hybrid West LA 1-W-2-SCE | 9.09 |  | SCE | Southern California Edison | OTHER | OTHER | SP15 |  |  | CISO | SCE | 0
Participating Unit | N | Y | CRESTA_7_PL1X2 | CRESTA_7_PL1X2 | GEN | CRESTA PH UNIT 1 & 2 AGGREGATE | 70.4 |  | PGAE | Pacific Gas & Electric Company | HYDRO | WATER | NP15 | 1949-01-01 |  | CISO | PGAE | 0
Non-Participating | N | Y | NORORC_2_NOSBX2 | NORORC_2_NOSSB1 | GEN | Northern Orchard Solar | 133.6 | 133.6 | PGAE | Northern Orchard Solar PV, LLC | OTHER | HYBD | ZP26 |  |  | CISO | PGAE | 0
Participating Unit | N | N |  | HUMBPP_1_UNITS3 | GEN | Humboldt Bay Generating Station 3 | 65.08 | 83.2 | PGAE | Pacific Gas & Electric Company | RECIPROCATING ENGINE | NATURAL GAS | NP15 | 2010-09-29 |  | CISO | PGAE | 0
Non-Participating | N | Y | OBERON_5_O1BBX2 | OBERON_5_O1BBT2 | GEN | Oberon 1 BESS | 62.5 | 62.5 | SCE | IP Oberon BESS, LLC | OTHER | LESR | SP15 |  |  | CISO | SCE | 0
Participating Unit | N | N |  | MIDWD_2_WIND2 | GEN | Coram Energy | 3 | 3 | SCE | Coram Energy, LLC | WIND | WIND | SP15 | 2015-12-23 |  | CISO | SCE | 0
Participating Unit | N | N |  | RSMSLR_6_SOLAR2 | GEN | Rosamond Two | 20 | 20 | SCE | RE Rosamond Two LLC | PHOTO VOLTAIC | SUN | SP15 | 2013-12-20 |  | CISO | SCE | 0
Non-Participating | N | Y | SANITR_6_UNITS | SANITR_6_CTG1 | GEN | LACSD CARSON WATER POLLUTION CTG1 | 10 | 10 |  | County Sanitation District No. 2 of Los Angeles County | COMBUSTION TURBINE | BIOGAS | SP15 |  |  | CISO | SCE | 0
Non-Participating | N | Y | BLKCRK_2_SOLAR1 | BLKCRK_2_SOLR1B | GEN | BLKCRK_2_SOLR1B | 125 | 125 |  | McCoy Solar, LLC | PHOTO VOLTAIC | SUN | SP15 |  |  | CISO | SCE | 0
Non-Participating | N | Y | BIGCRK_2_EXESWD | MAMMTH_7_UNIT 1 | GEN | MAMMOTH POOL UNIT 1 | 95 | 95 |  | Southern California Edison Company | HYDRO | WATER | SP15 |  |  | CISO | SCE | 0
Non-Participating | N | Y | DREWS_6_PL1X4 | DREWS_6_GEN 1 | GEN | DREWS UNIT 1 | 10.8 | 10.8 |  | Colton Power, LP | COMBUSTION TURBINE | NATURAL GAS | SP15 |  |  | CISO | SCE | 0
Participating Unit | N | N |  | WISE_1_UNIT 1 | GEN | Wise Hydro Unit 1 | 14.5 | 14.5 | PGAE | Pacific Gas & Electric Company | HYDRO | WATER | NP15 | 1917-01-01 |  | CISO | PGAE | 0
Participating Unit | N | N |  | ETIWND_6_MWDETI | GEN | ETIWANDA RECOVERY HYDRO | 24 | 23.9 | SCE | Metropolitan Water District of Southern California (MWD) | HYDRO | WATER | SP15 | 1994-01-01 |  | CISO | SCE | 0
Non-Participating | N | Y | PARDEB_6_UNITS | PARDEB_2_UNIT 2 | GEN | PARDEE HYDRO UNIT 2 | 10 | 10 |  | East Bay Municipal Utility District | HYDRO | WATER | NP15 |  |  | CISO | PGAE | 0
Participating Unit | N | Y | SCEC_1_PDRP185 | SCEC_1_PDRP185 | GEN | VLTS_PDR_SCEC_03 | 7.5 |  | SCE | Voltus, Inc. | OTHER | OTHER | SP15 |  |  | CISO | SCE | 0
Participating Unit | N | N |  | IVANPA_1_UNIT2 | GEN | Ivanpah 2 | 133 | 133.4 | SCE | Solar Partners I, LLC | STEAM | SUN | SP15 | 2013-12-30 |  | CISO | SCE | 0
Participating Unit | Y | N |  | VOLTA_7_QFUNTS | GEN | VOLTA_7_QFUNTS | 0.15 | 2.3 | PGAE | Pacific Gas & Electric Company | HYDRO | WATER | NP15 | 2007-03-01 |  | CISO | PGAE | 0
Participating Unit | N | N |  | PIOPIC_2_CTG1 | GEN | Pio Pico Unit 1 | 111.3 | 111.3 | SDGE | Pio Pico Energy Center | COMBUSTION TURBINE | NATURAL GAS | SP15 | 2016-11-03 |  | CISO | SDGE | 0
Participating Unit | Y | N |  | TIDWTR_2_UNITS | GEN | MARTINEZ COGEN LIMITED PARTNERSHIP | 114.8 | 114.8 | PGAE | Martinez Cogen Limited Partnership | FTUR | NATURAL GAS | NP15 | 1987-02-23 |  | CISO | PGAE | 0
Non-Participating | N | Y | CARBOU_7_PL4X5 | CARBOU_7_UNIT 4 | GEN | Caribou PH 2 Unit 4 | 61 | 61 |  | Pacific Gas & Electric Company | HYDRO | WATER | NP15 |  |  | CISO | PGAE | 0
Participating Unit | Y | N |  | COTTLE_2_FRNKNH | GEN | Frankenheimer Power Plant | 5.3 | 5 | PGAE | South San Joaquin Irrigation District | HYDRO | WATER | NP15 | 2013-04-01 |  | CISO | PGAE | 0
Non-Participating | N | Y | PIT5_7_PL1X2 | PIT5_7_UNIT 2 | GEN | Pit PH 5 Unit 2 | 41 | 41 |  | Pacific Gas & Electric Company | HYDRO | WATER | NP15 |  |  | CISO | PGAE | 0
Participating Unit | N | N |  | HALSEY_6_UNIT | GEN | HALSEY HYDRO | 13.5 | 13.5 | PGAE | Pacific Gas & Electric Company | HYDRO | WATER | NP15 | 1916-01-01 |  | CISO | PGAE | 0
Participating Unit | N | Y | PGF1_2_PDRP106 | PGF1_2_PDRP106 | GEN | PGF1_2_PDRP106 | 4.8 |  | PGAE | OHMCONNECT, INC. | OTHER | OTHER | NP15 |  |  | CISO | PGAE | 0
Participating Unit | N | N |  | DLN_5_HARQSCEDYN | TG | Harq | 150 |  | SCE | DELANEY500 | PHOTO VOLTAIC | SUN | SP15 | 2025-04-19 |  | AZPS | SCE | 1
Non-Participating | N | Y | ELKHIL_2_PL1X3 | ELKHIL_7_STG | GEN | ELK HILLS STEAM TURBINE UNIT | 223 | 223 |  | Elk Hills Power, LLC | STEAM | HEAT RECOVERY | ZP26 |  |  | CISO | PGAE | 0
Participating Unit | N | Y | DSRTSN_2_DS2X2 | DSRTSN_2_DS2X2 | GEN | Desert Sunlight PV II Storage | 230 | 230 | SCE | Sunlight Storage, LLC | OTHER | LESR | SP15 | 2022-08-28 |  | CISO | SCE | 0
Participating Unit | N | N |  | OBERON_5_O1SSR3 | GEN | Oberon 1B Solar | 100 | 100 | SCE | IP Oberon, LLC | PHOTO VOLTAIC | SUN | SP15 | 2023-11-03 |  | CISO | SCE | 0
Participating Unit | N | N |  | RSMNDS_2_CSRBT2 | GEN | Cyclone Solar Rosamond South I BESS 3 | 10 | 10 | SCE | Golden Fields Solar IV, LLC | OTHER | LESR | SP15 | 2025-08-01 |  | CISO | SCE | 0
Participating Unit | N | N |  | MALIN_5_IBERDR | TG | Iberdrola Centroid Sytem Resource | 100 |  | PGAE | MALIN500 | WIND | WIND | NP15 | 2015-02-01 |  | BPAT | PGAE | 1
Participating Unit | N | N |  | CRNEVL_6_SJQN 2 | GEN | SAN JOAQUIN 2 | 3.2 | 3.2 | PGAE | Pacific Gas & Electric Company | HYDRO | WATER | NP15 | 1917-01-01 |  | CISO | PGAE | 0
Participating Unit | N | N |  | SNCLRA_6_OXGEN | GEN | OXGEN | 47.7 | 47.7 | SCE | EF Oxnard LLC | COMBUSTION TURBINE | NATURAL GAS | SP15 | 2020-06-01 |  | CISO | SCE | 0
Participating Unit | N | Y | SDG1_1_PDRP100 | SDG1_1_PDRP100 | GEN | SDG1_1_PDRP100 | 0.99 |  | SDGE | Leapfrog Power, Inc. | OTHER | OTHER | SP15 |  |  | CISO | SDGE | 0
Non-Participating | N | Y | TULLCK_7_UNITS | TULLCK_7_UNIT 3 | GEN | TULLOCH HYDRO AGGREGATE | 7.2 | 7.2 |  | TRI-DAM PROJECT |  | WATER | NP15 |  |  | CISO | NCPA | 0
Participating Unit | N | N |  | KNTSTH_6_WALSR1 | GEN | Westlands Almond | 19.88 | 20 | PGAE | GSPP NN WA LESSEE, LLC | PHOTO VOLTAIC | SUN | NP15 | 2023-09-26 |  | CISO | PGAE | 0
Non-Participating | N | Y | BUCKBL_2_PL1X3 | BUCKBL_2_STG10 | GEN | Blythe STG | 227 | 227 |  | Blythe Energy, LLC | STEAM | NATURAL GAS | SP15 |  |  | CISO | SCE | 0
Non-Participating | N | Y | CDWR07_2_GEN | WHELPP_2_NSPIN | GEN | WHELPP_2_NSPIN | 112.5 | 112.5 |  |  | PUMP | OTHER | ZP26 |  |  | CISO | CWRP | 0
Non-Participating | N | Y | LECEF_1_UNITS | LECEF_1_CGT 3 | GEN | LOS ESTEROS ENERGY FACILITY CTG 3 | 49.9 | 49.9 |  | Los Esteros Critical Energy Facility, LLC | COMBUSTION TURBINE | NATURAL GAS | NP15 |  |  | CISO | PGAE | 0
Participating Unit | N | N |  | HOOVER_2_MWDPT | TG | HOOVER MWD | 249 | 250 | SCE | MEAD230 | HYDRO | WATER | SP15 | 2023-01-25 |  | WALC | SCE | 1
Participating Unit | N | Y | OBERON_5_O2BBX2 | OBERON_5_O2BBX2 | GEN | Oberon 2 BESS | 125 |  | SCE | IP Oberon II, LLC | OTHER | LESR | SP15 | 2023-11-03 |  | CISO | SCE | 0
Participating Unit | N | N |  | DSFLWR_2_W9CSB1 | GEN | Willy 9 Chap 1 | 102 | 102 | SCE | Chaparral Springs, LLC | OTHER | HYBD | SP15 | 2025-05-08 |  | CISO | SCE | 0
Participating Unit | N | N |  | ALTA4B_2_CPCW6 | GEN | Mustang Hills | 150 | 150 | SCE | Alta Interconnection Management, LLC | WIND | WIND | SP15 | 2012-05-09 |  | CISO | SCE | 0
Participating Unit | Y | Y | SANITR_6_UNITS | SANITR_6_UNITS | GEN | LACSD CARSON WATER POLLUTION AGGREGATE | 8 |  | SCE | County Sanitation District No. 2 of Los Angeles County | COMBINED CYCLE | NATURAL GAS | SP15 | 2009-03-31 |  | CISO | SCE | 0
Non-Participating | N | Y | SPICER_1_UNITS | SPICER_1_UNIT 2 | GEN | SPICER HYDRO UNIT 2 | 2.8 | 2.8 |  | NCPA (MSS Agreement - S14) | HYDRO | WATER | NP15 |  |  | CISO | NCPA | 0
Participating Unit | N | N |  | OTAY_6_ECVBT1 | GEN | EnerSmart Chula Vista 1 | 3 | 3 | SDGE | EnerSmart Chula Vista BESS LLC | OTHER | LESR | SP15 | 2024-10-29 |  | CISO | SDGE | 0
Participating Unit | N | Y | OTMESA_2_PL1X3 | OTMESA_2_PL1X3 | GEN | OTAY MESA ENERGY CENTER | 603.68 | 689 | SDGE | Otay Mesa Energy Center, LLC | COMBINED CYCLE | NATURAL GAS | SP15 | 2009-10-02 |  | CISO | SDGE | 0
Participating Unit | N | N |  | MIRLOM_7_MWDLKM | GEN | Lake Mathews Hydroelectric Recovery Plan | 5 | 5 | SCE | Metropolitan Water District of Southern California (MWD) | HYDRO | WATER | SP15 | 1980-01-01 |  | CISO | SCE | 0
Participating Unit | N | N |  | ALTA6B_2_WIND11 | GEN | Alta Wind 11 | 88.15 | 90 | SCE | Alta Interconnection Management III, LLC | WIND | WIND | SP15 | 2014-03-13 |  | CISO | SCE | 0
Non-Participating | N | Y | DRUM_7_PL3X4 | DRUM_7_UNIT 4 | GEN | Drum PH 1 Unit 4 | 16 | 16 |  | Pacific Gas & Electric Company | HYDRO | WATER | NP15 |  |  | CISO | PGAE | 0
Participating Unit | N | N |  | RICHMN_1_CHVSR2 | GEN | Chevron 8.5 | 8.5 | 8.5 | PGAE | MCE Solar One, LLC | PHOTO VOLTAIC | SUN | NP15 | 2017-12-21 |  | CISO | PGAE | 0
Participating Unit | Y | N |  | SAMPSN_6_KELCO1 | GEN | KELCO QUALIFYING FACILITY | 25 | 28 | SDGE | CP Kelco U.S., Inc. | COMBUSTION TURBINE | OTHER | SP15 | 2014-03-05 |  | CISO | SDGE | 0
Participating Unit | N | N |  | VACADX_1_UNITA1 | GEN | CalPeak Power Vaca Dixon Unit 1 | 51.91 | 57 | PGAE | CalPeak Power - Vaca-Dixon LLC | COMBUSTION TURBINE | NATURAL GAS | NP15 | 2002-06-21 |  | CISO | PGAE | 0
Participating Unit | N | N |  | PIT6_7_UNIT 2 | GEN | PIT PH 6 UNIT 2 | 40 | 40 | PGAE | Pacific Gas & Electric Company | HYDRO | WATER | NP15 | 1965-01-01 |  | CISO | PGAE | 0
Participating Unit | N | N |  | ALMASL_2_GS1SR1 | GEN | Almasol Generating Station 1 | 125 | 125 | SCE | Maverick Solar, LLC | PHOTO VOLTAIC | SUN | SP15 | 2020-12-11 |  | CISO | SCE | 0
Participating Unit | N | N |  | NZWIND_6_WDSTR | GEN | Windstream 39 | 4.8 | 6.2 | SCE | Windstream Operations, LLC | WIND | WIND | SP15 | 1984-02-01 |  | CISO | SCE | 0
Participating Unit | N | Y | SDG1_1_PDRP104 | SDG1_1_PDRP104 | GEN | SDG1_1_PDRP104 | 9.99 |  | SDGE | Leapfrog Power, Inc. | OTHER | OTHER | SP15 |  |  | CISO | SDGE | 0
Participating Unit | N | N |  | VERNON_6_GONZL2 | GEN | H. Gonzales Unit #2 | 5.75 | 5.5 | SCE | City of Vernon | FTUR | NATURAL GAS | SP15 | 2013-06-13 |  | CISO | VERN | 0
Participating Unit | N | N |  | SUNSET_2_UNITS | GEN | MIDWAY SUNSET COGENERATION PLANT | 248 | 291 | PGAE | Midway Sunset Cogeneration Company | FTUR | NATURAL GAS | ZP26 | 1989-12-18 |  | CISO | PGAE | 0
Participating Unit | N | N |  | RVSIDE_6_RERCU2 | GEN | Riverside Energy Res. Ctr Unit 2 | 48.5 | 48.5 | SCE | City of Riverside (MSSA) | COMBUSTION TURBINE | NATURAL GAS | SP15 | 2006-06-01 |  | CISO | RVSD | 0
Participating Unit | N | Y | SCEW_2_PDRP130 | SCEW_2_PDRP130 | GEN | SCEW_2_PDRP130 | 0.99 |  | SCE | Leapfrog Power, Inc. | OTHER | OTHER | SP15 |  |  | CISO | SCE | 0
Participating Unit | N | N |  | CMRRON_2_CMNWD1 | GEN | Cimarron Wind | 300 | 300 | SDGE | Energia Sierra Juarez, S. de R.L. de C.V. | WIND | WIND | SP15 |  |  | CISO | SDGE | 0
Participating Unit | N | N |  | HAMLIN_1_BLDSB1 | GEN | Baldy Mesa Hybrid | 150 | 150 | SCE | Baldy Mesa Solar, LLC | PHOTO VOLTAIC | HYBD | SP15 | 2024-04-30 |  | CISO | SCE | 0
Participating Unit | N | N |  | WESCN2_2_BDSBT1 | GEN | Bateria Del Sur 2A | 119 | 119 | SDGE | Westside Canal 2A, LLC | OTHER | LESR | SP15 | 2024-12-31 |  | CISO | SDGE | 0
Participating Unit | N | N |  | MANTEC_1_ML1SR1 | GEN | Manteca Land 1 | 1 | 1 | PGAE | Manteca PV 1, LLC | PHOTO VOLTAIC | SUN | NP15 | 2017-12-28 |  | CISO | PGAE | 0
Participating Unit | Y | N |  | ELLIS_2_QF | GEN | ELLIS QFS | 12 | 28.2 | SCE | Southern California Edison Company | OTHER | OTHER | SP15 | 1993-01-01 |  | CISO | SCE | 0
Participating Unit | N | Y | SCEC_1_PDRP159 | SCEC_1_PDRP159 | GEN | SCEC_1_PDRP159 | 0.99 |  | SCE | Leapfrog Power, Inc. | OTHER | OTHER | SP15 |  |  | CISO | SCE | 0
Participating Unit | N | N |  | CONTRL_1_CASAD3 | GEN | Mammoth G3 | 14 | 14 | SCE | Mammoth One LLC | OTHER | GEOTHERMAL | SP15 | 2013-04-01 |  | CISO | SCE | 0
Participating Unit | N | Y | SCEC_1_PDRP183 | SCEC_1_PDRP183 | GEN | CPA_DR_SCEC_ResDM5of10 | 0.3 |  | SCE | Energy AI Systems Inc. | OTHER | OTHER | SP15 |  |  | CISO | SCE | 0
Non-Participating | N | Y | GRNLF1_1_PL1X2 | GRNLF1_1_UNITA | GEN | Greenleaf 1 | 37 | 37 |  | Calpine Greenleaf Holdings, Inc. | COMBUSTION TURBINE | NATURAL GAS | NP15 |  |  | CISO | PGAE | 0
Participating Unit | N | Y | SCEC_1_PDRP137 | SCEC_1_PDRP137 | GEN | SCEC_1_PDRP137 | 0.99 |  | SCE | Leapfrog Power, Inc. | OTHER | OTHER | SP15 |  |  | CISO | SCE | 0
Participating Unit | N | Y | SCEC_1_PDRP155 | SCEC_1_PDRP155 | GEN | SCEC_1_PDRP155 | 0.99 |  | SCE | Leapfrog Power, Inc. | OTHER | OTHER | SP15 |  |  | CISO | SCE | 0
Participating Unit | N | N |  | LUNAVL_2_LVSSR1 | GEN | Luna Valley Solar | 113.5 | 113.5 | PGAE | Luna Valley Solar I, LLC | PHOTO VOLTAIC | SUN | NP15 |  |  | CISO | PGAE | 0
Participating Unit | Y | N |  | MURRAY_6_UNIT | GEN | Grossmont Hospital | 4.12 | 4.6 | SDGE | Grossmont Hospital Corp | FTUR | NATURAL GAS | SP15 | 2016-12-16 |  | CISO | SDGE | 0
Participating Unit | Y | N |  | NEWARK_1_QF | GEN | NEWARK 1 QF | 0.1 | 1.1 | PGAE | Pacific Gas & Electric Company | OTHER | OTHER | NP15 | 2009-03-31 |  | CISO | PGAE | 0
Participating Unit | N | N |  | SCHNDR_1_WSTSDE | GEN | Westside Solar Station | 15 | 15 | PGAE | Pacific Gas & Electric Company | PHOTO VOLTAIC | SUN | NP15 | 2011-09-13 |  | CISO | PGAE | 0
Participating Unit | Y | N |  | MORWD_6_QF | GEN | Morwind | 38.16 | 56 | SCE | Terra-Gen Mojave Windfarms, LLC | WIND | WIND | SP15 | 2017-01-17 |  | CISO | SCE | 0
Participating Unit | N | N |  | VEGA_6_SOLAR1 | GEN | Vega Solar | 20 | 20 | PGAE | Vega Solar, LLC | PHOTO VOLTAIC | SUN | NP15 | 2015-03-23 |  | CISO | PGAE | 0
Participating Unit | Y | N |  | COVERD_2_MCKHY1 | GEN | Montgomery Creek Hydro | 2.8 | 2.8 | PGAE | Enel Green Power NA,Inc dba El Dorado Hydro, LLC | HYDRO | WATER | NP15 | 2017-08-01 |  | CISO | PGAE | 0
Participating Unit | N | Y | SCEC_1_PDRP130 | SCEC_1_PDRP130 | GEN | SCEC_1_PDRP130 | 0.99 |  | SCE | Leapfrog Power, inc. | OTHER | OTHER | SP15 |  |  | CISO | SCE | 0
Non-Participating | N | Y | DSRTSN_2_DS2BX2 | DSRTSN_2_DS2BT4 | GEN | Desert Sunlight PV II Storage 2 | 115 | 115 | SCE | Sunlight Storage II, LLC | OTHER | LESR | SP15 |  |  | CISO | SCE | 0
Participating Unit | N | N |  | ELDORO_7_UNIT 2 | GEN | El Dorado Unit 2 | 11 | 10.5 | PGAE | El Dorado Irrigation District | HYDRO | WATER | NP15 | 2005-05-21 |  | CISO | PGAE | 0
Participating Unit | N | N |  | VICTOR_1_VDRYFA | GEN | Victor Dry Farm Ranch A | 5 | 5 | SCE | Victor Dry Farm Ranch A LLC | PHOTO VOLTAIC | SUN | SP15 | 2015-06-12 |  | CISO | SCE | 0
Non-Participating | N | Y | GATWAY_2_PL1X3 | GATWAY_2_CTGA | GEN | Gateway CTG A | 203.1 | 203.1 |  | Gateway Generating Station | COMBUSTION TURBINE | NATURAL GAS | NP15 |  |  | CISO | PGAE | 0
Non-Participating | N | Y | BELLEF_2_BSFSX3 | BELLEF_2_BSFSR2 | GEN | Bellefield Solar Farm | 200 | 200 | SCE | 50LW 8me LLC | PHOTO VOLTAIC | SUN | SP15 |  |  | CISO | SCE | 0
Participating Unit | N | N |  | CHARMN_2_PGONG1 | GEN | PROCTER AND GAMBLE OXNARD I | 19.87 | 19.9 | SCE | The Procter & Gamble Paper Products Company | FTUR | NATURAL GAS | SP15 | 2020-08-01 |  | CISO | SCE | 0
Non-Participating | N | Y | FILIPPI_2_QZSBTX | FILIPPI_2_QZSBT1 | GEN | Quartzite Solar 8 BESS | 75 | 75 | SCE | Desert Quartzite LLC | OTHER | LESR | SP15 |  |  | CISO | SCE | 0
Non-Participating | N | Y | CENTPD_2_BMSX2 | CENTPD_2_BMSBT2 | GEN | Blythe Mesa Solar 2 BESS | 56 | 56 |  | Blythe Mesa Solar II, LLC | OTHER | LESR | SP15 |  |  | CISO | SCE | 0
Participating Unit | N | N |  | REDMAN_2_SOLAR | GEN | Lancaster East Avenue F | 3.75 | 3.8 | SCE | Tesla Energy Operations, Inc. | PHOTO VOLTAIC | SUN | SP15 | 2017-08-25 |  | CISO | SCE | 0
Participating Unit | N | N |  | SUNCAT_2_A2ABT2 | GEN | Arlington Solar Unit 2A BESS | 132 | 132 | SCE | Arlington Solar, LLC | OTHER | LESR | SP15 | 2022-08-16 |  | CISO | SCE | 0
Participating Unit | N | N |  | VICTOR_1_SOLAR4 | GEN | Adelanto Solar | 20 | 20 | SCE | Adelanto Solar, LLC | PHOTO VOLTAIC | SUN | SP15 | 2015-09-03 |  | CISO | SCE | 0
Participating Unit | N | Y | GENESI_2_STG | GENESI_2_STG | GEN | Genesis Station | 250 |  | SCE | NextEra Desert Center Blythe, LLC | STEAM | SUN | SP15 | 2013-11-27 |  | CISO | SCE | 0
Participating Unit | N | Y | PGEB_2_PDRP104 | PGEB_2_PDRP104 | GEN | PGEB_2_PDRP104 | 0.99 |  | PGAE | Leapfrog Power, Inc. | OTHER | OTHER | NP15 |  |  | CISO | PGAE | 0
Participating Unit | N | N |  | KERNEY_6_FCSSR1 | GEN | Fresno Community Solar | 10 | 10 | PGAE | Fresno Community Solar Developers, LLC | PHOTO VOLTAIC | SUN | NP15 | 2024-07-29 |  | CISO | PGAE | 0
Non-Participating | N | Y | BIGCRK_2_EXESWD | BGCRK2_7_UNIT 5 | GEN | BIG CREEK PH 2 UNIT 5 | 17.5 | 17.5 |  | Southern California Edison Company | HYDRO | WATER | SP15 |  |  | CISO | SCE | 0
Participating Unit | N | N |  | WDFRDF_2_WFFBT1 | GEN | West Ford Flat Energy Storage | 25 | 25 | PGAE | Geysers Power Company, LLC | OTHER | LESR | NP15 | 2024-07-25 |  | CISO | PGAE | 0
Participating Unit | N | N |  | HARDWK_6_STWBM1 | GEN | Still Water Ranch Dairy | 1 |  | PGAE | Still Water Power LLC | RECIPROCATING ENGINE | BIOGAS | ZP26 | 2020-05-26 |  | CISO | PGAE | 0
Participating Unit | N | N |  | PIOPIC_2_CTG2 | GEN | Pio Pico Unit 2 | 112.7 | 112.7 | SDGE | Pio Pico Energy Center | COMBUSTION TURBINE | NATURAL GAS | SP15 | 2016-11-03 |  | CISO | SDGE | 0
Participating Unit | N | N |  | MSTANG_2_SOLAR | GEN | Mustang | 30 | 30 | PGAE | RE Mustang LLC | PHOTO VOLTAIC | SUN | NP15 | 2016-07-12 |  | CISO | PGAE | 0
Participating Unit | Y | N |  | COLPIN_6_COLLNS | GEN | Collins Pine | 3.3 | 3.3 | PGAE | Collins Pine Company | STEAM | BIOMASS | NP15 | 2021-11-19 |  | CISO | PGAE | 0
Participating Unit | N | N |  | INTMNT_3_CC_4_ANAHEIM | TG | Intermountain Generating Station UNITS | 67 |  | SCE | IPP | COMBINED CYCLE | NATURAL GAS | SP15 |  |  | LADWP | SCE | 0
Participating Unit | N | N |  | KELYRG_6_UNIT | GEN | KELLY RIDGE HYDRO | 11 | 11 | PGAE | South Feather Water and Power | HYDRO | WATER | NP15 | 1963-01-01 |  | CISO | PGAE | 0
Participating Unit | N | N |  | CALFTS_2_CFSSR1 | GEN | California Flats Solar South | 150 | 150 | PGAE | CA Flats Solar 150, LLC | PHOTO VOLTAIC | SUN | NP15 | 2019-03-05 |  | CISO | PGAE | 0
Participating Unit | N | N |  | MRGT_6_MEF2 | GEN | Miramar Energy Facility II | 44 | 67.5 | SDGE | San Diego Gas & Electric | COMBUSTION TURBINE | NATURAL GAS | SP15 | 2009-08-07 |  | CISO | SDGE | 0
Participating Unit | N | N |  | PMPJCK_1_SOLAR1 | GEN | Pumpjack Solar I | 20 | 20 | PGAE | Pumpjack Solar I, LLC | PHOTO VOLTAIC | SUN | ZP26 | 2015-01-27 |  | CISO | PGAE | 0
Participating Unit | N | N |  | ARVINN_6_ORION2 | GEN | Orion 2 Solar | 8 | 8 | PGAE | Orion Solar II, LLC | PHOTO VOLTAIC | SUN | ZP26 | 2014-06-26 |  | CISO | PGAE | 0
Participating Unit | N | N |  | EDWARD_2_E21SB1 | GEN | EdSan 2 Edwards 1A | 166 | 166 | SCE | ES 1A Group 3 Opco, LLC | OTHER | HYBD | SP15 | 2022-08-27 |  | CISO | SCE | 0
Participating Unit | Y | Y | CAMCHE_1_PL1X3 | CAMCHE_1_PL1X3 | GEN | CAMANCHE UNITS 1, 2 & 3 AGGREGATE | 9.99 |  | PGAE | East Bay Municipal Utility District | HYDRO | WATER | NP15 | 1983-01-01 |  | CISO | PGAE | 0
Non-Participating | N | Y | PIT5_7_PL1X2 | PIT5_7_UNIT 1 | GEN | PIT PH 5 UNIT 1 | 41 | 41 |  | Pacific Gas & Electric Company | HYDRO | WATER | NP15 |  |  | CISO | PGAE | 0
Participating Unit | N | N |  | WHITEW_5_WWAUXL1 | TG | White Wing Ranch Solar | 5 |  | SCE | NRTHGILA500 | OTHER | OTHER | SP15 |  |  | AZPS | SDGE | 0
Non-Participating | N | Y | SLSTR2_2_SOLAR2 | SLSTR2_2_SOLR2A | GEN | Solar Star 2 | 219 | 219 |  | Southern California Edison Company | PHOTO VOLTAIC | SUN | SP15 |  |  | CISO | SCE | 0
Participating Unit | N | N |  | OLIVEP_1_SOLAR2 | GEN | White River West | 19.75 | 19.8 | PGAE | CED White River Solar 2, LLC | PHOTO VOLTAIC | SUN | ZP26 | 2014-10-01 |  | CISO | PGAE | 0
Participating Unit | Y | N |  | LASSEN_6_UNITS | GEN | Honey Lake Power | 30 | 50.4 | PGAE | HL Power Company | STEAM | BIOMASS | NP15 | 2017-06-27 |  | CISO | PGAE | 0
Participating Unit | N | N |  | WSTWND_2_M90WD2 | GEN | Mojave 90 | 64.82 | 64.9 | SCE | Mojave 3/4/5, LLC | WIND | WIND | SP15 | 2020-06-02 |  | CISO | SCE | 0
Participating Unit | N | Y | PGF1_2_PDRP110 | PGF1_2_PDRP110 | GEN | PGF1_2_PDRP110 | 0.99 |  | PGAE | Leapfrog Power, Inc. | OTHER | OTHER | NP15 |  |  | CISO | PGAE | 0
Participating Unit | N | Y | HENRTA_6_ELCBX2 | HENRTA_6_ELCBX2 | GEN | Electrolyte | 99.4 |  | PGAE | Henrietta BESS LLC | OTHER | LESR | ZP26 | 2025-05-20 |  | CISO | PGAE | 0
Participating Unit | N | N |  | CABZON_1_WINDA1 | GEN | Cabazon Wind Project | 41 | 41 | SCE | Cabazon Wind Partners, LLC | WIND | WIND | SP15 | 2002-08-31 |  | CISO | SCE | 0
Participating Unit | N | N |  | JOANEC_2_ST3BT3 | GEN | Santa Ana Storage 3 | 40 | 40 | SCE | Johanna Energy Center, LLC | OTHER | LESR | SP15 | 2023-06-02 |  | CISO | SCE | 0
Participating Unit | N | N |  | BERCYN_2_BCEBT1 | GEN | Bear Canyon Energy Storage | 13 | 13 | PGAE | Geysers Power Company, LLC | OTHER | LESR | NP15 | 2024-07-24 |  | CISO | PGAE | 0
Participating Unit | N | N |  | LCKHT1_2_LH1SR1 | GEN | Lockhart Solar 1 PV | 85 | 85 | SCE | Lockhart Solar PV, LLC | PHOTO VOLTAIC | SUN | SP15 | 2023-07-18 |  | CISO | SCE | 0
Participating Unit | N | N |  | ORMOND_7_UNIT 1 | GEN | ORMOND BEACH GEN STA. UNIT 1 | 741.27 | 750 | SCE | Ormond Beach Power, LLC | STEAM | NATURAL GAS | SP15 | 1971-01-01 |  | CISO | SCE | 0
Participating Unit | Y | N |  | COGNAT_1_UNIT | GEN | Stockton Biomas | 45 | 45 | PGAE | DTE Stockton, LLC | STEAM | BIOMASS | NP15 | 2014-02-12 |  | CISO | PGAE | 0
Participating Unit | N | Y | PARDEB_6_UNITS | PARDEB_6_UNITS | GEN | Pardee Power House | 30 |  | PGAE | East Bay Municipal Utility District | HYDRO | WATER | NP15 | 1930-01-01 |  | CISO | PGAE | 0
Participating Unit | N | N |  | MCARTH_6_FRIVRB | GEN | Fall River Mills Project B | 1.5 | 1.5 | PGAE | Ignite Solar Holdings 1, LLC | PHOTO VOLTAIC | SUN | NP15 | 2014-03-05 |  | CISO | PGAE | 0
Participating Unit | Y | Y | NHOGAN_6_UNITS | NHOGAN_6_UNITS | GEN | NEW HOGAN PH AGGREGATE | 4 |  | PGAE | Modesto Irrigation District | HYDRO | WATER | NP15 | 1986-04-15 |  | CISO | PGAE | 0
Non-Participating | N | Y | PIT4_7_PL1X2 | PIT4_7_UNIT 1 | GEN | PIT PH 4 UNIT 1 | 55 | 55 |  | Pacific Gas & Electric Company | HYDRO | WATER | NP15 |  |  | CISO | PGAE | 0
Non-Participating | N | Y | PRIMM_2_SOLAR1 | PRIMM_2_SOLRA1 | GEN | PRIMM_2_SOLRA1 | 136.5 | 136.5 |  | Silver State Solar Power South, LLC | PHOTO VOLTAIC | SUN | SP15 |  |  | CISO | SCE | 0
Participating Unit | N | N |  | VOLTA_7_PONHY1 | GEN | Ponderosa Bailey Hydroelectric | 1.25 | 1.25 | PGAE | Snow Mountain Hydro, LLC | HYDRO | WATER | NP15 | 2020-03-20 |  | CISO | PGAE | 0
Participating Unit | N | N |  | EDWARD_2_ESSSB2 | GEN | Sanborn Solar 2 | 132 | 132 | SCE | Edsan 1B Group 1 Edwards, LLC. | OTHER | HYBD | SP15 | 2023-11-14 |  | CISO | SCE | 0
Participating Unit | N | Y | RUSSELL_2_SOLANO1 | RUSSELL_2_SOLANO1 | GEN | Solano Renewables 1 | 229.98 |  | PGAE | Sacramento Municipal Utility District | WIND | WIND | NP15 | 2024-02-06 |  | CISO | PGAE | 0
Participating Unit | Y | N |  | CSTRVL_7_QFUNTS | GEN | Castroville QF Aggregate | 2 | 11 | PGAE | Pacific Gas & Electric Company | OTHER | OTHER | NP15 | 2006-06-01 |  | CISO | PGAE | 0
Participating Unit | N | N |  | LEPRFD_1_KANSAS | GEN | Kansas | 20 | 20 | PGAE | RE Kansas, LLC | PHOTO VOLTAIC | SUN | NP15 | 2014-12-18 |  | CISO | PGAE | 0
Participating Unit | N | N |  | VICTOR_1_NUNSR4 | GEN | Nunn | 1 | 1 | SCE | TerraForm Phoenix I CD Holdings LLC | PHOTO VOLTAIC | SUN | SP15 | 2024-06-25 |  | CISO | SCE | 0
Participating Unit | N | Y | PGSB_1_PDRP111 | PGSB_1_PDRP111 | GEN | VLTS_PDR_PGSB_05 | 3 |  | PGAE | Voltus, Inc. | OTHER | OTHER | NP15 |  |  | CISO | PGAE | 0
Participating Unit | N | N |  | CAVLSR_2_RSOLAR | GEN | California Valley Solar Ranch-Phase A | 210 | 210 | PGAE | High Plains Ranch II, LLC | PHOTO VOLTAIC | SUN | ZP26 | 2013-11-01 |  | CISO | PGAE | 0
Non-Participating | N | Y | HAASPH_7_PL1X2 | HAASPH_7_UNIT 2 | GEN | HAAS PH UNIT 2 | 72 | 72 |  | Pacific Gas & Electric Company | HYDRO | WATER | NP15 |  |  | CISO | PGAE | 0
Participating Unit | N | N |  | CHILLS_7_UNITA1 | GEN | Sycamore Energy 2 | 2.25 | 2.5 | SDGE | Sycamore Energy 2 LLC |  | BIOGAS | SP15 | 2004-07-14 |  | CISO | SDGE | 0
Participating Unit | N | N |  | WFRESN_1_SOLAR | GEN | Joya Del Sol | 1.5 | 1.5 | PGAE | GASNA 16P, LLC | PHOTO VOLTAIC | SUN | NP15 | 2012-12-21 |  | CISO | PGAE | 0
Participating Unit | N | Y | WNDSTR_2_WIND | WNDSTR_2_WIND | GEN | Windstar | 120 |  | SCE | Windstar Energy, LLC | WIND | WIND | SP15 | 2012-01-28 |  | CISO | SCE | 0
Participating Unit | N | N |  | AZALEA_6_AZASR1 | GEN | Azalea | 60 | 60 | PGAE | SF Azalea, LLC | PHOTO VOLTAIC | SUN | ZP26 |  |  | CISO | PGAE | 0
Participating Unit | N | N |  | WSTWND_2_M89BT2 | GEN | Mojave 89 BESS 2B | 70.6 | 70.6 | SCE | Mojave 16/17/18 LLC | OTHER | LESR | SP15 | 2023-05-25 |  | CISO | SCE | 0
Participating Unit | N | Y | SCEC_1_PDRP125 | SCEC_1_PDRP125 | GEN | SCEC_1_PDRP125 | 9.99 |  | SCE | Leapfrog Power, Inc. | OTHER | OTHER | SP15 |  |  | CISO | SCE | 0
Participating Unit | N | Y | SCEC_1_PDRP107 | SCEC_1_PDRP107 | GEN | SCEC_1_PDRP107 | 9.99 |  | SCE | Leapfrog Power, inc. | OTHER | OTHER | SP15 |  |  | CISO | SCE | 0
Participating Unit | N | N |  | VALTNE_2_TBBBT1 | GEN | Tropico Solar Big Beau | 58 | 58 | SCE | BigBeau Solar, LLC | OTHER | HYBD | SP15 | 2022-12-27 |  | CISO | SCE | 0
Participating Unit | N | N |  | PROXSR_2_PROSR1 | GEN | Proxima Solar | 120 | 120 | PGAE | Proxima Solar, LLC | PHOTO VOLTAIC | SUN | NP15 | 2024-06-11 |  | CISO | PGAE | 0
Participating Unit | N | N |  | APLHIL_1_SFKHY1 | GEN | South Fork Powerhouse | 2.68 | 2.7 | PGAE | Sacramento Municipal Utility District | HYDRO | WATER | NP15 | 2020-12-04 |  | CISO | PGAE | 0
Participating Unit | N | N |  | DRACKR_2_SOLAR2 | GEN | Dracker Solar Unit 2 | 125 | 125 | SCE | NextEra Blythe Solar Energy Center, LLC | PHOTO VOLTAIC | SUN | SP15 | 2016-09-30 |  | CISO | SCE | 0
Participating Unit | N | N |  | VICTOR_1_LMISR2 | GEN | Landpro Mitchell | 1.5 | 1.5 | SCE | CD US Solar PO 3, LLC | PHOTO VOLTAIC | SUN | SP15 | 2024-05-28 |  | CISO | SCE | 0
Participating Unit | N | Y | SCEN_6_PDRP105 | SCEN_6_PDRP105 | GEN | SCEN_6_PDRP105 | 0.99 |  | SCE | Leapfrog Power, Inc. | OTHER | OTHER | SP15 |  |  | CISO | SCE | 0
Participating Unit | N | N |  | HOOVER_2_VEAPT | TG | HOOVER VEA | 16 | 18 | SCE | MEAD230 | HYDRO | WATER | SP15 | 2023-01-25 |  | WALC | SCE | 1
Participating Unit | N | N |  | STOREY_2_MDRCH3 | GEN | Madera Chowchilla 3 | 0.42 | 0.5 | PGAE | Madera Chowchilla Water and Power Authority | HYDRO | WATER | NP15 | 2016-08-01 |  | CISO | PGAE | 0
Participating Unit | Y | N |  | TANHIL_6_SOLART | GEN | Berry Cogen 18 | 17 | 17 | PGAE | Berry Petroleum Company | FTUR | NATURAL GAS | ZP26 | 1986-01-01 |  | CISO | PGAE | 0
Participating Unit | N | N |  | PRCTVY_1_MIGBT1 | GEN | Miguel BESS | 2 | 2 | SDGE | San Diego Gas and Electric | OTHER | LESR | SP15 | 2018-12-12 |  | CISO | SDGE | 0
Non-Participating | N | Y | LMEC_1_PL1X3 | LMEC_1_CTG2 | GEN | LOS MEDANOS CTG UNIT 2 | 172 | 172 |  | Los Medanos Energy Center, LLC | COMBUSTION TURBINE | NATURAL GAS | NP15 |  |  | CISO | PGAE | 0
Participating Unit | N | N |  | LMBEPK_2_UNITA1 | GEN | Lambie Energy Center, Unit #1 | 47.5 | 49.9 | PGAE | Gilroy Energy Center, LLC | COMBUSTION TURBINE | NATURAL GAS | NP15 | 2003-01-06 |  | CISO | PGAE | 0
Non-Participating | N | Y | BUCKCK_7_PL1X2 | BUCKCK_7_UNIT 1 | GEN | Bucks Creek Unit #1 | 33 | 33 |  | Pacific Gas & Electric Company | HYDRO | WATER | NP15 |  |  | CISO | PGAE | 0
Participating Unit | N | N |  | RTREE_2_WIND1 | GEN | Rising Tree 1 | 79.2 | 79.2 | SCE | Rising Tree Wind Farm LLC | WIND | WIND | SP15 | 2015-01-12 |  | CISO | SCE | 0
Participating Unit | N | N |  | TIFFNY_1_DILLON | GEN | TIFFNY_1_DILLON | 45 | 45 | SCE | Dillion Wind LLC | WIND | WIND | SP15 | 2008-04-18 |  | CISO | SCE | 0
Participating Unit | N | N |  | GATES_2_SOLAR | GEN | Gates Solar Station | 20 | 20 | PGAE | Pacific Gas & Electric Company | PHOTO VOLTAIC | SUN | ZP26 | 2013-06-24 |  | CISO | PGAE | 0
Participating Unit | N | Y | SOLBLU_2_WSBBX2 | SOLBLU_2_WSBBX2 | GEN | Westlands Solar Blue BESS | 225 |  | PGAE | Westlands Solar Blue (OZ) Owner, LLC | OTHER | LESR | ZP26 | 2023-12-13 |  | CISO | PGAE | 0
Participating Unit | N | N |  | WSTWND_2_SBSBT2 | GEN | Sagebrush Solar 2 ESS 40 | 40 | 40 | SCE | Sagebrush ESS II, LLC | OTHER | LESR | SP15 | 2024-09-16 |  | CISO | SCE | 0
Participating Unit | N | Y | BUCKCK_7_PL1X2 | BUCKCK_7_PL1X2 | GEN | BUCKS CREEK AGGREGATE | 57.25 |  | PGAE | Pacific Gas & Electric Company | HYDRO | WATER | NP15 | 1928-01-01 |  | CISO | PGAE | 0
Non-Participating | N | Y | FILIPPI_2_QZSSRX | FILIPPI_2_QZSSR2 | GEN | Quartzite Solar 8 | 150 | 150 | SCE | Desert Quartzite LLC | PHOTO VOLTAIC | SUN | SP15 |  |  | CISO | SCE | 0
Participating Unit | N | N |  | OAK C_7_UNIT 1 | GEN | OAKLAND STATION C GT UNIT 1 | 55 | 55 | PGAE | Oakland Power Company LLC | COMBUSTION TURBINE | DISTILLATE | NP15 | 1978-01-01 |  | CISO | PGAE | 0
Participating Unit | Y | N |  | PACLUM_6_UNIT | GEN | Humboldt Redwood | 28.8 | 28.8 | PGAE | Humboldt Sawmill Company, LLC | STEAM | BIOMASS | NP15 | 2017-06-01 |  | CISO | PGAE | 0
Participating Unit | N | N |  | BRDSLD_2_SHLO3A | GEN | Shiloh III Wind Project, LLC | 102.5 | 100 | PGAE | Shiloh III Wind Project, LLC | WIND | WIND | NP15 | 2011-12-22 |  | CISO | PGAE | 0
Participating Unit | N | N |  | RSMNDS_2_RSEBT1 | GEN | Rosamond South East BESS 2 | 92 | 92 | SCE | Golden Fields Solar IV, LLC | OTHER | LESR | SP15 |  |  | CISO | SCE | 0
Participating Unit | N | N |  | DOSMGO_2_NSPIN | GEN | DOSMGO_2_NSPIN | 159 | 159 | PGAE | California Dept. of Water Resources | PUMP | WATER | NP15 | 2009-03-31 |  | CISO | CWRP | 0
Non-Participating | N | Y | DMDVLY_1_UNITS | DMDVLY_1_GEN 4 | GEN | Diamond Valley Unit 4 | 3.3 | 3.3 |  | Metropolitan Water District of Southern California (MWD) | PUMPED STORAGE | WATER | SP15 |  |  | CISO | SCE | 0
Participating Unit | Y | N |  | CONTRL_1_QF | GEN | CONTROL QFS | 1.05 | 41.9 | SCE | Southern California Edison Company | OTHER | OTHER | SP15 | 1982-01-01 |  | CISO | SCE | 0
Participating Unit | N | Y | SCEW_2_PDRP100 | SCEW_2_PDRP100 | GEN | SCEW_2_PDRP100 | 2 |  | SCE | OHMCONNECT, INC. | OTHER | OTHER | SP15 |  |  | CISO | SCE | 0
Participating Unit | N | N |  | BKRFLD_2_SOLAR1 | GEN | Bakersfield 111 | 1.38 | 1.4 | PGAE | Bakersfield 111, LLC | PHOTO VOLTAIC | SUN | ZP26 | 2015-07-28 |  | CISO | PGAE | 0
Participating Unit | N | N |  | LITLRK_6_SOLAR3 | GEN | One Ten Partners | 2 | 2 | SCE | One Ten Partners, LLC | PHOTO VOLTAIC | SUN | SP15 | 2017-09-30 |  | CISO | SCE | 0
Participating Unit | N | N |  | MIRLOM_2_CREST | GEN | Temescal Canyon RV | 1.5 | 1.5 | SCE | Temescal Canyon RV, LLC | PHOTO VOLTAIC | SUN | SP15 | 2020-03-25 |  | CISO | SCE | 0
Participating Unit | Y | N |  | MCCALL_1_QF | GEN | Fish Water | 0.52 | 2.5 | PGAE | Orange Cove Irrigation District | HYDRO | WATER | NP15 | 1990-01-01 |  | CISO | PGAE | 0
Participating Unit | N | N |  | VICTOR_1_LMASR1 | GEN | Madelyn | 1 | 1 | SCE | CD US Solar PO 3, LLC | PHOTO VOLTAIC | SUN | SP15 | 2024-06-25 |  | CISO | SCE | 0
Participating Unit | N | N |  | BARRE_2_ALASB1 | GEN | Los Alamitos 1 | 10 | 10 | SCE | BCE Los Alamitos, LLC | OTHER | HYBD | SP15 | 2023-11-10 |  | CISO | SCE | 0
Non-Participating | N | Y | DSRTSN_2_DS2BX2 | DSRTSN_2_DS2BT3 | GEN | Desert Sunlight PV II Storage 2 | 115 | 115 | SCE | Sunlight Storage II, LLC | OTHER | LESR | SP15 |  |  | CISO | SCE | 0
Participating Unit | N | N |  | REDMAN_6_AVSSR1 | GEN | Antelope Valley Solar | 3 | 3 | SCE | AVS Phase 2, LLC | PHOTO VOLTAIC | SUN | SP15 | 2019-02-04 |  | CISO | SCE | 0
Participating Unit | N | N |  | GILRPP_1_PL3X4 | GEN | GILROY ENERGY CENTER, UNIT #3 | 46.2 | 49.9 | PGAE | Gilroy Energy Center, LLC | COMBUSTION TURBINE | NATURAL GAS | NP15 | 2002-02-28 |  | CISO | PGAE | 0
Participating Unit | N | Y | SCEC_1_PDRP151 | SCEC_1_PDRP151 | GEN | SCEC_1_PDRP151 | 0.99 |  | SCE | Leapfrog Power, Inc. | OTHER | OTHER | SP15 |  |  | CISO | SCE | 0
Participating Unit | N | N |  | SCARLT_2_SSASR1 | GEN | Scarlet Solar CA 1A PV | 100 | 100 | PGAE | EDPR Scarlet I LLC | PHOTO VOLTAIC | SUN | NP15 | 2024-05-03 |  | CISO | PGAE | 0
Participating Unit | N | Y | SCEC_1_PDRP153 | SCEC_1_PDRP153 | GEN | SCEC_1_PDRP153 | 0.99 |  | SCE | Leapfrog Power, Inc. | OTHER | OTHER | SP15 |  |  | CISO | SCE | 0
Participating Unit | N | N |  | DELAMO_2_SOLAR1 | GEN | Golden Springs Building H | 1.5 | 1.5 | SCE | Golden Springs Development Co. LLC | PHOTO VOLTAIC | SUN | SP15 | 2015-04-22 |  | CISO | SCE | 0
Non-Participating | N | Y | CRESTA_7_PL1X2 | CRESTA_7_UNIT 2 | GEN | CRESTA UNIT #2 | 35.2 | 35.2 |  | Pacific Gas & Electric Company | HYDRO | WATER | NP15 |  |  | CISO | PGAE | 0
Participating Unit | N | N |  | BGSKYN_2_ASSR3B | GEN | Antelope Solar 3B | 5 | 5 | SCE | Antelope Expansion 3B, LLC | PHOTO VOLTAIC | SUN | SP15 | 2021-06-22 |  | CISO | SCE | 0
Participating Unit | N | N |  | INTMNT_3_RIVERSIDE | TG | IPPDYN | 135 |  | SCE | IPP | STEAM | COAL | SP15 | 2015-04-01 |  | LADWP | SCE | 1
Non-Participating | N | Y | DSRTSN_2_DS2X2 | DSRTSN_2_DS2BT2 | GEN | Desert Sunlight PV II Storage | 142.6 | 142.6 |  | Sunlight Storage, LLC | OTHER | LESR | SP15 |  |  | CISO | SCE | 0
Participating Unit | Y | N |  | SEARLS_7_ARGUS | GEN | Argus Cogeneration | 19 | 62.5 | SCE | Searles Valley Minerals Inc. |  | OTHER | SP15 | 2013-11-15 |  | CISO | SCE | 0
Participating Unit | N | N |  | WRGTSR_2_WSFSR1 | GEN | Wright Solar Freeman | 200 | 200 | PGAE | Wright Solar Park LLC | PHOTO VOLTAIC | SUN | NP15 | 2019-12-31 |  | CISO | PGAE | 0
Participating Unit | N | Y | KRAMER_1_R1BX3 | KRAMER_1_R1BX3 | GEN | Resurgence 1 BESS | 75 |  | SCE | Resurgence Solar I, LLC | OTHER | LESR | SP15 | 2023-07-01 |  | CISO | SCE | 0
Participating Unit | N | N |  | DEVERS_1_SOLAR2 | GEN | SEPV9 | 9 | 9 | SCE | Highlander Solar 2, LLC | PHOTO VOLTAIC | SUN | SP15 | 2013-06-01 |  | CISO | SCE | 0
Non-Participating | N | Y | BLKCRK_2_SOLAR1 | BLKCRK_2_SOLR1A | GEN | BLKCRK_2_SOLR1A | 125 | 125 |  | McCoy Solar, LLC | PHOTO VOLTAIC | SUN | SP15 |  |  | CISO | SCE | 0
Participating Unit | N | N |  | CEDRCK_6_UNIT | GEN | Water Wheel Ranch | 0.98 | 1 | PGAE | Water Wheel Ranch | HYDRO | WATER | NP15 | 1984-03-22 |  | CISO | PGAE | 0
Participating Unit | N | N |  | SMRCOS_6_LNDFIL | GEN | San Marcos Energy | 1.5 | 2 | SDGE | San Marcos Energy LLC | RECIPROCATING ENGINE | BIOGAS | SP15 | 2011-05-20 |  | CISO | SDGE | 0
Participating Unit | N | N |  | ALTA3A_2_CPCE8 | GEN | Alta Wind 8 | 150 | 150 | SCE | Alta Interconnection Management II, LLC | WIND | WIND | SP15 | 2012-02-01 |  | CISO | SCE | 0
Participating Unit | N | N |  | MTWIND_1_MVPWD1 | GEN | Mountain View Power Project I Repower | 66.6 | 66.6 | SCE | Mountain View Power Partners, LLC | WIND | WIND | SP15 | 2022-07-26 |  | CISO | SCE | 0
Participating Unit | N | N |  | SENTNL_2_CTG7 | GEN | Sentinel Unit 7 | 106.73 | 131.8 | SCE | Sentinel Energy Center, LLC | COMBUSTION TURBINE | NATURAL GAS | SP15 | 2013-05-06 |  | CISO | SCE | 0
Participating Unit | N | Y | LEBECS_2_UNITS | LEBECS_2_UNITS | GEN | Pastoria Energy Facility | 799.47 |  | SCE | Pastoria Energy Facility, LLC | COMBINED CYCLE | NATURAL GAS | SP15 | 2005-05-04 |  | CISO | SCE | 0
Participating Unit | Y | N |  | RNDMTN_2_SLSPHY1 | GEN | Silver Springs | 0.6 | 0.6 | PGAE | Mega Renewables | HYDRO | WATER | NP15 | 2017-08-10 |  | CISO | PGAE | 0
Participating Unit | N | N |  | PLAINV_6_SOLARC | GEN | Central Antelope Dry Ranch C | 20 | 20 | SCE | Central Antelope Dry Ranch C, LLC | PHOTO VOLTAIC | SUN | SP15 | 2016-05-06 |  | CISO | SCE | 0
Non-Participating | N | Y | DELTA_2_PL1X4 | DELTA_2_STG | GEN | DELTA ENERGY CENTER STG UNIT | 306 | 306 |  | Delta Energy Center, LLC | STEAM | HEAT RECOVERY | NP15 |  |  | CISO | PGAE | 0
Participating Unit | N | N |  | CHALK_1_UNIT | GEN | CHALK CLIFF LIMITED | 48.67 | 55.1 | PGAE | Chalk Cliff Limited | COMBUSTION TURBINE | NATURAL GAS | ZP26 | 1990-03-20 |  | CISO | PGAE | 0
Participating Unit | N | N |  | INYOKN_1_IKSSR1 | GEN | Inyokern Solar 1203 | 19.9 | 19.9 | SCE | RB Inyokern Solar WDAT 1203 LLC | PHOTO VOLTAIC | SUN | SP15 | 2024-12-31 |  | CISO | SCE | 0
Non-Participating | N | Y | MANZNA_2_WIND | MANZNA_2_MANWD1 | GEN | Manzana Wind | 84 | 84 | SCE | Manzana Wind | WIND | WIND | SP15 |  |  | CISO | SCE | 0
Non-Participating | N | Y | GILROY_1_UNIT | GILROY_1_ST2 | GEN | GILROY COGEN - UNIT 2 | 45 | 45 |  | Calpine Gilroy Cogen, L.P. | STEAM | HEAT RECOVERY | NP15 |  |  | CISO | PGAE | 0
Non-Participating | N | Y | GENESI_2_STG | GENESI_2_STG1 | GEN | Genesis McCoy Solar Project | 140 | 140 |  | Southern California Edison Company | STEAM | SUN | SP15 |  |  | CISO | SCE | 0
Participating Unit | N | N |  | MOJAVE_1_SIPHON | GEN | MOJAVE SIPHON POWER PLANT | 14.36 | 34.5 | SCE | California Dept. of Water Resources | HYDRO | WATER | SP15 | 1996-01-01 |  | CISO | CWRS | 0
Participating Unit | N | N |  | LOCKFD_1_KSOLAR | GEN | Kettleman Solar | 1 | 1 | PGAE | Kettleman Solar LLC | PHOTO VOLTAIC | SUN | NP15 | 2014-03-14 |  | CISO | PGAE | 0
Participating Unit | N | N |  | BGSKYN_2_BS3SR3 | GEN | Big Sky Solar 3 | 20 | 20 | SCE | Antelope DSR3, LLC | PHOTO VOLTAIC | SUN | SP15 | 2019-09-14 |  | CISO | SCE | 0
Participating Unit | N | N |  | KRNCNY_6_UNIT | GEN | KERN CANYON POWERHOUSE | 10.6 | 11.5 | PGAE | Kern and Tule Hydro LLC | HYDRO | WATER | ZP26 | 2021-06-09 |  | CISO | PGAE | 0
Participating Unit | N | Y | PGSB_1_PDRP101 | PGSB_1_PDRP101 | GEN | VLTS_PDR_PGSB_04 | 9.95 |  | PGAE | Voltus, Inc. | OTHER | OTHER | NP15 |  |  | CISO | PGAE | 0
Participating Unit | N | N |  | SGREGY_6_SANGER | GEN | Algonquin Power Sanger 2 | 48.3 | 48.3 | PGAE | Algonquin Power Sanger LLC | COMBINED CYCLE | NATURAL GAS | NP15 | 2017-06-01 |  | CISO | PGAE | 0
Participating Unit | N | Y | DVLCYN_1_UNITS | DVLCYN_1_UNITS | GEN | DEVIL CANYON HYDRO UNITS 1-4 AGGREGATE | 235 |  | SCE | California Dept. of Water Resources | HYDRO | WATER | SP15 | 1972-01-01 |  | CISO | CWRS | 0
Non-Participating | N | Y | VESTAL_2_KERN | VESTAL_6_KERNU2 | GEN | KERN RIVER PH 3 UNITS 2 | 19.7 | 19.7 |  | Kings River Conservation District | HYDRO | WATER | SP15 |  |  | CISO | SCE | 0
Participating Unit | N | N |  | SNCLRA_2_UNIT | GEN | Channel Islands Power | 27.5 | 28 | SCE | CSU Channel Islands Site Authority | COMBINED CYCLE | NATURAL GAS | SP15 | 2018-04-26 |  | CISO | SCE | 0
Non-Participating | N | Y | HARBGN_7_UNITS | HARBGN_7_UNIT 2 | GEN | Harbor Cogen Unit 2 | 13.6 | 13.6 |  | Harbor Cogeneration Company | STEAM | HEAT RECOVERY | SP15 |  |  | CISO | SCE | 0
Non-Participating | N | Y | HYTTHM_2_UNITS | THERMA_2_UNIT 2 | GEN | Thermalito P-G Unit 2 | 28 | 28 |  | California Dept. of Water Resources | HYDRO | WATER | NP15 |  |  | CISO | CWRP | 0
Participating Unit | N | N |  | GLOW_6_SOLAR | GEN | Antelope Power Plant | 20 | 20 | SCE | TA-High Desert, LLC | PHOTO VOLTAIC | SUN | SP15 | 2013-03-25 |  | CISO | SCE | 0
Participating Unit | N | Y | SCEW_2_PDRP120 | SCEW_2_PDRP120 | GEN | SCEW_2_PDRP120 | 0.99 |  | SCE | Leapfrog Power, Inc. | OTHER | OTHER | SP15 |  |  | CISO | SCE | 0
Participating Unit | N | N |  | BORDER_6_LTMCT1 | GEN | Lithium Unit 1 | 51.25 | 52 | SDGE | CalPeak Power - Border LLC | COMBUSTION TURBINE | NATURAL GAS | SP15 |  |  | CISO | SDGE | 0
Participating Unit | N | Y | ELSEGN_2_UN2021 | ELSEGN_2_UN2021 | GEN | El Segundo Energy Center 7/8 | 271.74 |  | SCE | El Segundo Energy Center LLC | COMBINED CYCLE | NATURAL GAS | SP15 | 2013-06-29 |  | CISO | SCE | 0
Non-Participating | N | Y | CARBOU_7_PL2X3 | CARBOU_7_UNIT 2 | GEN | CARIBOU PH 1 UNIT 2 | 25 | 25 |  | Pacific Gas & Electric Company | HYDRO | WATER | NP15 |  |  | CISO | PGAE | 0
Participating Unit | N | N |  | MIRLOM_2_CORONA | GEN | MWD Corona Hydroelectric Recovery Plant | 2.85 | 2.8 | SCE | Metropolitan Water District of Southern California | HYDRO | WATER | SP15 | 1987-01-01 |  | CISO | SCE | 0
Non-Participating | N | Y | PIT5_7_PL3X4 | PIT5_7_UNIT 4 | GEN | Pit PH 5 Unit 4 | 41 | 41 |  | Pacific Gas & Electric Company | HYDRO | WATER | NP15 |  |  | CISO | PGAE | 0
Non-Participating | N | Y | SPAULD_6_UNIT12 | SPAULD_6_UNIT 1 | GEN | SPAULDING HYDRO PH 1 UNIT | 7 | 7 |  | Pacific Gas & Electric Company | HYDRO | WATER | NP15 |  |  | CISO | PGAE | 0
Participating Unit | N | N |  | VALTNE_2_TSBBT2 | GEN | Tropico Solar B | 22 | 22 | SCE | Big Beau Solar, LLC | OTHER | LESR | SP15 | 2025-07-02 |  | CISO | SCE | 0
Participating Unit | N | N |  | POEPH_7_UNIT 2 | GEN | POE HYDRO UNIT 2 | 68.5 | 68.5 | PGAE | Pacific Gas & Electric Company | HYDRO | WATER | NP15 | 1958-01-01 |  | CISO | PGAE | 0
Participating Unit | Y | N |  | OAKWD_6_QF | GEN | Oak Creek | 27.87 | 30.3 | SCE | Oak Creek Wind Power, LLC | WIND | WIND | SP15 | 2017-12-12 |  | CISO | SCE | 0
Non-Participating | N | Y | DSRTSN_2_DS2X2 | DSRTSN_2_DS2BT1 | GEN | Desert Sunlight PV II Storage | 87.4 | 87.4 |  | Sunlight Storage, LLC | OTHER | LESR | SP15 |  |  | CISO | SCE | 0
Participating Unit | N | N |  | PMPJCK_1_SOLAR2 | GEN | Rio Bravo Solar 1 | 20 | 20 | PGAE | Rio Bravo Solar I, LLC | PHOTO VOLTAIC | SUN | ZP26 | 2016-12-21 |  | CISO | PGAE | 0
Participating Unit | N | N |  | LNCSTR_6_CREST | GEN | Lanacaster Aggregate Solar Resources | 5.5 | 5.7 | SCE | Southern California Edison Company | PHOTO VOLTAIC | SUN | SP15 | 2017-06-23 |  | CISO | SCE | 0
Participating Unit | N | Y | SDG1_1_PDRP111 | SDG1_1_PDRP111 | GEN | SDG1_1_PDRP111 | 0.99 |  | SDGE | Leapfrog Power, Inc. | OTHER | OTHER | SP15 |  |  | CISO | SDGE | 0
Participating Unit | Y | N |  | SRINTL_6_UNIT | GEN | SRI INTERNATIONAL | 6.9 | 6.9 | PGAE | Pacific Gas & Electric Company | COMBUSTION TURBINE | NATURAL GAS | NP15 | 1987-03-10 |  | CISO | PGAE | 0
Participating Unit | N | Y | PGF1_2_PDRP120 | PGF1_2_PDRP120 | GEN | VLTS_PDR_PGF1_D | 3 |  | PGAE | Voltus, Inc. | OTHER | OTHER | NP15 |  |  | CISO | PGAE | 0
Participating Unit | N | N |  | VICTOR_1_SOLAR3 | GEN | Adelanto Solar 2 | 7 | 7 | SCE | Adelanto Solar II, LLC | PHOTO VOLTAIC | SUN | SP15 | 2015-07-01 |  | CISO | SCE | 0
Non-Participating |  | Y | PALOMR_2_PL1X3 | PALOMR_7_CTG1 | GEN | PALOMR_7_CTG1 | 188 | 188 |  |  | COMBUSTION TURBINE |  | SP15 |  |  | CISO | SDGE | 0
Non-Participating | N | Y | GILRPP_1_PL1X2 | GILRPP_1_UNIT 1 | GEN | Gilroy Energy Center Unit 1 | 49.9 | 49.9 |  | Gilroy Energy Center, LLC | COMBUSTION TURBINE | NATURAL GAS | NP15 |  |  | CISO | PGAE | 0
Participating Unit | N | N |  | MIDWY3_2_MDSSR1 | TG | Midway South Solar Farm | 20 | 20 | SDGE | IVLY2 | PHOTO VOLTAIC | SUN | SP15 | 2018-09-06 |  | IID | SDGE | 1
Participating Unit | N | N |  | GEYS20_7_UNIT20 | GEN | GEYSERS UNIT 20 (HEALDSBURG) | 50 | 84 | PGAE | Geysers Power Company, LLC | STEAM | GEOTHERMAL | NP15 | 1985-01-01 |  | CISO | PGAE | 0
Participating Unit | N | N |  | ENWIND_2_WIND2 | GEN | Ridgetop I | 38.24 | 65 | SCE | Ridgetop Energy, LLC | WIND | WIND | SP15 | 2015-03-23 |  | CISO | SCE | 0
Participating Unit | Y | N |  | CHEVCO_6_UNIT 2 | GEN | AERA ENERGY LLC. (COALINGA) | 8.5 | 12.5 | PGAE | Pacific Gas & Electric Company | FTUR | NATURAL GAS | ZP26 | 1988-06-03 |  | CISO | PGAE | 0
Participating Unit | N | N |  | TITANS_2_TTSSR1 | TG | Titan Solar 1 Pseudo | 70 | 70 | SDGE | IVLY2 | PHOTO VOLTAIC | SUN | SP15 | 2020-12-17 |  | IID | SDGE | 1
Participating Unit | N | N |  | SKERN_6_SOLAR2 | GEN | SKIC Solar | 10 | 10 | PGAE | Algonquin SKIC 10 Solar, LLC | PHOTO VOLTAIC | SUN | ZP26 | 2017-01-05 |  | CISO | PGAE | 0
Non-Participating | N | Y | SUNSHN_2_LNDFL | SUNSHN_2_LNDFL1 | GEN | SUNSHN_2_LNDFL1 | 4.6 | 4.6 |  | Sunshine Gas Producers, L.L.C. Unit 1 | COMBUSTION TURBINE | BIOGAS | SP15 |  |  | CISO | SCE | 0
Participating Unit | N | N |  | ESCNDO_6_EB2BT2 | GEN | Escondido BESS 2 | 10 | 10 | SDGE | San Diego Gas & Electric | OTHER | LESR | SP15 | 2017-03-06 |  | CISO | SDGE | 0
Participating Unit | N | Y | PGF1_2_PDRP116 | PGF1_2_PDRP116 | GEN | VLTS_PDR_PGF1_04 | 9.9 |  | PGAE | Voltus, Inc. | OTHER | OTHER | NP15 |  |  | CISO | PGAE | 0
Non-Participating | N | Y | SLUISP_2_UNITS | SLUISP_2_UNIT 5 | GEN | San Luis P-G Unit 5 | 53 | 53 | PGAE | California Dept. of Water Resources | PUMPED STORAGE | WATER | NP15 |  |  | CISO | PGAE | 0
Non-Participating | N | Y | PNCHPP_1_PL1X2 | PNCHPP_1_CTG1 | GEN | STARWOOD POWER - MIDWAY UNIT 1 | 82.3 | 82.3 |  | Starwood Power-Midway, LLC | COMBUSTION TURBINE | NATURAL GAS | NP15 |  |  | CISO | PGAE | 0
Participating Unit | N | N |  | VICTOR_1_SWRSR2 | GEN | Snowline White Road North | 1.5 | 1.5 | SCE | SunE Solar XV Lessor, LLC | PHOTO VOLTAIC | SUN | SP15 | 2025-07-15 |  | CISO | SCE | 0
Participating Unit | N | N |  | KEARNY_6_SESBT2 | GEN | Kearny South Energy Storage | 10 | 10 | SDGE | San Diego Gas & Electric | OTHER | LESR | SP15 | 2022-03-10 |  | CISO | SDGE | 0
Participating Unit | N | Y | PIT5_7_PL1X2 | PIT5_7_PL1X2 | GEN | PIT PH 5 UNITS 1 & 2 AGGREGATE | 82 |  | PGAE | Pacific Gas & Electric Company | HYDRO | WATER | NP15 | 1944-01-01 |  | CISO | PGAE | 0
Non-Participating | N | Y | HYTTHM_2_UNITS | HYATT_2_UNIT 3 | GEN | Edward Hyatt Gen Unit 3 | 141.6 | 141.6 |  | California Dept. of Water Resources | HYDRO | WATER | NP15 |  |  | CISO | CWRP | 0
Non-Participating | N | Y | MCFLND_5_MBSBX2 | MCFLND_5_MSBSB2 | GEN | McFarland Solar B Hybrid | 375 | 375 | SDGE | McFarland Solar B, LLC | OTHER | HYBD | SP15 |  |  | CISO | SDGE | 0
Participating Unit | N | N |  | LAGBEL_2_CDCSR1 | GEN | Commerce Dis Ctr 4 | 1.24 | 1.24 | SCE | SCA-PLD-Commerce3, LLC | PHOTO VOLTAIC | SUN | SP15 |  |  | CISO | SCE | 0
Participating Unit | N | N |  | RTEDDY_2_SOLAR2 | GEN | Rosamond West Solar 2 | 54 | 55 | SCE | Golden Fields Solar I, LLC | PHOTO VOLTAIC | SUN | SP15 | 2016-12-22 |  | CISO | SCE | 0
Participating Unit | N | N |  | PSWEET_1_STCRUZ | GEN | Santa Cruz Energy LLC | 1.6 | 1.6 | PGAE | Santa Cruz Energy LLC | RECIPROCATING ENGINE | BIOGAS | NP15 | 2010-02-06 |  | CISO | PGAE | 0
Participating Unit | N | N |  | NZWIND_2_WDSTR5 | GEN | Windstream 6111 | 6.31 | 6.5 | SCE | Wind Stream Operations, LLC | WIND | WIND | SP15 | 2016-03-08 |  | CISO | SCE | 0
Non-Participating | N | Y | PINFLT_7_UNITS | PINFLT_7_UNIT 3 | GEN | Pine Flat Unit 3 | 63.3 | 63.3 |  |  | HYDRO | WATER | NP15 |  |  | CISO | CWRP | 0
Participating Unit | N | N |  | RNDSBG_1_HZASR1 | GEN | Hazel A | 2.99 | 3 | SCE | DG West 2021, LLC | PHOTO VOLTAIC | SUN | SP15 | 2019-11-11 |  | CISO | SCE | 0
Non-Participating | N | Y | INTKEP_2_UNITS | INTKEP_2_KIRKW1 | GEN | KIRKWOOD HYDRO UNIT 1 | 45.41 | 45.41 |  |  |  |  | NP15 |  |  | CISO | PGAE | 0
Non-Participating | N | Y | PNCHEG_2_PL1X4 | PNCHEG_2_CTG1 | GEN | PANOCHE ENERGY CENTER (CTG1) | 104.25 | 104.25 |  | PANOCHE ENERGY CENTER | COMBUSTION TURBINE | NATURAL GAS | NP15 |  |  | CISO | PGAE | 0
Participating Unit | N | N |  | WAUKNA_1_SOLAR2 | GEN | Corcoran 2 | 19.75 | 19.8 | PGAE | CED Corcoran Solar 2, LLC | PHOTO VOLTAIC | SUN | NP15 | 2015-05-05 |  | CISO | PGAE | 0
Participating Unit | N | N |  | EDWARD_2_E23SB1 | GEN | EdSan 2 Edwards 3 | 24 | 24 | SCE | ES 1A Group 2 Opco, LLC | OTHER | HYBD | SP15 | 2021-12-30 |  | CISO | SCE | 0
Participating Unit | N | N |  | RECTOR_2_VISSR1 | GEN | Visalia CSG | 3 | 3 | SCE | Visalia CSG LLC | PHOTO VOLTAIC | SUN | SP15 | 2024-04-03 |  | CISO | SCE | 0
Participating Unit | N | N |  | DSRTHV_2_DH1SR1 | GEN | Desert Harvest | 80 | 80 | SCE | Desert Harvest, LLC | PHOTO VOLTAIC | SUN | SP15 | 2020-12-11 |  | CISO | SCE | 0
Participating Unit | N | N |  | COPMTN_2_CM10 | GEN | Copper Mountain 10 | 10 | 10 | SCE | Copper Mountain Solar 1, LLC | PHOTO VOLTAIC | SUN | SP15 | 2011-10-03 |  | CISO | SCE | 0
Participating Unit | N | N |  | ARCATA_6_FCPSB2 | GEN | Foster Clean Power B | 4 | 4 | PGAE | Foster Clean Power B LLC | OTHER | HYBD | NP15 |  |  | CISO | PGAE | 0
Participating Unit | N | N |  | VOLTA_2_UNIT 1 | GEN | VOLTA HYDRO UNIT 1 | 9.1 | 9.1 | PGAE | Pacific Gas & Electric Company | HYDRO | WATER | NP15 | 1980-01-01 |  | CISO | PGAE | 0
Participating Unit | N | N |  | AKINGS_6_AMESR1 | GEN | American Kings Solar | 123 | 123 | PGAE | American Kings Solar, LLC | PHOTO VOLTAIC | SUN | NP15 | 2020-12-05 |  | CISO | PGAE | 0
Participating Unit | Y | N |  | INDVLY_1_UNITS | GEN | Indian Valley Hydro | 3.01 | 5 | PGAE | Yolo County Flood Control | HYDRO | WATER | NP15 | 1983-09-15 |  | CISO | PGAE | 0
Participating Unit | N | N |  | UNVRSY_1_UNIT 1 | GEN | Berry Cogen 38 - Unit 1 | 38 | 38 | PGAE | Berry Petroleum Company | FTUR | NATURAL GAS | ZP26 | 1986-01-01 |  | CISO | PGAE | 0
Participating Unit | N | N |  | CAMLOT_2_SOLAR1 | GEN | Camelot | 45 | 45 | SCE | RE Camelot, LLC | PHOTO VOLTAIC | SUN | SP15 | 2014-12-11 |  | CISO | SCE | 0
Non-Participating | N | Y | SANITR_6_UNITS | SANITR_6_CTG2 | GEN | LACSD CARSON WATER POLLUTION CTG2 | 10 | 10 |  | County Sanitation District No. 2 of Los Angeles County | COMBUSTION TURBINE | BIOGAS | SP15 |  |  | CISO | SCE | 0
Participating Unit | Y | N |  | COVERD_2_HCKHY1 | GEN | HATCHET CREEK | 6.89 | 7 | PGAE | Mega Renewables | HYDRO | WATER | NP15 | 2017-06-01 |  | CISO | PGAE | 0
Participating Unit | N | N |  | MERCED_1_SOLAR2 | GEN | Merced Solar | 1.5 | 1.5 | PGAE | Merced Solar LLC | PHOTO VOLTAIC | SUN | NP15 | 2015-05-12 |  | CISO | PGAE | 0
Non-Participating | N | Y | ATHOS_5_AP2X2 | ATHOS_5_AP2SR3 | GEN | Athos Power Plant 2 | 100 | 100 |  | SE Athos II, LLC | PHOTO VOLTAIC | SUN | SP15 |  |  | CISO | SCE | 0
Non-Participating | N | Y | BELLEF_2_BSFBX3 | BELLEF_2_BSFBT3 | GEN | Bellefield Solar Farm BESS | 200 | 200 | SCE | 50LW 8me LLC | OTHER | LESR | SP15 |  |  | CISO | SCE | 0
Participating Unit | N | N |  | VEAVST_1_SOLAR | GEN | Community Solar | 14.4 | 15 | SCE | Valley Electric Association, Inc. | PHOTO VOLTAIC | SUN | SP15 | 2017-02-10 |  | CISO | VEA | 0
Participating Unit | N | N |  | VOYAGR_2_VOYWD4 | GEN | Voyager Wind 4 | 21.01 | 21.6 | SCE | Alta Interconnection Management III, LLC | WIND | WIND | SP15 | 2018-12-29 |  | CISO | SCE | 0
Participating Unit | N | N |  | OAK C_7_UNIT 3 | GEN | OAKLAND STATION C GT UNIT 3 | 55 | 55 | PGAE | Oakland Power Company LLC | COMBUSTION TURBINE | DISTILLATE | NP15 | 1978-01-01 |  | CISO | PGAE | 0
Participating Unit | N | N |  | CONTRL_1_CASAD1 | GEN | Mammoth G1 | 7.2 | 10 | SCE | Mammoth Three LLC | OTHER | GEOTHERMAL | SP15 | 1984-11-26 |  | CISO | SCE | 0
Participating Unit | N | N |  | BARRE_6_PEAKER | GEN | Barre Peaker | 49 | 59 | SCE | Southern California Edison Company | COMBUSTION TURBINE | NATURAL GAS | SP15 | 2007-09-20 |  | CISO | SCE | 0
Participating Unit | N | N |  | BAHIA_2_LKHSR1 | GEN | Lake Herman Solar | 5 | 5 | PGAE | RPCA Solar 4, LLC | PHOTO VOLTAIC | SUN | NP15 | 2021-09-23 |  | CISO | PGAE | 0
Participating Unit | N | N |  | SIERRA_1_UNITS | GEN | HIGH SIERRA LIMITED | 52.43 | 60.3 | PGAE | HIGH SIERRA LIMITED | COMBUSTION TURBINE | NATURAL GAS | ZP26 | 1989-02-24 |  | CISO | PGAE | 0
Participating Unit | N | N |  | COCOPP_2_CTG2 | GEN | Marsh Landing 2 | 202.7 | 222 | PGAE | Marsh Landing LLC | FTUR | NATURAL GAS | NP15 | 2013-05-01 |  | CISO | PGAE | 0
Non-Participating | N | Y | GYS7X8_7_UNITS | GYS7X8_7_UNIT 8 | GEN | Geysers Unit 8 | 55 | 55 |  | Geysers Power Company, LLC | STEAM | GEOTHERMAL | NP15 |  |  | CISO | PGAE | 0
Participating Unit | N | N |  | CARLS2_1_CARCT1 | GEN | Carlsbad 2 | 105.5 | 105.5 | SDGE | Carlsbad Energy Center LLC | COMBUSTION TURBINE | NATURAL GAS | SP15 | 2018-11-20 |  | CISO | SDGE | 0
Non-Participating | N | Y | BUCKCK_7_PL1X2 | BUCKCK_7_UNIT 2 | GEN | Bucks Creek Unit #2 | 32.5 | 32.5 |  | Pacific Gas & Electric Company | HYDRO | WATER | NP15 |  |  | CISO | PGAE | 0
Non-Participating |  | Y | STOILS_1_UNITS | STOILS_1_UNIT 1 | GEN | STOILS_1_UNIT 1 | 62.5 | 62.5 |  |  |  |  | NP15 |  |  | CISO | PGAE | 0
Participating Unit | N | N |  | BRDSLD_2_SHLO3B | GEN | Shiloh IV Wind Project | 100 | 100 | PGAE | Shiloh IV Wind Project, LLC | WIND | WIND | NP15 | 2012-12-07 |  | CISO | PGAE | 0
Non-Participating | N | Y | DVLCYN_1_UNITS | DVLCYN_1_UNIT 4 | GEN | DEVIL CANYON HYDRO UNIT 4 | 80 | 80 |  | California Dept. of Water Resources | HYDRO | WATER | SP15 |  |  | CISO | CWRS | 0
Participating Unit | N | N |  | ESNHWR_2_WC1BT1 | GEN | Wildcat I BESS | 3 | 3 | SCE | Wildcat I Energy Storage, LLC | OTHER | LESR | SP15 | 2021-10-13 |  | CISO | SCE | 0
Non-Participating | N | Y | ELKHRN_1_EESX3 | ELKHRN_1_EESBT2 | GEN | Elkhorn Energy Storage | 60.83 | 60.83 |  | Pacific Gas & Electric Company - Transmission | OTHER | LESR | NP15 |  |  | CISO | PGAE | 0
Participating Unit | N | N |  | DIXNLD_1_LNDFL | GEN | Zero Waste Energy | 1.6 | 1.6 | PGAE | Zero Waste Energy Development Company LLC | RECIPROCATING ENGINE | BIOMASS | NP15 | 2015-11-13 |  | CISO | PGAE | 0
Participating Unit | N | N |  | BLCKWL_6_BTFBT1 | GEN | BTF Storage DIDF | 2 | 2 | PGAE | Blackwell Test Facility, LLC | OTHER | LESR | ZP26 |  |  | CISO | PGAE | 0
Non-Participating | N | Y | PIT5_7_PL3X4 | PIT5_7_UNIT 3 | GEN | PIT PH 5 UNIT 3 | 41 | 41 |  | Pacific Gas & Electric Company | HYDRO | WATER | NP15 |  |  | CISO | PGAE | 0
Participating Unit | N | N |  | VISTRA_5_PLABT1 | GEN | Plano Storage 1 | 100.4 | 100.4 | PGAE | Moss Landing Energy Storage 3, LLC | OTHER | LESR | NP15 | 2023-05-13 |  | CISO | PGAE | 0
Participating Unit | N | N |  | BOGUE_1_UNITA1 | GEN | Feather River Energy Center, Unit #1 | 48.69 | 49.9 | PGAE | Gilroy Energy Center, LLC | COMBUSTION TURBINE | NATURAL GAS | NP15 | 2002-12-23 |  | CISO | PGAE | 0
Participating Unit | N | N |  | SIGHEB_6_MIRDYN | TG | Heber South | 17 |  | SCE | MIR2 | COMBUSTION TURBINE | GEOTHERMAL | SP15 | 2021-12-29 |  | IID | SCE | 1
Participating Unit | N | Y | SCEW_2_PDRP114 | SCEW_2_PDRP114 | GEN | LCR AMS Hybrid West LA 1-W-SCE | 6.78 |  | SCE | Southern California Edison | OTHER | OTHER | SP15 |  |  | CISO | SCE | 0
Non-Participating | N | Y | HAASPH_7_PL1X2 | HAASPH_7_UNIT 1 | GEN | HAAS PH UNIT 1 | 72 | 72 |  | Pacific Gas & Electric Company | HYDRO | WATER | NP15 |  |  | CISO | PGAE | 0
Participating Unit | N | N |  | WLDWD_1_SOLAR2 | GEN | Wildwood Solar 2 | 15 | 15 | PGAE | Wildwood Solar II, LLC | PHOTO VOLTAIC | SUN | ZP26 | 2017-01-11 |  | CISO | PGAE | 0
Non-Participating |  | Y | SBERDO_2_PSP4 | SBERDO_7_CT4B | GEN | SBERDO_7_CT4B | 182 | 182 |  |  |  |  | SP15 |  |  | CISO | SCE | 0
Non-Participating |  | Y | OTMESA_2_PL1X3 | OTMESA_2_STG3 | GEN | OTAY MESA STEAM TURBINE 3 | 290.7 | 290.7 |  | Otay Mesa Energy Center, LLC | STEAM | HEAT RECOVERY | SP15 |  |  | CISO | SDGE | 0
Participating Unit | N | N |  | BREGGO_6_DEGRSL | GEN | Desert Green Solar Farm | 6.3 | 6.5 | SDGE | Desert Green Solar Farm, LLC | PHOTO VOLTAIC | SUN | SP15 | 2013-02-13 |  | CISO | SDGE | 0
Participating Unit | N | N |  | LAPLMA_2_UNIT 1 | GEN | La Paloma Generating Plant Unit #1 | 267 | 295 | PGAE | CXA La Paloma LLC | COMBINED CYCLE | NATURAL GAS | ZP26 | 2003-01-10 |  | CISO | PGAE | 0
Participating Unit | N | Y | SCEW_2_PDRP141 | SCEW_2_PDRP141 | GEN | SCEW_2_PDRP141 | 0.99 |  | SCE | Leapfrog Power, Inc. | OTHER | OTHER | SP15 |  |  | CISO | SCE | 0
Participating Unit | Y | N |  | MISSIX_1_QF | GEN | SMALL QF AGGREGATION - SAB FRABCUSCI | 1 | 15 | PGAE | Pacific Gas & Electric Company | FTUR | NATURAL GAS | NP15 | 1987-01-01 |  | CISO | PGAE | 0
Non-Participating | N | Y | CARLS1_2_CARCT1 | CARLS1_2_CTG8 | GEN | CARLS1_2_CTG8 | 105.5 | 105.5 |  | San Diego Gas & Electric | COMBUSTION TURBINE | NATURAL GAS | SP15 |  |  | CISO | SDGE | 0
Non-Participating | N | Y | SOLBLU_2_WSBBX2 | SOLBLU_2_WSBBT1 | GEN | Westlands Solar Blue BESS | 112.5 | 112.5 | PGAE | Westlands Solar Blue (OZ) Owner, LLC | OTHER | LESR | ZP26 |  |  | CISO | PGAE | 0
Participating Unit | N | N |  | CHWCHL_1_AVSSR2 | GEN | Avenue 26 Phase II Solar | 5 | 5 | PGAE | RPCA Solar 1 LLC | PHOTO VOLTAIC | SUN | NP15 | 2024-11-08 |  | CISO | PGAE | 0
Participating Unit | N | N |  | KNGBRG_1_KBSLR1 | GEN | Kingsburg1 | 1.5 | 1.5 | PGAE | Tulare PV II, LLC | PHOTO VOLTAIC | SUN | NP15 | 2013-12-06 |  | CISO | PGAE | 0
Participating Unit | N | Y | PGF1_2_PDRP107 | PGF1_2_PDRP107 | GEN | PGF1_2_PDRP107 | 4.8 |  | PGAE | OHMCONNECT, INC. | OTHER | OTHER | NP15 |  |  | CISO | PGAE | 0
Non-Participating | N | Y | CAMCHE_1_PL1X3 | CAMCHE_1_UNIT 2 | GEN | Camanche 2 | 3.3 | 3.3 |  | East Bay Municipal Utility District | HYDRO | WATER | NP15 |  |  | CISO | PGAE | 0
Participating Unit | N | N |  | COPMTN_2_SOLAR1 | GEN | Copper Mountain 48 | 48 | 48 | SCE | Copper Mountain Solar 1, LLC | PHOTO VOLTAIC | SUN | SP15 | 2010-06-15 |  | CISO | SCE | 0
Participating Unit | N | N |  | GASKW1_2_GW2SR2 | GEN | Gaskell West 2b | 29 | 29 | SCE | RE Gaskell West 2 LLC | PHOTO VOLTAIC | SUN | SP15 | 2023-05-05 |  | CISO | SCE | 0
Participating Unit | N | N |  | INTMNT_3_CC_3_ANAHEIM | TG | Intermountain Generating Station UNITS | 67 |  | SCE | IPP | COMBINED CYCLE | NATURAL GAS | SP15 |  |  | LADWP | SCE | 0
Participating Unit | N | N |  | PLAINV_6_DSOLAR | GEN | Western Antelope Dry Ranch | 10 | 10 | SCE | Western Antelope Dry Ranch LLC | PHOTO VOLTAIC | SUN | SP15 | 2016-12-01 |  | CISO | SCE | 0
Participating Unit | N | N |  | GWFPWR_1_LDCTG2 | GEN | LEAD UNIT 2 | 55.3 | 55.3 | PGAE | MRP SAN JOAQUIN ENERGY LLC | COMBUSTION TURBINE | NATURAL GAS | ZP26 | 2025-07-25 |  | CISO | PGAE | 0
Participating Unit | N | Y | SCEC_1_PDRP110 | SCEC_1_PDRP110 | GEN | SCEC_1_PDRP110 | 9.99 |  | SCE | Leapfrog Power, inc. | OTHER | OTHER | SP15 |  |  | CISO | SCE | 0
Participating Unit |  | N |  | BIGSKY_2_BSKSR6 | GEN | Big Sky Solar 6 | 20 | 20 | SCE | Bayshore Solar A, LLC | PHOTO VOLTAIC | SUN | SP15 | 2017-12-08 |  | CISO | SCE | 0
Participating Unit | N | Y | RVSIDE_6_SPRING | RVSIDE_6_SPRING | GEN | SPRINGS GENERATION PROJECT AGGREGATE | 36 |  | SCE | City of Riverside (MSSA) | FTUR | NATURAL GAS | SP15 | 2002-06-13 |  | CISO | RVSD | 0
Participating Unit | N | N |  | RCKCRK_7_UNIT 2 | GEN | ROCK CREEK HYDRO UNIT 2 | 56.9 | 56.9 | PGAE | Pacific Gas & Electric Company | HYDRO | WATER | NP15 | 1950-01-01 |  | CISO | PGAE | 0
Non-Participating | N | Y | DMDVLY_1_UNITS | DMDVLY_1_GEN 6 | GEN | Diamond Valley Unit 6 | 3.3 | 3.3 |  | Metropolitan Water District of Southern California (MWD) | PUMPED STORAGE | WATER | SP15 |  |  | CISO | SCE | 0
Participating Unit | N | N |  | HELMPG_7_UNIT 3 | GEN | HELMS PUMP-GEN UNIT 3 | 404 | 404 | PGAE | Pacific Gas & Electric Company | PUMPED STORAGE | WATER | NP15 | 1984-01-01 |  | CISO | PGAE | 0
Participating Unit | N | Y | SCEC_1_PDRP181 | SCEC_1_PDRP181 | GEN | SCEC_1_PDRP181 | 0.99 |  | SCE | Leapfrog Power, Inc. | OTHER | OTHER | SP15 |  |  | CISO | SCE | 0
Non-Participating | N | Y | COLUSA_2_PL1X3 | COLUSA_2_CTG1 | GEN | Colusa Generating Station | 213.5 | 213.5 |  | Pacific Gas & Electric Company | COMBUSTION TURBINE | NATURAL GAS | NP15 |  |  | CISO | PGAE | 0
Participating Unit | N | Y | SCEC_1_PDRP143 | SCEC_1_PDRP143 | GEN | SCEC_1_PDRP143 | 0.99 |  | SCE | Leapfrog Power, Inc. | OTHER | OTHER | SP15 |  |  | CISO | SCE | 0
Participating Unit | N | Y | SCEW_2_PDRP168 | SCEW_2_PDRP168 | GEN | VLTS_PDR_SCEW_01 | 6.5 |  | SCE | Voltus, Inc. | OTHER | OTHER | SP15 |  |  | CISO | SCE | 0
Participating Unit | N | N |  | CMBLND_2_DS2SR2 | GEN | Daggett 2 b PV | 65 | 65 | SCE | Daggett Solar Power 2 LLC | PHOTO VOLTAIC | SUN | SP15 | 2023-11-17 |  | CISO | SCE | 0
Participating Unit | N | N |  | GIFFEN_6_SOLAR1 | GEN | Aspiration Solar G | 9 | 9 | PGAE | Aspiration Solar G LLC | PHOTO VOLTAIC | SUN | NP15 | 2017-09-15 |  | CISO | PGAE | 0
Participating Unit | N | N |  | ARLINT_5_SCEDYN | TG | Arlington Valley CC | 565 |  | SCE | PVWEST | COMBINED CYCLE | NATURAL GAS | SP15 | 2016-11-02 |  | AZPS | SCE | 1
Non-Participating | N | Y | HYTTHM_2_UNITS | THERMA_2_UNIT 3 | GEN | Thermalito P-G Unit 3 | 28 | 28 |  | California Dept. of Water Resources | HYDRO | WATER | NP15 |  |  | CISO | CWRP | 0
Participating Unit | Y | N |  | BARRE_2_QF | GEN | BARRE QFS | 0.2 | 0.2 | SCE | Southern California Edison Company | OTHER | OTHER | SP15 | 1994-01-01 |  | CISO | SCE | 0
Participating Unit | N | Y | SCEW_2_PDRP179 | SCEW_2_PDRP179 | GEN | CPA_DR_SCEW_ResDM5of10 | 0.2 |  | SCE | Energy AI Systems Inc. | OTHER | OTHER | SP15 |  |  | CISO | SCE | 0
Non-Participating | N | Y | RUSSELL_2_SOLANO1 | RUSSLL_2_SMUD | GEN | SOLANO WIND FARM | 102 | 102 | PGAE | Sacramento Municipal Utility District | WIND | WIND | NP15 |  |  | CISO | PGAE | 0
Non-Participating | N | Y | ALAMIT_2_PL1X3 | ALAMIT_7_CTG1B | GEN | ALAMIT_7_CTG1B | 234.5 | 234.5 |  | AES Alamitos Energy LLC | COMBINED CYCLE | NATURAL GAS | SP15 |  |  | CISO | SCE | 0
Participating Unit | Y | N |  | GOLETA_6_EXGEN | GEN | EXXON COMPANY USA | 48.2 | 48.2 | SCE | SOUTHERN CALIFORNIA EDISON COMPANY |  | OTHER | SP15 | 1993-08-19 |  | CISO | SCE | 0
Participating Unit | N | N |  | WHITNY_6_SOLAR | GEN | Whitney Point Solar | 20 | 22 | PGAE | Whitney Point Solar, LLC | PHOTO VOLTAIC | SUN | NP15 | 2017-04-15 |  | CISO | PGAE | 0
Participating Unit | Y | N |  | DISCOV_1_CHEVRN | GEN | CHEVRON USA (EASTRIDGE) | 48.8 | 56.2 | PGAE | Pacific Gas & Electric Company | FTUR | NATURAL GAS | ZP26 | 1988-06-13 |  | CISO | PGAE | 0
Participating Unit | N | Y | PGEB_2_PDRP103 | PGEB_2_PDRP103 | GEN | PGEB_2_PDRP103 | 0.99 |  | PGAE | Leapfrog Power, Inc. | OTHER | OTHER | NP15 |  |  | CISO | PGAE | 0
Participating Unit | N | N |  | WILLMS_6_ARBBM1 | GEN | Abel Road Bioenergy | 3 | 3 | PGAE | ACC Renewable Resources, LLC | OTHER | BIOMASS | NP15 | 2022-07-26 |  | CISO | PGAE | 0
Non-Participating | N | Y | PIT4_7_PL1X2 | PIT4_7_UNIT 2 | GEN | Pit PH 4 Unit 2 | 47 | 47 |  | Pacific Gas & Electric Company | HYDRO | WATER | NP15 |  |  | CISO | PGAE | 0
Participating Unit | N | N |  | ALT6DS_2_WIND9 | GEN | Pinyon Pines 2 | 132 | 132 | SCE | Alta Interconnection Management II, LLC | WIND | WIND | SP15 | 2013-01-01 |  | CISO | SCE | 0
Participating Unit | N | N |  | GOLETA_2_PAIBT2 | GEN | PAINTER BESS | 10 | 10 | SCE | Painter Energy Storage, LLC | OTHER | LESR | SP15 |  |  | CISO | SCE | 0
Participating Unit | Y | N |  | CHINO_2_QF | GEN | CHINO QFS | 0.19 | 21.8 | SCE | Southern California Edison Company | OTHER | OTHER | SP15 | 1987-01-01 |  | CISO | SCE | 0
Non-Participating | N | Y | ATHOS_5_AP1X2 | ATHOS_5_AP1SR2 | GEN | Athos Power Plant | 125 | 125 |  | SE Athos I, LLC | PHOTO VOLTAIC | SUN | SP15 |  |  | CISO | SCE | 0
Participating Unit | N | N |  | VILLPK_6_MWDYOR | GEN | Yorba Linda Hydroelectric Recovery Plant | 5.1 | 5.1 | SCE | Metropolitan Water District of Southern California (MWD) | HYDRO | WATER | SP15 | 1981-01-01 |  | CISO | SCE | 0
Participating Unit | N | N |  | DELSUR_6_SOLAR5 | GEN | Radiance Solar 5 | 1.5 | 1.9 | SCE | Radiance Solar 5 LLC | PHOTO VOLTAIC | SUN | SP15 | 2018-12-31 |  | CISO | SCE | 0
Non-Participating | N | Y | CENTRY_6_PL1X4 | CENTRY_6_GEN 3 | GEN | CENTURY GEN 3 | 10.8 | 10.8 |  | Colton Power, LP | COMBUSTION TURBINE | NATURAL GAS | SP15 |  |  | CISO | SCE | 0
Participating Unit | N | N |  | BCTSYS_5_PWXDYN | TG | BCTSYS_5_PWXDYN | 428 |  | PGAE | MALIN500 |  | WATER | NP15 | 2009-03-31 |  | BPAT | PGAE | 1
Non-Participating | N | Y | CENTRY_6_PL1X4 | CENTRY_6_GEN 4 | GEN | CENTURY GEN 4 | 10.8 | 10.8 |  | Colton Power, LP | COMBUSTION TURBINE | NATURAL GAS | SP15 |  |  | CISO | SCE | 0
Participating Unit | N | N |  | USWND2_1_WIND2 | GEN | Golden Hills B | 42.96 | 43 | PGAE | Golden Hills Interconnection, LLC | WIND | WIND | NP15 | 2015-12-23 |  | CISO | PGAE | 0
Participating Unit | N | N |  | ORTGA_6_LSLSB1 | GEN | Lara Solar 2 Hybrid | 0.93 | 0.93 | PGAE | Apex Energy Solutions, LLC | OTHER | HYBD | NP15 |  |  | CISO | PGAE | 0
Participating Unit | N | N |  | CHWCHL_1_UNIT | GEN | CHOW 2 PEAKER PLANT | 48.6 | 48.6 | PGAE | California Power Holdings, LLC | RECIPROCATING ENGINE | NATURAL GAS | NP15 | 2001-06-13 |  | CISO | PGAE | 0
Participating Unit | N | N |  | DELAMO_2_SOLAR5 | GEN | Golden Springs Building L | 1 | 1 | SCE | Golden Springs Development Company, LLC | PHOTO VOLTAIC | SUN | SP15 | 2017-02-24 |  | CISO | SCE | 0
Participating Unit | N | Y | MOSSLD_2_PSP2 | MOSSLD_2_PSP2 | GEN | MOSS LANDING POWER BLOCK 2 | 510 |  | PGAE | Moss Landing Power Company LLC | COMBINED CYCLE | NATURAL GAS | NP15 | 2002-07-11 |  | CISO | PGAE | 0
Participating Unit | N | N |  | LILIAC_6_SOLAR | GEN | Mesa Crest | 3 | 3 | SDGE | NLP Granger A82, LLC | PHOTO VOLTAIC | SUN | SP15 | 2016-09-17 |  | CISO | SDGE | 0
Non-Participating | N | Y | PINFLT_7_UNITS | PINFLT_7_UNIT 1 | GEN | Pine Flat Unit 1 | 63.3 | 63.3 |  |  | HYDRO | WATER | NP15 |  |  | CISO | CWRP | 0
Non-Participating | N | Y | TENGEN_2_PL1X2 | TENGEN_6_UNIT 1 | GEN | Berry Petroleum Placerita, Unit 1 | 22.7 | 22.7 |  |  | COMBUSTION TURBINE | OTHER | SP15 |  |  | CISO | SCE | 0
Participating Unit | N | N |  | PADUA_6_MWDSDM | GEN | San Dimas Hydroelectric Recovery Plant | 9.9 | 9.9 | SCE | Metropolitan Water District of Southern California (MWD) | HYDRO | WATER | SP15 | 1981-01-01 |  | CISO | SCE | 0
Participating Unit | N | N |  | POLRIS_2_ASESR1 | GEN | Antelope Solar 2 Estrella | 56 | 56 | SCE | Estrella Solar, LLC | PHOTO VOLTAIC | SUN | SP15 | 2023-12-29 |  | CISO | SCE | 0
Participating Unit | N | N |  | WALCRK_2_CTG2 | GEN | Walnut Creek Energy Park Unit 2 | 100.1 | 102.5 | SCE | Walnut Creek Energy, LLC | COMBUSTION TURBINE | NATURAL GAS | SP15 | 2013-03-21 |  | CISO | SCE | 0
Participating Unit | N | N |  | STOREY_2_MDRCH2 | GEN | Madera Chowchilla 2 | 0.56 | 0.6 | PGAE | Madera Chowchilla Water and Power Authority | HYDRO | WATER | NP15 | 2016-08-01 |  | CISO | PGAE | 0
Participating Unit | N | N |  | CENTER_2_RHONDO | GEN | MWD Rio Hondo Hydroelectric Recovery Pla | 1.91 | 1.9 | SCE | Metropolitan Water District of Southern California | HYDRO | WATER | SP15 | 1984-01-01 |  | CISO | SCE | 0
Non-Participating | N | Y | GATWAY_2_PL1X3 | GATWAY_2_CTGB | GEN | Gateway CTG B | 203.1 | 203.1 |  | Gateway Generating Station | COMBUSTION TURBINE | NATURAL GAS | NP15 |  |  | CISO | PGAE | 0
Non-Participating | N | Y | NAVYII_2_UNITS | NAVYII_2_UNIT 5 | GEN | COSO Power Developers (Navy II) Unit 5 | 33.3 | 33.3 |  |  |  |  | SP15 |  |  | CISO | SCE | 0
Non-Participating | N | Y | RUSCTY_2_UNITS | RUSCTY_2_CTG1 | GEN | Russell City | 180 | 180 |  | Russell City Energy Company, LLC | COMBINED CYCLE | NATURAL GAS | NP15 |  |  | CISO | PGAE | 0
Non-Participating | N | Y | DMDVLY_1_UNITS | DMDVLY_1_GEN 11 | GEN | Diamond Valley Unit 11 | 3.3 | 3.3 |  | Metropolitan Water District of Southern California (MWD) | PUMPED STORAGE | WATER | SP15 |  |  | CISO | SCE | 0
Non-Participating | N | Y | HARBGN_7_UNITS | HARBGN_7_UNIT 3 | GEN | Harbor Cogen Unit 3 | 11.5 | 11.5 |  | Harbor Cogeneration Company | STEAM | HEAT RECOVERY | SP15 |  |  | CISO | SCE | 0
Participating Unit | N | N |  | ORTGA_6_MCDBT1 | GEN | Merced BESS | 2.93 | 2.93 | PGAE | Apex Energy Solutions, LLC | OTHER | LESR | NP15 |  |  | CISO | PGAE | 0
Participating Unit | N | N |  | TEHAPI_2_WIND1 | GEN | Wind Wall Monolith 1 | 19.85 | 19.85 | SCE | Wind Wall 1 | WIND | WIND | SP15 | 2021-03-30 |  | CISO | SCE | 0
Participating Unit | Y | N |  | SPBURN_7_SNOWMT | GEN | Burney Creek Hydro | 3 | 3 | PGAE | Snow Mountain Hydro LLC | HYDRO | WATER | NP15 | 1990-03-28 |  | CISO | PGAE | 0
Participating Unit | N | Y | SCEW_2_PDRP101 | SCEW_2_PDRP101 | GEN | SCEW_2_PDRP101 | 2 |  | SCE | OHMCONNECT, INC. | OTHER | OTHER | SP15 |  |  | CISO | SCE | 0
Participating Unit | N | N |  | BIGSKY_2_SOLAR4 | GEN | Western Antelope Blue Sky Ranch B | 20 | 20 | SCE | Western Antelope Blue Sky Ranch B LLC | PHOTO VOLTAIC | SUN | SP15 | 2016-12-03 |  | CISO | SCE | 0
Participating Unit | N | N |  | VALLEY_5_SOLAR2 | GEN | AP North Lake Solar | 20 | 20 | SCE | SUNE DB APNL LLC | PHOTO VOLTAIC | SUN | SP15 | 2015-08-11 |  | CISO | SCE | 0
Participating Unit | N | N |  | OASIS_6_AR4SR3 | GEN | Arrache 4013 | 1.5 | 1.5 | SCE | TerraForm Phoenix I CD Holdings, LLC | PHOTO VOLTAIC | SUN | SP15 | 2023-12-08 |  | CISO | SCE | 0
Participating Unit | N | N |  | STOREY_2_MDRCH4 | GEN | Madera Chowchilla 4 | 0.92 | 1 | PGAE | Madera Chowchilla Water and Power Authority | HYDRO | WATER | NP15 | 2016-07-19 |  | CISO | PGAE | 0
Participating Unit | Y | N |  | HOLGAT_1_BORAX | GEN | U.S. Borax, Unit 1 | 48.2 | 48.2 | SCE | U.S. Borax Inc. |  | OTHER | SP15 | 1984-06-01 |  | CISO | SCE | 0
Participating Unit | N | N |  | SNORA_2_SNRSLR | TG | SG Sorrento | 50 |  | SDGE | IVLY2 | PHOTO VOLTAIC | SUN | SP15 | 2015-08-29 |  | IID | SDGE | 1
Participating Unit | N | N |  | PANERO_2_MWPWD1 | GEN | Mesa Wind Project | 30 | 30 | SCE | Mesa Wind Power, LLC | WIND | WIND | SP15 | 2024-06-19 |  | CISO | SCE | 0
Participating Unit | N | N |  | MIRLOM_2_MLBBTA | GEN | Mira Loma BESS A | 10 | 10 | SCE | Southern California Edison | OTHER | LESR | SP15 | 2016-12-30 |  | CISO | SCE | 0
Non-Participating | N | Y | KOLA_2_KLBBT1 | KOLA_2_KLBT1B | GEN | Kola | 75 | 75 | PGAE | Kola Energy Storage, LLC | OTHER | LESR | NP15 |  |  | CISO | PGAE | 0
Participating Unit | Y | N |  | MSHGTS_6_MMARLF | GEN | MIRAMAR LANDFILL | 5 | 3 | SDGE | MM San Diego LLC | RECIPROCATING ENGINE | BIOGAS | SP15 | 2003-05-21 |  | CISO | SDGE | 0
Participating Unit | N | Y | PGEB_2_PDRP112 | PGEB_2_PDRP112 | GEN | PGEB_2_PDRP112 | 3 |  | PGAE | OHMCONNECT, INC. | OTHER | OTHER | NP15 |  |  | CISO | PGAE | 0
Participating Unit | N | Y | PNCHVS_2_SOLAR | PNCHVS_2_SOLAR | GEN | Panoche Valley Solar | 140 |  | PGAE | Panoche Valley Solar, LLC | PHOTO VOLTAIC | SUN | NP15 | 2018-11-26 |  | CISO | PGAE | 0
Participating Unit | N | N |  | PROXSR_2_PS2BT3 | GEN | Proxima Solar BESS 2 | 90 | 90 | PGAE | Proxima Solar, LLC | OTHER | LESR | NP15 | 2024-04-11 |  | CISO | PGAE | 0
Participating Unit | N | Y | PGCC_1_PDRP100 | PGCC_1_PDRP100 | GEN | PGCC_1_PDRP100 | 0.99 |  | PGAE | Leapfrog Power, Inc. | OTHER | OTHER | NP15 |  |  | CISO | PGAE | 0
Participating Unit | N | Y | CENTRY_6_PL1X4 | CENTRY_6_PL1X4 | GEN | CENTURY GENERATING PLANT (AGGREGATE) | 41.4 |  | SCE | Colton Power, LP | FTUR | NATURAL GAS | SP15 | 2001-09-17 |  | CISO | SCE | 0
Participating Unit | N | N |  | VICTOR_1_SDRSR1 | GEN | Snowline Duncan Road North | 1.5 | 1.5 | SCE | SunE Solar XV Lessor, LLC | PHOTO VOLTAIC | SUN | SP15 | 2025-07-15 |  | CISO | SCE | 0
Participating Unit | N | N |  | VSTAES_6_VESBT1 | GEN | Vista Energy Storage | 40 | 40 | SDGE | Vista Energy Storage, LLC | OTHER | LESR | SP15 | 2018-06-26 |  | CISO | SDGE | 0
Participating Unit | N | N |  | CAMERN_6_BSPBT1 | GEN | Buckman Springs BESS | 0.46 | 0.5 | SDGE | San Diego Gas & Electric | OTHER | LESR | SP15 |  |  | CISO | SDGE | 0
Participating Unit | N | N |  | GASKW1_2_GW3SR1 | GEN | Gaskell West 3 | 20 | 20 | SCE | RE Gaskell West 3 LLC | PHOTO VOLTAIC | SUN | SP15 | 2023-05-05 |  | CISO | SCE | 0
Participating Unit | N | N |  | BELDEN_7_UNIT 1 | GEN | BELDEN HYDRO | 119 | 119 | PGAE | Pacific Gas & Electric Company | HYDRO | WATER | NP15 | 1969-01-01 |  | CISO | PGAE | 0
Participating Unit | N | N |  | INDIGO_1_UNIT 3 | GEN | INDIGO PEAKER UNIT 3 | 45.3 | 45.3 | SCE | Wildflower Energy LP | COMBUSTION TURBINE | NATURAL GAS | SP15 | 2001-09-19 |  | CISO | SCE | 0
Participating Unit | N | Y | MCFLND_5_MBSBX2 | MCFLND_5_MBSBX2 | GEN | McFarland Solar B Hybrid | 300 |  | SDGE | McFarland Solar B, LLC | OTHER | HYBD | SP15 | 2024-09-26 |  | CISO | SDGE | 0
Participating Unit | N | Y | SCEW_2_PDRP177 | SCEW_2_PDRP177 | GEN | VLTS_PDR_SCEW_02 | 9.9 |  | SCE | Voltus, Inc. | OTHER | OTHER | SP15 |  |  | CISO | SCE | 0
Participating Unit | N | Y | SCEC_1_PDRP178 | SCEC_1_PDRP178 | GEN | SCEC_1_PDRP178 | 0.99 |  | SCE | Leapfrog Power, Inc. | OTHER | OTHER | SP15 |  |  | CISO | SCE | 0
Participating Unit | N | N |  | ATLASC_5_ACBBT2 | GEN | Atlas Complex 7A BESS | 180 | 180 | SCE | Atlas VII, LLC | OTHER | LESR | SP15 |  |  | CISO | SCE | 0
Participating Unit | N | N |  | PUTHCR_1_PCNSB1 | GEN | Putah Creek Solar Farm North | 3 | 3 | PGAE | PUTAH CREEK SOLAR FARMS LLC | OTHER | HYBD | NP15 | 2022-10-15 |  | CISO | PGAE | 0
Participating Unit | N | N |  | ALAMIT_7_ES1 | GEN | Alamitos Energy Storage | 100.45 | 100 | SCE | AES ES Alamitos, LLC | OTHER | LESR | SP15 | 2020-12-04 |  | CISO | SCE | 0
Participating Unit | N | N |  | MCFLND_5_MFAUXL1 | TG | McFarland Solar | 6 |  | SCE | NRTHGILA500 | OTHER | OTHER | SP15 |  |  | AZPS | SDGE | 0
Participating Unit | N | N |  | WISTER_2_WISSR1 | TG | Wister Solar | 20 | 20 | SDGE | IVLY2 | PHOTO VOLTAIC | SUN | SP15 | 2022-07-12 |  | IID | SDGE | 1
Participating Unit | N | N |  | FLOWD_2_RT2WD2 | GEN | Ridgetop 2 | 27.39 | 27.4 | SCE | Ridgetop Energy, LLC | WIND | WIND | SP15 | 2018-10-12 |  | CISO | SCE | 0
Participating Unit | N | N |  | ARLVAL_5_SOLAR | TG | Arlington Valley Solar Energy II | 127 | 127 | SDGE | PVWEST | PHOTO VOLTAIC | SUN | SP15 | 2013-10-28 |  | SRP | SDGE | 1
Participating Unit | N | N |  | HURON_6_SOLAR | GEN | Huron Solar Station | 20 | 20 | PGAE | Pacific Gas & Electric Company | PHOTO VOLTAIC | SUN | ZP26 | 2012-08-30 |  | CISO | PGAE | 0
Non-Participating | N | Y | AQUAWS_2_AQWSR1 | AQUAWS_2_AQWSU1 | GEN | Aquamarine Westside | 125 | 13.5 | PGAE | Aquamarine Westside, LLC | PHOTO VOLTAIC | SUN | ZP26 |  |  | CISO | PGAE | 0
Participating Unit | N | N |  | SENTNL_2_CTG4 | GEN | Sentinel Unit 4 | 106.55 | 131.8 | SCE | Sentinel Energy Center, LLC | COMBUSTION TURBINE | NATURAL GAS | SP15 | 2013-05-06 |  | CISO | SCE | 0
Non-Participating | N | Y | INTKEP_2_UNITS | INTKEP_2_HOLM 1 | GEN | HOLM HYDRO UNIT 1 | 90.14 | 90.14 |  |  |  |  | NP15 |  |  | CISO | PGAE | 0
Non-Participating | N | Y | KOLA_2_KLBBT1 | KOLA_2_KLBT1A | GEN | Kola | 200 | 200 | PGAE | Kola Energy Storage, LLC | OTHER | LESR | NP15 |  |  | CISO | PGAE | 0
Participating Unit | N | N |  | NITHWK_1_NHSBT1 | GEN | Nighthawk Storage | 300 | 300 | SDGE | Nighthawk Energy Storage, LLC | OTHER | LESR | SP15 |  |  | CISO | SDGE | 0
Participating Unit | Y | N |  | PLACVL_1_RCKCRE | GEN | Rock Creek Hydro | 5 | 3.6 | PGAE | Rock Creek Hydro, LLC | HYDRO | WATER | NP15 | 2017-03-29 |  | CISO | PGAE | 0
Non-Participating | N | Y | DMDVLY_1_UNITS | DMDVLY_1_GEN 3 | GEN | Diamond Valley Unit 3 | 3.3 | 3.3 |  | Metropolitan Water District of Southern California (MWD) | PUMPED STORAGE | WATER | SP15 |  |  | CISO | SCE | 0
Participating Unit | N | N |  | ETIWND_6_INEBT1 | GEN | Inland Empire Energy Storage | 70 | 70 | SCE | Poblano Energy Storage, LLC | OTHER | LESR | SP15 | 2024-10-09 |  | CISO | SCE | 0
Participating Unit | N | Y | SDG1_1_PDRP117 | SDG1_1_PDRP117 | GEN | SDG1_1_PDRP117 | 0.99 |  | SDGE | Leapfrog Power, Inc. | OTHER | OTHER | SP15 |  |  | CISO | SDGE | 0
Participating Unit | N | Y | SCEC_1_PDRP104 | SCEC_1_PDRP104 | GEN | SCEC_1_PDRP104 | 2.24 |  | SCE | OHMCONNECT, INC. | OTHER | OTHER | SP15 |  |  | CISO | SCE | 0
Non-Participating | N | Y | MOSSLD_2_PSP1 | MOSSLD_2_PSP1G3 | GEN | MOSS LANDING CC PLANT 1, STG UNIT | 198 | 198 |  | Duke Energy Moss Landing LLC | STEAM | HEAT RECOVERY | NP15 |  |  | CISO | PGAE | 0
Participating Unit | N | Y | SDG1_1_PDRP101 | SDG1_1_PDRP101 | GEN | SDG1_1_PDRP101 | 0.99 |  | SDGE | Leapfrog Power, Inc. | OTHER | OTHER | SP15 |  |  | CISO | SDGE | 0
Participating Unit | N | N |  | MRLSDS_6_SOLAR1 | GEN | Morelos Solar | 15 | 15 | PGAE | Morelos Solar, LLC | PHOTO VOLTAIC | SUN | ZP26 | 2015-11-25 |  | CISO | PGAE | 0
Participating Unit | Y | N |  | CAPWD_1_QF | GEN | Edom Hills Wind Farm | 19.55 | 20 | SCE | Edom Hills Project 1, LLC | WIND | WIND | SP15 | 2015-10-19 |  | CISO | SCE | 0
Participating Unit | N | N |  | PADUA_7_SDIMAS | GEN | San Dimas Wash Hydro | 1.05 | 2 | SCE | San Gabriel Valley Municipal Water District | HYDRO | WATER | SP15 | 1986-01-28 |  | CISO | SCE | 0
Participating Unit | Y | Y | CALGEN_1_UNITS | CALGEN_1_UNITS | GEN | Coso Navy 1 | 55 |  | SCE | Coso Finance Partners | STEAM | GEOTHERMAL | SP15 | 1987-07-13 |  | CISO | SCE | 0
Participating Unit | N | N |  | LIVEOK_6_SOLAR | GEN | Harris | 1.25 | 1.3 | PGAE | Solarenewal LLC | PHOTO VOLTAIC | SUN | NP15 | 2014-11-27 |  | CISO | PGAE | 0
Non-Participating | N | Y | PNCHVS_2_SOLAR | PNCHVS_2_SOLARB | GEN | PNCHVS_2_SOLARB | 74.4 | 74.4 |  | Pacific Gas & Electric | PHOTO VOLTAIC | SUN | NP15 |  |  | CISO | PGAE | 0
Participating Unit | N | Y | PINFLT_7_UNITS | PINFLT_7_UNITS | GEN | PINE FLAT HYDRO AGGREGATE | 198.51 |  | PGAE | California Dept. of Water Resources | HYDRO | WATER | NP15 | 1984-01-01 |  | CISO | CWRP | 0
Non-Participating | N | Y | BIGCRK_2_EXESWD | BGCRK4_7_UNIT 1 | GEN | BIG CREEK PH 4 UNIT 1 | 50 | 50 |  | Southern California Edison Company | HYDRO | WATER | SP15 |  |  | CISO | SCE | 0
Participating Unit | N | Y | PGSI_1_PDRP101 | PGSI_1_PDRP101 | GEN | UC Davis PGSI | 9.9 |  | PGAE | Olivine, Inc. | OTHER | OTHER | NP15 |  |  | CISO | PGAE | 0
Participating Unit | N | Y | PNOCHE_1_PL1X2 | PNOCHE_1_PL1X2 | GEN | Panoche Peaker | 49.97 |  | PGAE | Wellhead Power Panoche, LLC | COMBUSTION TURBINE | NATURAL GAS | NP15 | 2005-06-14 |  | CISO | PGAE | 0
Participating Unit | N | N |  | COCOSB_6_SOLAR | GEN | Oakley Solar Project | 1.5 | 1.5 | PGAE | Hayworth-Fabian, LLC | PHOTO VOLTAIC | SUN | NP15 | 2013-06-12 |  | CISO | PGAE | 0
Participating Unit | N | Y | SCEC_1_PDRP156 | SCEC_1_PDRP156 | GEN | SCEC_1_PDRP156 | 0.99 |  | SCE | Leapfrog Power, Inc. | OTHER | OTHER | SP15 |  |  | CISO | SCE | 0
Non-Participating |  | Y | RVSIDE_6_SPRING | RVSIDE_7_SPRGU2 | GEN | RVSIDE_7_SPRGU2 | 11 | 11 |  |  |  |  | SP15 |  |  | CISO | RVSD | 0
Participating Unit | N | N |  | DELAMO_2_SOLRD | GEN | Golden Solar Building D | 1.25 | 1.4 | SCE | Golden Springs Development Company LLC | PHOTO VOLTAIC | SUN | SP15 | 2012-04-02 |  | CISO | SCE | 0
Non-Participating | N | Y | FILIPPI_2_QZSSRX | FILIPPI_2_QZSSR1 | GEN | Quartzite Solar 8 | 150 | 150 | SCE | Desert Quartzite LLC | PHOTO VOLTAIC | SUN | SP15 |  |  | CISO | SCE | 0
Participating Unit | N | Y | SCEW_2_PDRP118 | SCEW_2_PDRP118 | GEN | SCEW_2_PDRP118 | 0.99 |  | SCE | Leapfrog Power, Inc. | OTHER | OTHER | SP15 |  |  | CISO | SCE | 0
Participating Unit | N | Y | SCEC_1_PDRP162 | SCEC_1_PDRP162 | GEN | SCEC_1_PDRP162 | 9.99 |  | SCE | Leapfrog Power, Inc. | OTHER | OTHER | SP15 |  |  | CISO | SCE | 0
Participating Unit | N | N |  | OLINDA_2_COYCRK | GEN | MWD Coyote Creek Hydroelectric Recovery | 3.13 | 3.1 | SCE | Metropolitan Water District of Southern California | HYDRO | WATER | SP15 | 1979-02-21 |  | CISO | SCE | 0
Participating Unit | N | Y | CHESTN_2_CHWBX2 | CHESTN_2_CHWBX2 | GEN | Chestnut Westside BESS | 135 |  | PGAE | Castanea Project, LLC | OTHER | LESR | ZP26 | 2023-12-14 |  | CISO | PGAE | 0
Participating Unit | N | N |  | GUERNS_6_VH2BM1 | GEN | Hanford Digester Genset 2 | 1 | 1.02 | PGAE | Hanford Renewable Energy LLC | RECIPROCATING ENGINE | BIOGAS | NP15 | 2019-07-01 |  | CISO | PGAE | 0
Non-Participating | N | Y | INTKEP_2_UNITS | INTKEP_2_KIRKW3 | GEN | KIRKWOOD HYDRO UNIT 3 | 36.53 | 36.53 |  |  |  |  | NP15 |  |  | CISO | PGAE | 0
Participating Unit | N | Y | PGSB_1_PDRPCON01 | PGSB_1_PDRPCON01 | GEN | CVP Load Shift PGSB | 0 |  | PGAE | Micronoc, Inc | OTHER | DISPATCHABLE DEMAND RESPONSE | NP15 |  |  | CISO | PGAE | 0
Participating Unit | N | Y | LAROA2_2_UNITA1 | LAROA2_2_UNITA1 | GEN | LR2 | 322 |  | SDGE | Energia de Baja California, S. de R.L. de C.V. | COMBINED CYCLE | NATURAL GAS | SP15 | 2003-07-22 |  | CISO | SDGE | 0
Participating Unit | N | N |  | OLDRV1_6_SOLAR | GEN | Old River One | 20 | 20 | PGAE | RE Old River One, LLC | PHOTO VOLTAIC | SUN | ZP26 | 2014-12-30 |  | CISO | PGAE | 0
Non-Participating | N | Y | KRAMER_1_R1BX3 | KRAMER_1_R1BBT2 | GEN | Resurgence 1 BESS | 25 | 25 |  | Resurgence Solar I, LLC | OTHER | LESR | SP15 |  |  | CISO | SCE | 0
Participating Unit | N | N |  | MALIN_5_INHRPG | TG | BIGLOW CANYON | 50 |  | PGAE | MALIN500 | WIND | WIND | NP15 | 2011-10-01 |  | BPAT | PGAE | 1
Participating Unit | N | N |  | HAYPRS_6_HAYHD2 | GEN | Haypress Middle | 6.7 | 8.7 | PGAE | EIF Haypress, LLC | HYDRO | WATER | NP15 | 2021-04-08 |  | CISO | PGAE | 0
Participating Unit | N | Y | SCEW_2_PDRP122 | SCEW_2_PDRP122 | GEN | SCEW_2_PDRP122 | 9.99 |  | SCE | Leapfrog Power, Inc. | OTHER | OTHER | SP15 |  |  | CISO | SCE | 0
Participating Unit | N | N |  | PIT1_6_FRIVRA | GEN | Fall River Mills Project A | 1.5 | 1.5 | PGAE | Ignite Solar Holdings 1, LLC | PHOTO VOLTAIC | SUN | NP15 | 2014-03-05 |  | CISO | PGAE | 0
Participating Unit | Y | N |  | SNMALF_6_UNITS | GEN | Sonoma County Landfill | 5 | 8 | PGAE | Republic Services of Sonoma County Energy Producers, Inc | RECIPROCATING ENGINE | BIOGAS | NP15 | 1993-04-30 |  | CISO | PGAE | 0
Participating Unit | N | N |  | VESTAL_2_SOLAR2 | GEN | TROPICO | 14 | 14 | SCE | Tropico, LLC | PHOTO VOLTAIC | SUN | SP15 | 2016-09-14 |  | CISO | SCE | 0
Participating Unit | N | N |  | LTBEAR_1_LB4SR4 | GEN | Little Bear 4 | 50 | 50 | PGAE | Little Bear Solar 4, LLC | PHOTO VOLTAIC | SUN | NP15 | 2020-12-03 |  | CISO | PGAE | 0
Non-Participating | N | Y | CARLS1_2_CARCT1 | CARLS1_2_CTG6 | GEN | CARLS1_2_CTG6 | 105.5 | 105.5 |  | San Diego Gas & Electric | COMBUSTION TURBINE | NATURAL GAS | SP15 |  |  | CISO | SDGE | 0
Non-Participating | N | Y | ELECTR_7_PL1X3 | ELECTR_7_UNIT 2 | GEN | ELECTRA UNIT 2 | 31.7 | 31.7 |  | Pacific Gas & Electric Company | HYDRO | WATER | NP15 |  |  | CISO | PGAE | 0
Participating Unit | N | N |  | CHINO_2_SASOLR | GEN | SS San Antonio West LLC | 1.5 | 1.5 | SCE | SS San Antonio West, LLC | PHOTO VOLTAIC | SUN | SP15 | 2013-12-20 |  | CISO | SCE | 0
Participating Unit | N | N |  | SANBRN_2_ESBBT1 | GEN | EdSan 1B | 100 | 100 | SCE | Edwards Sanborn Storage II, LLC | OTHER | LESR | SP15 | 2021-11-01 |  | CISO | SCE | 0
Participating Unit | Y | N |  | VLYHOM_7_SSJID | GEN | Woodward Power Plant | 3 | 5 | PGAE | South San Joaquin Irrigation District | HYDRO | WATER | NP15 | 2013-04-01 |  | CISO | PGAE | 0
Participating Unit | N | N |  | SANLOB_1_OSFBM1 | GEN | Old Santa Fe Road | 0.85 |  | PGAE | HZIU Kompogas SLO Inc | RECIPROCATING ENGINE | BIOGAS | ZP26 | 2019-07-11 |  | CISO | PGAE | 0
Participating Unit | N | N |  | OASIS_6_AR8SR2 | GEN | Arrache 8083 II | 1.5 | 1.5 | SCE | TerraForm Phoenix I CD Holdings, LLC | PHOTO VOLTAIC | SUN | SP15 | 2023-06-28 |  | CISO | SCE | 0
Participating Unit | N | N |  | UKIAH_7_LAKEMN | GEN | UKIAH LAKE MENDOCINO HYDRO | 3.5 | 3.5 | PGAE | NCPA (MSS Agreement - S14) | HYDRO | WATER | NP15 | 2007-07-02 |  | CISO | NCPA | 0
Participating Unit | N | N |  | ROMOLA_5_MPBBT5 | GEN | Menifee Power Bank 5 | 60 | 60 | SCE | NOVA Power, LLC | OTHER | LESR | SP15 | 2025-06-30 |  | CISO | SCE | 0
Participating Unit | N | N |  | JOANEC_2_STABT2 | GEN | Santa Ana Storage 2 | 20 | 20 | SCE | Johanna Energy Center, LLC | OTHER | LESR | SP15 | 2022-06-06 |  | CISO | SCE | 0
Participating Unit | N | N |  | CUYAMA_6_SB3SB1 | GEN | SEPV Barbara 3 | 3 | 3 | PGAE | SEPV Cuyama, LLC | OTHER | HYBD | ZP26 | 2024-01-02 |  | CISO | PGAE | 0
Participating Unit | N | N |  | BLAST_1_WIND | GEN | Mountain View IV Wind | 49 | 49 | SCE | Mountain View Power Partners IV, LLC | WIND | WIND | SP15 | 2012-02-23 |  | CISO | SCE | 0
Participating Unit | N | N |  | CNTNLA_2_SOLAR1 | GEN | Centinela Solar Energy I | 125 | 127 | SDGE | Centinela Solar Energy, LLC | PHOTO VOLTAIC | SUN | SP15 | 2013-10-16 |  | CISO | SDGE | 0
Non-Participating | N | Y | ELECTR_7_PL1X3 | ELECTR_7_UNIT 1 | GEN | ELECTRA UNIT 1 | 31.7 | 31.7 |  | Pacific Gas & Electric Company | HYDRO | WATER | NP15 |  |  | CISO | PGAE | 0
Participating Unit | N | N |  | CABALO_2_M2WSR2 | GEN | Mustang 2 Whirlaway Solar | 100 | 100 | PGAE | RE Mustang Two Whirlaway LLC | PHOTO VOLTAIC | SUN | ZP26 | 2020-11-11 |  | CISO | PGAE | 0
Participating Unit | N | N |  | WALCRK_2_CTG1 | GEN | Walnut Creek Energy Park Unit 1 | 100.1 | 102.5 | SCE | Walnut Creek Energy, LLC | COMBUSTION TURBINE | NATURAL GAS | SP15 | 2013-03-21 |  | CISO | SCE | 0
Participating Unit | N | N |  | SPRGVL_2_PORTPV | GEN | Porterville Tulare PV | 3.5 | 3.5 | SCE | TULARE PV I, LLC | PHOTO VOLTAIC | SUN | SP15 | 2022-02-03 |  | CISO | SCE | 0
Participating Unit | N | N |  | BLM W_2_COSBT1 | GEN | Coso Battery Storage | 60 | 60 | SCE | Coso Battery Storage, LLC | OTHER | LESR | SP15 | 2022-02-28 |  | CISO | SCE | 0
Participating Unit | N | Y | SUNRIS_2_PL1X3 | SUNRIS_2_PL1X3 | GEN | Sunrise Power Project AGGREGATE II | 586.02 |  | PGAE | Sunrise Power Company | COMBINED CYCLE | NATURAL GAS | ZP26 | 2001-06-07 |  | CISO | PGAE | 0
Participating Unit | N | Y | CORONS_6_CLRWTR | CORONS_6_CLRWTR | GEN | Clearwater Power Plant | 28 |  | SCE | City of Riverside (MSSA) | COMBINED CYCLE | NATURAL GAS | SP15 | 2005-02-28 |  | CISO | RVSD | 0
Participating Unit | N | N |  | BIGSKY_2_BSKSR8 | GEN | Big Sky Solar 8 | 20 | 20 | SCE | Bayshore Solar C, LLC | PHOTO VOLTAIC | SUN | SP15 | 2017-12-08 |  | CISO | SCE | 0
Participating Unit | N | N |  | STANTN_2_STAGT2 | GEN | Stanton 2 | 49.65 | 50 | SCE | STANTON ENERGY RELIABILITY CENTER, LLC | OTHER | NATURAL GAS | SP15 | 2020-05-20 |  | CISO | SCE | 0
Participating Unit | Y | N |  | PEABDY_2_LNDFL1 | GEN | Potrero Hills Energy Producers | 8 | 8 | PGAE | Potrero Hills Energy Producers, LLC | RECIPROCATING ENGINE | BIOGAS | NP15 | 2016-04-07 |  | CISO | PGAE | 0
Participating Unit | N | N |  | MERCFL_6_UNIT | GEN | Merced Falls Powerhouse | 3.5 | 3.5 | PGAE | Merced Irrigation District | HYDRO | WATER | NP15 | 1930-01-01 |  | CISO | PGAE | 0
Non-Participating | N | Y | BGROCK_2_BRFBX2 | BGROCK_2_BRFBT1 | GEN | Big Rock Solar Farm | 100 | 100 | SDGE | Big Rock ESS Assets, LLC. | OTHER | LESR | SP15 |  |  | CISO | SDGE | 0
Participating Unit | N | N |  | USWND2_1_WIND1 | GEN | Golden Hills A | 42.96 | 43 | PGAE | Golden Hills Interconnection, LLC | WIND | WIND | NP15 | 2015-12-18 |  | CISO | PGAE | 0
Participating Unit | N | Y | STANTN_2_SBEBX2 | STANTN_2_SBEBX2 | GEN | Stanton Battery Energy Storage | 68.8 |  | SCE | Stanton Battery Energy Storage, LLC | OTHER | LESR | SP15 | 2023-07-19 |  | CISO | SCE | 0
Participating Unit | N | N |  | USWND2_1_WIND3 | GEN | Golden Hills C | 46 | 46 | PGAE | Golden Hills Interconnection, LLC | WIND | WIND | NP15 | 2017-11-09 |  | CISO | PGAE | 0
Participating Unit | N | N |  | VICPAS_2_SOCBT1 | GEN | Sol Catcher BESS 1 | 50 | 50 | SCE | Arica Solar, LLC | OTHER | LESR | SP15 | 2024-03-26 |  | CISO | SCE | 0
Participating Unit | N | N |  | HOOVER_2_SCEPT | TG | Hoover DAM - SCE Share | 287 | 288 | SCE | MEAD230 | HYDRO | WATER | SP15 | 2023-01-25 |  | WALC | SCE | 1
Participating Unit | N | N |  | HOLSTR_1_SOLAR | GEN | San Benito Smart Park | 1.5 | 1.5 | PGAE | Enerparc CA1, LLC | PHOTO VOLTAIC | SUN | NP15 | 2014-06-16 |  | CISO | PGAE | 0
Non-Participating | N | Y | DVLCYN_1_UNITS | DVLCYN_1_UNIT 1 | GEN | DEVIL CANYON HYDRO UNIT 1 | 60 | 60 |  | California Dept. of Water Resources | HYDRO | WATER | SP15 |  |  | CISO | CWRS | 0
Participating Unit | Y | N |  | SPIAND_1_ANDSN2 | GEN | SPI Anderson 2 | 27.15 | 30.1 | PGAE | Sierra Pacific Industries | STEAM | BIOMASS | NP15 | 2015-09-09 |  | CISO | PGAE | 0
Participating Unit | N | N |  | SLATE_2_SLASR3 | GEN | SLATE_3 | 67.5 | 67.5 | PGAE | RE Slate 1 LLC | OTHER | HYBD | NP15 | 2022-03-15 |  | CISO | PGAE | 0
Participating Unit | N | Y | SCEW_2_PDRP173 | SCEW_2_PDRP173 | GEN | SCEW_2_PDRP173 | 0.99 |  | SCE | Leapfrog Power, Inc. | OTHER | OTHER | SP15 |  |  | CISO | SCE | 0
Participating Unit | N | N |  | MIRLOM_2_TEMESC | GEN | MWD Temescal Hydroelectric Recovery Plan | 2.85 | 2.8 | SCE | Metropolitan Water District of Southern California | HYDRO | WATER | SP15 | 1987-01-01 |  | CISO | SCE | 0
Non-Participating | N | Y | RUSSELL_2_SOLANO1 | RUSSLL_2_SMUD2 | GEN | Solano Wind Project Phase 3 | 218.78 | 218.78 | PGAE | Sacramento Municipal Utility District | WIND | WIND | NP15 |  |  | CISO | PGAE | 0
Participating Unit | N | Y | SDG1_1_PDRP120 | SDG1_1_PDRP120 | GEN | SDG1_1_PDRP120 | 0.99 |  | SDGE | Leapfrog Power, Inc. | OTHER | OTHER | SP15 |  |  | CISO | SDGE | 0
Participating Unit | N | N |  | GRIDLY_6_SOLAR | GEN | GRIDLEY MAIN TWO | 2.5 | 2.5 | PGAE | LIGHTBEAM POWER COMPANY GRIDLEY MAIN TWO LLC | PHOTO VOLTAIC | SUN | NP15 | 2013-04-01 |  | CISO | PGAE | 0
Non-Participating |  | Y | PALOMR_2_PL1X3 | PALOMR_7_CTG2 | GEN | PALOMR_7_CTG2 | 188 | 188 |  |  | COMBUSTION TURBINE |  | SP15 |  |  | CISO | SDGE | 0
Participating Unit | N | N |  | VALTNE_2_TRSBT1 | GEN | Tropico Solar | 70 | 70 | SCE | BigBeau Solar, LLC | OTHER | HYBD | SP15 | 2022-12-27 |  | CISO | SCE | 0
Non-Participating | N | Y | DELTA_2_PL1X4 | DELTA_2_CTG1 | GEN | DELTA ENERGY CENTER CTG UNIT 1 | 212.5 | 212.5 |  | Delta Energy Center, LLC | COMBUSTION TURBINE | NATURAL GAS | NP15 |  |  | CISO | PGAE | 0
Non-Participating | N | Y | DVLCYN_1_UNITS | DVLCYN_1_UNIT 2 | GEN | DEVIL CANYON HYDRO UNIT 2 | 60 | 60 |  | California Dept. of Water Resources | HYDRO | WATER | SP15 |  |  | CISO | CWRS | 0
Participating Unit | N | N |  | RTEDDY_2_RWSBT4 | GEN | Rosamond West Solar Central BESS B | 30 | 30 | SCE | Golden Fields Solar III, LLC | OTHER | LESR | SP15 | 2024-05-02 |  | CISO | SCE | 0
Participating Unit | N | Y | VESTAL_2_KERN | VESTAL_2_KERN | GEN | KERN RIVER PH 3 UNITS 1 & 2 AGGREGATE | 36.8 |  | SCE | Southern California Edison Company | HYDRO | WATER | SP15 | 1907-01-01 |  | CISO | SCE | 0
Participating Unit | N | N |  | TAHOE_5_THAUXL | TG | TAHOE | 10 |  | SCE | ELDORADO230 | OTHER | OTHER | SP15 |  |  | NEVP | SCE | 0
Participating Unit | N | Y | DELSUR_6_CREST | DELSUR_6_CREST | GEN | Delsur Aggregate Solar Resources | 8.5 |  | SCE | Southern California Edison Company | PHOTO VOLTAIC | SUN | SP15 | 2016-04-05 |  | CISO | SCE | 0
Participating Unit | N | Y | SCEC_1_PDRP148 | SCEC_1_PDRP148 | GEN | SCEC_1_PDRP148 | 0.99 |  | SCE | Leapfrog Power, Inc. | OTHER | OTHER | SP15 |  |  | CISO | SCE | 0
Participating Unit | N | N |  | MCSWAN_6_UNITS | GEN | MC SWAIN HYDRO | 9 | 10 | PGAE | Merced Irrigation District | HYDRO | WATER | NP15 | 1967-01-01 |  | CISO | PGAE | 0
Participating Unit | Y | N |  | SNCLRA_6_QF | GEN | SANTA CLARA QFS | 1.65 | 15 | SCE | Southern California Edison Company | OTHER | OTHER | SP15 | 1987-01-01 |  | CISO | SCE | 0
Participating Unit | N | N |  | HATCR1_7_UNIT | GEN | Hat Creek #1 | 8.5 | 8.5 | PGAE | Pacific Gas & Electric Company | HYDRO | WATER | NP15 | 1921-01-01 |  | CISO | PGAE | 0
Participating Unit | N | N |  | ZOND_6_UNIT | GEN | ZOND WINDSYSTEMS INC. | 17.1 | 21.87 | PGAE | Rooney Ranch Wind, LLC | WIND | WIND | NP15 | 1985-12-30 |  | CISO | PGAE | 0
Non-Participating | N | Y | HYTTHM_2_UNITS | HYATT_2_UNIT 1 | GEN | Edward Hyatt Gen Unit 1 | 141.6 | 141.6 |  | California Dept. of Water Resources | HYDRO | WATER | NP15 |  |  | CISO | CWRP | 0
Participating Unit | N | N |  | ROSMND_6_SOLAR | GEN | Lancaster B | 3 | 3 | SCE | Lancaster WAD B, LLC | PHOTO VOLTAIC | SUN | SP15 | 2017-04-22 |  | CISO | SCE | 0
Participating Unit | N | Y | VERNON_6_MALBRG | VERNON_6_MALBRG | GEN | Malburg Generating Station | 139 |  | SCE | City of Vernon | COMBINED CYCLE | NATURAL GAS | SP15 | 2005-10-17 |  | CISO | VERN | 0
Participating Unit | N | N |  | IVSLRP_2_SOLAR1 | GEN | Silver Ridge Mount Signal | 200 | 200 | SDGE | Imperial Valley Solar 1, LLC | PHOTO VOLTAIC | SUN | SP15 | 2013-10-28 |  | CISO | SDGE | 0
Non-Participating | N | Y | GRNLF1_1_PL1X2 | GRNLF1_1_UNITB | GEN | Greenleaf 1 | 37 | 37 |  | Calpine Greenleaf Holdings, Inc. | COMBUSTION TURBINE | NATURAL GAS | NP15 |  |  | CISO | PGAE | 0
Participating Unit | N | N |  | CHINO_2_JURUPA | GEN | Jurupa | 1.5 | 1.5 | SCE | California PV Energy, LLC | PHOTO VOLTAIC | SUN | SP15 | 2013-12-20 |  | CISO | SCE | 0
Participating Unit | N | N |  | LAWRNC_7_SUNYVL | GEN | City of Sunnyvale Unit 1 and 2 | 0.3 | 1.6 | PGAE | City of Sunnyvale | RECIPROCATING ENGINE | BIOGAS | NP15 | 1999-01-01 |  | CISO | PGAE | 0
Non-Participating | N | Y | BUCKBL_2_PL1X3 | BUCKBL_2_CTG11 | GEN | Blythe CTG 11 | 182 | 182 |  | Blythe Energy, LLC | COMBUSTION TURBINE | NATURAL GAS | SP15 |  |  | CISO | SCE | 0
Participating Unit | N | Y | PGSB_1_PDRPCUR01 | PGSB_1_PDRPCUR01 | GEN | CVP Load Shift PGSB | 0.1 |  | PGAE | Micronoc, Inc | OTHER | OTHER | NP15 |  |  | CISO | PGAE | 0
Participating Unit | N | N |  | SUMWHT_6_SWSSR1 | GEN | Summer Wheat Solar Farm | 18.5 | 18.5 | PGAE | GASNA 6P, LLC | PHOTO VOLTAIC | SUN | NP15 | 2018-10-11 |  | CISO | PGAE | 0
Participating Unit | N | N |  | OMAR_2_UNIT 4 | GEN | KERN RIVER COGENERATION CO. UNIT 4 | 75 | 85 | SCE | Chevron Power Holdings, INC | FTUR | NATURAL GAS | SP15 | 1985-05-01 |  | CISO | SCE | 0
Participating Unit | N | N |  | VICPAS_2_VPSBT1 | GEN | Victory Pass Solar BESS | 50 | 50 | SCE | Victory Pass I, LLC | OTHER | LESR | SP15 | 2024-03-27 |  | CISO | SCE | 0
Participating Unit | N | N |  | SPRGVL_2_CREST | GEN | Springerville Aggregate Solar Resources | 3 | 18.5 | SCE | Southern California Edison Company | PHOTO VOLTAIC | SUN | SP15 | 2017-01-05 |  | CISO | SCE | 0
Participating Unit | N | N |  | PEARBL_2_NSPIN | GEN | PEARBL_2_NSPIN | 118 | 151.2 | SCE | California Dept. of Water Resources | PUMP | WATER | SP15 | 2009-03-31 |  | CISO | CWRS | 0
Participating Unit | N | N |  | POLRIS_2_ASRSR1 | GEN | Antelope Solar 2 Raceway | 125 | 125 | SCE | Raceway Solar 1, LLC | PHOTO VOLTAIC | SUN | SP15 | 2024-03-27 |  | CISO | SCE | 0
Participating Unit | N | N |  | PVERDE_5_SCEDYN | TG | PVERDE_5_SCEDYN | 635 |  | SCE | PVWEST |  | URANIUM | SP15 | 2009-03-31 |  | SRP | SCE | 1
Participating Unit | N | Y | BIGCRK_2_EXESWD | BIGCRK_2_EXESWD | GEN | BIG CREEK HYDRO PROJECT PSP | 820 |  | SCE | Southern California Edison Company | HYDRO | WATER | SP15 | 1913-01-01 |  | CISO | SCE | 0
Participating Unit | N | N |  | CRELMN_6_RAMON2 | GEN | Ramona 2 | 5 | 5 | SDGE | Sol Orchard San Diego 21, LLC | PHOTO VOLTAIC | SUN | SP15 | 2013-12-31 |  | CISO | SDGE | 0
Participating Unit | N | N |  | PIT1_7_UNIT 2 | GEN | PIT PH 1 UNIT 2 | 32 | 32 | PGAE | Pacific Gas & Electric Company | HYDRO | WATER | NP15 | 1922-01-01 |  | CISO | PGAE | 0
Non-Participating | N | Y | SUNSHN_2_LNDFL | SUNSHN_2_LNDFL2 | GEN | SUNSHN_2_LNDFL2 | 4.6 | 4.6 |  | Sunshine Gas Producers, L.L.C. Unit 2 | COMBUSTION TURBINE | BIOGAS | SP15 |  |  | CISO | SCE | 0
Participating Unit | N | N |  | RCKCRK_7_UNIT 1 | GEN | ROCK CREEK HYDRO UNIT 1 | 57 | 57 | PGAE | Pacific Gas & Electric Company | HYDRO | WATER | NP15 | 1950-01-01 |  | CISO | PGAE | 0
Participating Unit | N | N |  | CENTER_2_SOLAR1 | GEN | Pico Rivera | 0.9 | 1 | SCE | DG Solar Lessee II, LLC (Pico Rivera) | PHOTO VOLTAIC | SUN | SP15 | 2015-11-20 |  | CISO | SCE | 0
Participating Unit | N | N |  | HENRTA_6_ELCTG2 | GEN | ELECTROLYTE UNIT 2 | 50 | 55.3 | PGAE | MRP SAN JOAQUIN ENERGY LLC | COMBUSTION TURBINE | NATURAL GAS | ZP26 | 2025-01-03 |  | CISO | PGAE | 0
Participating Unit | N | N |  | FORBST_7_UNIT 1 | GEN | FORBESTOWN HYDRO | 37.5 | 39 | PGAE | South Feather Water and Power | HYDRO | WATER | NP15 | 1963-01-01 |  | CISO | PGAE | 0
Participating Unit | N | N |  | ETIWND_6_GRPLND | GEN | Grapeland Peaker | 45.64 | 59 | SCE | Southern California Edison Company | COMBUSTION TURBINE | NATURAL GAS | SP15 | 2007-09-20 |  | CISO | SCE | 0
Participating Unit | N | N |  | PIT1_7_UNIT 1 | GEN | PIT PH 1 UNIT 1 | 32 | 32 | PGAE | Pacific Gas & Electric Company | HYDRO | WATER | NP15 | 1922-01-01 |  | CISO | PGAE | 0
Non-Participating | N | Y | KRAMER_1_R1PX3 | KRAMER_1_R1PSR1 | GEN | Resurgence 1 PV | 30 | 30 |  | Resurgence Solar I, LLC | PHOTO VOLTAIC | SUN | SP15 |  |  | CISO | SCE | 0
Participating Unit | N | Y | SDG1_1_PDRP105 | SDG1_1_PDRP105 | GEN | SDG1_1_PDRP105 | 0.99 |  | SDGE | Leapfrog Power, Inc. | OTHER | OTHER | SP15 |  |  | CISO | SDGE | 0
Participating Unit | N | Y | SCEC_1_PDRP158 | SCEC_1_PDRP158 | GEN | SCEC_1_PDRP158 | 0.99 |  | SCE | Leapfrog Power, Inc. | OTHER | OTHER | SP15 |  |  | CISO | SCE | 0
Participating Unit | N | N |  | HNTGBH_7_UNIT 2 | GEN | HUNTINGTON BEACH GEN STA. UNIT 2 | 226.84 | 226 | SCE | AES Huntington Beach | STEAM | NATURAL GAS | SP15 | 1998-05-05 |  | CISO | SCE | 0
Participating Unit | N | N |  | ARBWD_6_QF | GEN | Wind Resource II | 19.95 | 21.8 | SCE | CalWind Resources, Incorporated | WIND | WIND | SP15 | 2013-05-17 |  | CISO | SCE | 0
Participating Unit | N | N |  | BIGCRK_7_DAM7 | GEN | DAM 7 AT BIG CREEK (FISHWATER GEN) | 0.3 | 0.3 | SCE | Southern California Edison Company | HYDRO | WATER | SP15 | 1986-01-01 |  | CISO | SCE | 0
Participating Unit | N | N |  | MIDWD_7_CORAMB | GEN | CELLC 7.5 MW Tehachapi Project | 7.5 | 7.5 | SCE | Coram Energy, LLC | WIND | WIND | SP15 | 1983-12-01 |  | CISO | SCE | 0
Participating Unit | N | N |  | BGSKYN_2_ASPSR2 | GEN | Antelope Solar 2 San Pablo | 100 | 100 | SCE | San Pablo Raceway, LLC | PHOTO VOLTAIC | SUN | SP15 | 2019-08-03 |  | CISO | SCE | 0
Participating Unit | Y | N |  | ALLGNY_6_HYDRO1 | GEN | Salmon Creek Hydroelectric Project | 0.52 | 0.6 | PGAE | Salmon Creek Hydroelectric Company, LLC | HYDRO | WATER | NP15 | 2014-12-03 |  | CISO | PGAE | 0
Non-Participating | N | Y | GYS7X8_7_UNITS | GYS7X8_7_UNIT 7 | GEN | Geysers Unit 7 | 55 | 55 |  | Geysers Power Company, LLC | STEAM | GEOTHERMAL | NP15 |  |  | CISO | PGAE | 0
Participating Unit | N | N |  | RANCHO_2_SMUDSYSDYN | TG | SMUD Regulation Market | 124 |  | PGAE | RANCHOSECO | OTHER | OTHER | NP15 | 2017-03-01 |  | BANC | PGAE | 1
Participating Unit | N | N |  | GATES_2_WSOLAR | GEN | West Gates Solar Station | 10 | 10 | PGAE | Pacific Gas & Electric Company | PHOTO VOLTAIC | SUN | ZP26 | 2013-06-24 |  | CISO | PGAE | 0
Non-Participating | N | Y | LODIEC_2_PL1X2 | LODIEC_2_CTG | GEN | Lodi Energy Center | 220 | 220 |  | Northern California Power Agency | COMBUSTION TURBINE | NATURAL GAS | NP15 |  |  | CISO | PGAE | 0
Participating Unit | N | N |  | ARKANS_1_ARKSLR | TG | SG Arkansas | 50 | 50 | SDGE | IVLY2 | PHOTO VOLTAIC | SUN | SP15 | 2015-08-29 |  | IID | SDGE | 1
Participating Unit | Y | N |  | CHEVCY_1_UNIT | GEN | CHEVRON USA (CYMRIC) | 24.3 | 24.3 | PGAE | Pacific Gas & Electric Company | COMBUSTION TURBINE | NATURAL GAS | ZP26 | 1982-10-15 |  | CISO | PGAE | 0
Participating Unit | N | N |  | CAYTNO_2_VASCO | GEN | Vasco Road | 4.3 | 4.3 | PGAE | Ameresco Vasco Road LLC | RECIPROCATING ENGINE | BIOGAS | NP15 | 2014-02-05 |  | CISO | PGAE | 0
Participating Unit | N | N |  | GRNLF2_1_UNIT | GEN | GREENLEAF II COGEN | 49.2 | 63.8 | PGAE | Greenleaf Energy Unit 2 LLC | COMBUSTION TURBINE | NATURAL GAS | NP15 | 2020-06-01 |  | CISO | PGAE | 0
Participating Unit | N | N |  | VOYAGR_2_VOAWD5 | GEN | Voyager Wind Oasis Alta | 13.98 | 14 | SCE | Alta Interconnection Management III, LLC | WIND | WIND | SP15 | 2021-04-26 |  | CISO | SCE | 0
Non-Participating |  | Y | CALGEN_1_UNITS | CALGEN_1_UNIT 1 | GEN | CALGEN_1_UNIT 1 | 32.2 | 32.2 |  |  |  |  | SP15 |  |  | CISO | SCE | 0
Participating Unit | N | N |  | SLATE_2_SLASR2 | GEN | SLATE_2 | 93 | 93 | PGAE | RE Slate 1 LLC | OTHER | HYBD | NP15 | 2022-03-15 |  | CISO | PGAE | 0
Participating Unit | N | N |  | CWATER_1_DS1BT1 | GEN | Daggett Solar 1 BESS | 113.5 | 113.5 | SCE | Daggett Solar Power 1 LLC | OTHER | LESR | SP15 |  |  | CISO | SCE | 0
Non-Participating | N | Y | IVWEST_2_SOLAR1 | IVWEST_2_SOLR1A | GEN | IVWEST_2_SOLR1A | 75 | 75 |  | CSolar IV West, LLC | PHOTO VOLTAIC | SUN | SP15 |  |  | CISO | SDGE | 0
Non-Participating | N | Y | SUNSHN_2_LNDFL | SUNSHN_2_LNDFL5 | GEN | SUNSHN_2_LNDFL5 | 4.6 | 4.6 |  | Sunshine Gas Producers, L.L.C. Unit 5 | COMBUSTION TURBINE | BIOGAS | SP15 |  |  | CISO | SCE | 0
Participating Unit | N | N |  | VICPAS_2_SOCBT2 | GEN | Sol Catcher BESS 2 | 71 | 71 | SCE | Arica Solar, LLC | OTHER | LESR | SP15 | 2024-03-26 |  | CISO | SCE | 0
Participating Unit | N | Y | SCEC_1_PDRP161 | SCEC_1_PDRP161 | GEN | SCEC_1_PDRP161 | 9.99 |  | SCE | Leapfrog Power, Inc. | OTHER | OTHER | SP15 |  |  | CISO | SCE | 0
Participating Unit | N | Y | FILIPPI_2_QZSBTX | FILIPPI_2_QZSBTX | GEN | Quartzite Solar 8 BESS | 150 |  | SCE | Desert Quartzite LLC | OTHER | LESR | SP15 | 2024-12-17 |  | CISO | SCE | 0
Participating Unit | N | N |  | PAIGES_6_SOLAR | GEN | Paige Solar | 20 | 22 | PGAE | Westside Solar, LLC | PHOTO VOLTAIC | SUN | NP15 | 2017-03-09 |  | CISO | PGAE | 0
Participating Unit | N | N |  | SENTNL_2_CTG3 | GEN | Sentinel Unit 3 | 105.69 | 131.8 | SCE | Sentinel Energy Center, LLC | COMBUSTION TURBINE | NATURAL GAS | SP15 | 2013-05-06 |  | CISO | SCE | 0
Participating Unit | N | Y | SCEW_2_PDRP121 | SCEW_2_PDRP121 | GEN | SCEW_2_PDRP121 | 0.99 |  | SCE | Leapfrog Power, Inc. | OTHER | OTHER | SP15 |  |  | CISO | SCE | 0
Participating Unit | N | N |  | VICTOR_1_SOLAR1 | GEN | Victor Phelan Solar One | 17.5 | 17.5 | SCE | RE Victor Phelan Solar One LLC | PHOTO VOLTAIC | SUN | SP15 | 2013-11-18 |  | CISO | SCE | 0
Participating Unit | Y | N |  | MALCHQ_7_UNIT 1 | GEN | MALACHA HYDRO L.P. | 32.5 | 32.5 | PGAE | Pacific Gas & Electric Company | HYDRO | WATER | NP15 | 1988-12-07 |  | CISO | PGAE | 0
Participating Unit | N | Y | SCEC_1_PDRP152 | SCEC_1_PDRP152 | GEN | SCEC_1_PDRP152 | 0.99 |  | SCE | Leapfrog Power, Inc. | OTHER | OTHER | SP15 |  |  | CISO | SCE | 0
Participating Unit | N | N |  | STRAUS_1_STRWD1 | GEN | Strauss Wind, LLC | 95.25 | 99 | PGAE | Strauss Wind, LLC | WIND | WIND | ZP26 | 2023-12-20 |  | CISO | PGAE | 0
Participating Unit | N | N |  | GLNARM_7_UNIT 2 | GEN | GLEN ARM UNIT 2 | 22.38 | 30.6 | SCE | City of Pasadena | COMBUSTION TURBINE | NATURAL GAS | SP15 | 1976-01-01 |  | CISO | PASA | 0
Participating Unit | N | N |  | DRACKR_2_SOLAR1 | GEN | Dracker Solar Unit 1 | 110 | 110 | SCE | NextEra Blythe Solar Energy Center, LLC | PHOTO VOLTAIC | SUN | SP15 | 2016-03-07 |  | CISO | SCE | 0
Participating Unit | N | N |  | TKOPWR_6_HYDRO | GEN | Bear Creek Hydroelectric Project | 2.83 | 3.2 | PGAE | Enel Green Power North America, Inc. | HYDRO | WATER | NP15 | 2016-04-27 |  | CISO | PGAE | 0
Non-Participating | N | Y | METEC_2_PL1X3 | METEC_7_STG3 | GEN | Metcalf Energy Center Unit 3 | 231 | 231 |  | Metcalf Energy Center, LLC | STEAM | HEAT RECOVERY | NP15 |  |  | CISO | PGAE | 0
Non-Participating | N | Y | BIGCRK_2_EXESWD | BGCRK3_7_UNIT 4 | GEN | BIG CREEK PH 3 UNIT 4 | 36 | 36 |  | Southern California Edison Company | HYDRO | WATER | SP15 |  |  | CISO | SCE | 0
Participating Unit | N | N |  | GOLETA_2_GE2BT3 | GEN | Goleta Energy Storage | 60 | 60 | SCE | GOLETA ENERGY STORAGE, LLC | OTHER | LESR | SP15 | 2024-01-06 |  | CISO | SCE | 0
Participating Unit | N | N |  | ESTWND_2_OPPWD1 | GEN | Oasis Power Plant Eastwind | 57.14 | 57.2 | SCE | Oasis Power Partners, LLC | WIND | WIND | SP15 | 2021-10-12 |  | CISO | SCE | 0
Participating Unit | N | Y | SCEC_1_PDRP163 | SCEC_1_PDRP163 | GEN | SCEC_1_PDRP163 | 9.99 |  | SCE | Leapfrog Power, Inc. | OTHER | OTHER | SP15 |  |  | CISO | SCE | 0
Participating Unit | N | N |  | ETIWND_2_FONTNA | GEN | FONTANALYTLE CREEK POWERHOUSE P | 2.56 | 2.6 | SCE | Southern California Edison Company | HYDRO | WATER | SP15 | 1904-01-01 |  | CISO | SCE | 0
Participating Unit | N | N |  | GRADYW_5_GDYWD1 | TG | Grady Wind | 200 | 220.5 | SCE | WILLOWBEACH | WIND | WIND | SP15 | 2019-08-01 |  | AZPS | SCE | 1
Participating Unit | Y | N |  | CRESSY_1_PARKER | GEN | PARKER POWERHOUSE | 2.83 | 3.8 | PGAE | Merced Irrigation District | HYDRO | WATER | NP15 | 1981-09-23 |  | CISO | PGAE | 0
Participating Unit | N | N |  | OASIS_6_AR8SR1 | GEN | Arrache 8083 I | 1.5 | 1.5 | SCE | TerraForm Phoenix I CD Holdings, LLC | PHOTO VOLTAIC | SUN | SP15 | 2023-06-28 |  | CISO | SCE | 0
Participating Unit | N | N |  | VICPAS_2_SOCSR2 | GEN | Sol Catcher BESS PV2 | 93.5 | 93.5 | SCE | Arica Solar, LLC | PHOTO VOLTAIC | SUN | SP15 | 2024-04-02 |  | CISO | SCE | 0
Participating Unit | N | N |  | MAGUND_1_BKSSR2 | GEN | Bakersfield Solar 1 | 5.25 | 5.3 | PGAE | Bakersfield PV 1, LLC | PHOTO VOLTAIC | SUN | ZP26 | 2017-12-26 |  | CISO | PGAE | 0
Non-Participating | N | Y | SUNRIS_2_PL1X3 | SUNRIS_2_UNIT 2 | GEN | Sunrise Power Project Unit 2 | 164 | 164 |  | Sunrise Power Company | COMBUSTION TURBINE | NATURAL GAS | ZP26 |  |  | CISO | PGAE | 0
Participating Unit | N | Y | LODIEC_2_PL1X2 | LODIEC_2_PL1X2 | GEN | Lodi Energy Center | 302.58 |  | PGAE | Northern California Power Agency - Lodi Energy Center | COMBINED CYCLE | NATURAL GAS | NP15 | 2012-11-27 |  | CISO | PGAE | 0
Participating Unit | N | N |  | RTEDDY_2_SPASR4 | GEN | Rosamond West Solar Palo Alto | 26 | 26 | SCE | Golden Fields Solar III, LLC | PHOTO VOLTAIC | SUN | SP15 | 2020-12-21 |  | CISO | SCE | 0
Participating Unit | N | N |  | SLRMS3_2_SRMSR1 | GEN | SILVER RIDGE MOUNT SIGNAL 3 | 250 | 250 | SDGE | IMPERIAL VALLEY SOLAR 3, LLC | PHOTO VOLTAIC | SUN | SP15 | 2019-12-06 |  | CISO | SDGE | 0
Participating Unit | N | N |  | RTEDDY_2_RWSBT2 | GEN | Rosamond West Solar Central BESS A2 | 30 | 30 | SCE | Golden Fields Solar III, LLC | OTHER | LESR | SP15 | 2024-05-02 |  | CISO | SCE | 0
Participating Unit | Y | N |  | MLPTAS_7_QFUNTS | GEN | MLPTAS_7_QFUNTS | 1 | 2 | PGAE | Pacific Gas & Electric Company | OTHER | OTHER | NP15 | 2009-03-31 |  | CISO | PGAE | 0
Non-Participating | N | Y | DMDVLY_1_UNITS | DMDVLY_1_GEN 9 | GEN | Diamond Valley Unit 9 | 3.3 | 3.3 |  | Metropolitan Water District of Southern California (MWD) | PUMPED STORAGE | WATER | SP15 |  |  | CISO | SCE | 0
Non-Participating | N | Y | ELSEGN_2_UN1011 | ELSEGN_2_UNIT10 | GEN | El Segundo Energy Center Unit 6 | 90.5 | 90.5 |  | El Segundo Energy Center LLC | COMBINED CYCLE | NATURAL GAS | SP15 |  |  | CISO | SCE | 0
Non-Participating | N | Y | MONTPH_7_UNITS | MONTPH_7_UNIT 1 | GEN | MONTICELLO Unit 1 | 5.7 | 5.7 |  |  |  |  | NP15 |  |  | CISO | PGAE | 0
Participating Unit | N | Y | SCEC_1_PDRP126 | SCEC_1_PDRP126 | GEN | SCEC_1_PDRP126 | 0.99 |  | SCE | Leapfrog Power, Inc. | OTHER | OTHER | SP15 |  |  | CISO | SCE | 0
Participating Unit | N | Y | MRCHNT_2_PL1X3 | MRCHNT_2_PL1X3 | GEN | Desert Star Energy Center | 494.58 |  | SCE | San Diego Gas & Electric Company | COMBINED CYCLE | NATURAL GAS | SP15 | 2012-06-18 |  | CISO | SCE | 0
Participating Unit | N | Y | ELSEGN_2_UN1011 | ELSEGN_2_UN1011 | GEN | El Segundo Energy Center 5/6 | 274.31 |  | SCE | El Segundo Energy Center LLC | COMBINED CYCLE | NATURAL GAS | SP15 | 2013-06-29 |  | CISO | SCE | 0
Participating Unit | N | Y | PNCHEG_2_PL1X4 | PNCHEG_2_PL1X4 | GEN | PANOCHE ENERGY CENTER (Aggregated) | 417 |  | PGAE | PANOCHE ENERGY CENTER | COMBUSTION TURBINE | NATURAL GAS | NP15 | 2009-05-27 |  | CISO | PGAE | 0
Non-Participating | N | Y | BELLEF_2_BSFBX3 | BELLEF_2_BSFBT1 | GEN | Bellefield Solar Farm BESS | 100 | 100 | SCE | 50LW 8me LLC | OTHER | LESR | SP15 |  |  | CISO | SCE | 0
Participating Unit | N | N |  | COLEMN_2_UNIT | GEN | Coleman | 13 | 13 | PGAE | Pacific Gas & Electric Company | HYDRO | WATER | NP15 | 1979-01-01 |  | CISO | PGAE | 0
Participating Unit | N | N |  | STANTN_2_STAGT1 | GEN | Stanton 1 | 49.65 | 50 | SCE | STANTON ENERGY RELIABILITY CENTER, LLC | OTHER | NATURAL GAS | SP15 | 2020-05-20 |  | CISO | SCE | 0
Participating Unit | N | Y | PGSB_1_PDRP106 | PGSB_1_PDRP106 | GEN | ART PGSB_1_PDRP106 | 2.31 |  | PGAE | Pacific Gas & Electric Company | OTHER | OTHER | NP15 |  |  | CISO | PGAE | 0
Participating Unit | N | N |  | ESCNDO_6_UNITB1 | GEN | CalPeak Power Enterprise Unit 1 | 50.96 | 52 | SDGE | CalPeak Power - Enterprise LLC | COMBUSTION TURBINE | NATURAL GAS | SP15 | 2001-10-23 |  | CISO | SDGE | 0
Participating Unit | N | N |  | IVANPA_1_UNIT3 | GEN | Ivanpah 3 | 133 | 133.4 | SCE | Solar Partners VIII, LLC | STEAM | SUN | SP15 | 2013-12-26 |  | CISO | SCE | 0
Participating Unit | N | Y | MANZNA_2_WIND | MANZNA_2_WIND | GEN | Manzana Wind | 189 |  | SCE | Manzana Wind | WIND | WIND | SP15 | 2012-12-20 |  | CISO | SCE | 0
Participating Unit | N | N |  | SIGHEB_6_HE2SCEDYN | TG | Heber 2 | 28 |  | SCE | MIR2 | COMBUSTION TURBINE | GEOTHERMAL | SP15 | 2022-12-20 |  | IID | SCE | 1
Participating Unit | N | N |  | DRUM_7_UNIT 5 | GEN | DRUM PH 2 UNIT 5 | 50 | 50 | PGAE | Pacific Gas & Electric Company | HYDRO | WATER | NP15 | 1965-01-01 |  | CISO | PGAE | 0
Participating Unit | N | N |  | RVSIDE_2_RERCU4 | GEN | Riverside Energy Res. Ctr Unit 4 | 49 | 71.2 | SCE | City of Riverside (MSSA) | COMBUSTION TURBINE | NATURAL GAS | SP15 | 2011-04-01 |  | CISO | RVSD | 0
Non-Participating | N | Y | ELSEGN_2_UN1011 | ELSEGN_2_UNIT11 | GEN | El Segundo Energy Center Unit 5 | 228 | 228 |  | El Segundo Energy Center LLC | COMBINED CYCLE | NATURAL GAS | SP15 |  |  | CISO | SCE | 0
Participating Unit | N | N |  | BIGCRK_7_MAMRES | GEN | MAMMOTH POOL RESERVOIR (FISHWATER | 1.25 | 1.3 | SCE | Southern California Edison Company | HYDRO | WATER | SP15 | 2009-03-31 |  | CISO | SCE | 0
Participating Unit | N | N |  | CASCES_6_CESBT1 | GEN | Cascade Energy Storage | 25 | 25 | PGAE | Cascade Energy Storage, LLC | OTHER | LESR | NP15 | 2023-12-14 |  | CISO | PGAE | 0
Participating Unit | Y | N |  | WALNUT_7_WCOVST | GEN | MM West Covina - ST Unit | 6.5 | 6.5 | SCE | MM West Covina LLC | STEAM | BIOGAS | SP15 | 1996-10-05 |  | CISO | SCE | 0
Participating Unit | N | Y | DSRTSN_2_DS2BX2 | DSRTSN_2_DS2BX2 | GEN | Desert Sunlight PV II Storage 2 | 230 |  | SCE | Sunlight Storage II, LLC | OTHER | LESR | SP15 | 2024-04-09 |  | CISO | SCE | 0
Participating Unit | N | N |  | VISTRA_5_PLABT4 | GEN | Plano Storage 4 | 74.6 | 74.6 | PGAE | Moss Landing Energy Storage 3, LLC | OTHER | LESR | NP15 | 2023-06-02 |  | CISO | PGAE | 0
Participating Unit | Y | N |  | SAUGUS_7_CHIQCN | GEN | Chiquita Canyon Landfill Fac | 8 | 9.2 | SCE | Ameresco Chiquita Energy, LLC | COMBUSTION TURBINE | BIOGAS | SP15 | 2010-11-23 |  | CISO | SCE | 0
Participating Unit | N | N |  | ROSMDW_2_WIND1 | GEN | Pacific Wind - Phase 1 | 140 | 141.3 | SCE | Pacific Wind, LLC | WIND | WIND | SP15 | 2012-07-20 |  | CISO | SCE | 0
Non-Participating | N | Y | PARDEB_6_UNITS | PARDEB_2_UNIT 1 | GEN | PARDEE HYDRO UNIT 1 | 10 | 10 |  | East Bay Municipal Utility District | HYDRO | WATER | NP15 |  |  | CISO | PGAE | 0
Participating Unit | N | N |  | BORDER_6_UNITA1 | GEN | CalPeak Power Border Unit 1 | 51.25 | 52 | SDGE | CalPeak Power - Border LLC | COMBUSTION TURBINE | NATURAL GAS | SP15 | 2001-10-26 |  | CISO | SDGE | 0
Participating Unit | N | N |  | TULRLK_6_UTASR1 | GEN | Utica Avenue Solar | 3 | 3 | PGAE | Community Solar Utica 1, LLC | PHOTO VOLTAIC | SUN | ZP26 |  |  | CISO | PGAE | 0
Participating Unit | N | N |  | COPMT2_2_SOLAR2 | GEN | CMS2 | 155 | 155 | SCE | Copper Mountain Solar 2, LLC | PHOTO VOLTAIC | SUN | SP15 | 2012-06-27 |  | CISO | SCE | 0
Participating Unit | N | N |  | HINSON_6_LBECH2 | GEN | Long Beach Unit 2 | 63 | 70 | SCE | Long Beach Generation LLC | FTUR | NATURAL GAS | SP15 | 2007-08-01 |  | CISO | SCE | 0
Non-Participating | N | Y | BGROCK_2_BRFBX2 | BGROCK_2_BRFBT2 | GEN | Big Rock Solar Farm | 100 | 100 | SDGE | Big Rock ESS Assets, LLC. | OTHER | LESR | SP15 |  |  | CISO | SDGE | 0
Participating Unit | N | Y | BLKCRK_2_GMCBT1 | BLKCRK_2_GMCBT1 | GEN | Genesis McCoy Bess | 230 | 230 | SCE | NextEra Desert Center Blythe, LLC | OTHER | LESR | SP15 | 2021-06-30 |  | CISO | SCE | 0
Participating Unit | N | N |  | LITLRK_6_SOLAR2 | GEN | Palmdale 18 | 2 | 2 | SCE | SEPV18, LLC | PHOTO VOLTAIC | SUN | SP15 | 2016-01-13 |  | CISO | SCE | 0
Non-Participating | N | Y | MDFKRL_2_PROJCT | RALSTN_7_UNIT 1 | GEN | RALSTON UNIT 1 | 86 | 86 |  | Pacific Gas & Electric Company | HYDRO | WATER | NP15 |  |  | CISO | PGAE | 0
Non-Participating | N | Y | ONLLPP_6_UNITS | ONLLPP_6_UNIT 5 | GEN | O'NEILL PUMP-GEN UNIT 5 | 4.2 | 4.2 |  |  | HYDRO | WATER | NP15 |  |  | CISO | PGAE | 0
Participating Unit | N | N |  | BLVRDE_6_BLVBT1 | GEN | Boulevard Energy Storage | 10 | 10 | SDGE | San Diego Gas & Electric Company | OTHER | LESR | SP15 | 2024-05-21 |  | CISO | SDGE | 0
Non-Participating | N | Y | OBERON_5_O2BBX2 | OBERON_5_O2BBT3 | GEN | Oberon 2 BESS | 62.5 | 62.5 | SCE | IP Oberon BESS, LLC | OTHER | LESR | SP15 |  |  | CISO | SCE | 0
Participating Unit | N | N |  | VLCNTR_6_VCEBT2 | GEN | Valley Center Energy Storage B | 85 | 85 | SDGE | Valley Center ESS, LLC | OTHER | LESR | SP15 | 2021-12-16 |  | CISO | SDGE | 0
Participating Unit | N | N |  | NCPA_7_GP1UN1 | GEN | NCPA GEO PLANT 1 UNIT 1 | 38.85 | 55 | PGAE | NCPA (MSS Agreement - S14) | STEAM | GEOTHERMAL | NP15 | 1983-01-01 |  | CISO | NCPA | 0
Participating Unit | N | N |  | SRAPTA_5_DECBT1 | GEN | Dateland Energy Complex Sierra | 112.5 | 113 | SDGE | Sierra Pinta Energy Storage, LLC | OTHER | LESR | SP15 |  |  | CISO | SDGE | 0
Non-Participating | N | Y | DSRTSL_2_SOLAR1 | DSRTSL_2_SOLR1A | GEN | DSRTSL_2_SOLR1A | 148.1 | 148.1 |  | Desert Stateline, LLC | PHOTO VOLTAIC | SUN | SP15 |  |  | CISO | SCE | 0
Participating Unit | N | N |  | VALLEY_5_PERRIS | GEN | MWD Perris Hydroelectric Recovery Plant | 7.94 | 7.9 | SCE | Metropolitan Water District of Southern California | HYDRO | WATER | SP15 | 1983-01-01 |  | CISO | SCE | 0
Participating Unit | N | N |  | VIKING_2_VSHSB1 | TG | Vikings Solar BESS Hybrid Project | 150 | 150 | SCE | MIR2 | OTHER | HYBD | SP15 | 2024-06-08 |  | IID | SCE | 0
Non-Participating | N | Y | STANTN_2_SBEBX2 | STANTN_2_SBEBT4 | GEN | Stanton Battery Energy Storage | 34.4 | 34.4 | SCE | Stanton Energy Holdco, LLC | OTHER | LESR | SP15 |  |  | CISO | SCE | 0
Non-Participating |  | Y | SANTFG_7_UNITS | SANTFG_7_UNIT 2 | GEN | SANTFG_7_UNIT 2 | 46 | 46 |  |  |  |  | NP15 |  |  | CISO | PGAE | 0
Participating Unit | N | N |  | ANZA_6_SOLAR1 | TG | Seville Solar One | 20 | 20 | SDGE | IVLY2 | PHOTO VOLTAIC | SUN | SP15 | 2015-12-30 |  | IID | SDGE | 1
Participating Unit | N | N |  | MELRSE_6_MELBT1 | GEN | Melrose BESS 1 | 10 | 10 | SDGE | San Diego Gas & Electric Company | OTHER | LESR | SP15 | 2024-03-15 |  | CISO | SDGE | 0
Participating Unit | N | N |  | LCKHT1_2_LSCBT1 | GEN | Lockhart Solar CL ESS I | 69 | 69 | SCE | Lockhart CL ESS I, LLC | OTHER | LESR | SP15 |  |  | CISO | SCE | 0
Participating Unit | N | N |  | NCPA_7_GP1UN2 | GEN | NCPA GEO PLANT 1 UNIT 2 | 50 | 55 | PGAE | NCPA (MSS Agreement - S14) | STEAM | GEOTHERMAL | NP15 | 1983-01-01 |  | CISO | NCPA | 0
Non-Participating | N | Y | AGRICO_7_UNIT | AGRICO_6_FEGBT1 | GEN | Fresno EGT | 50.6 | 50.6 | PGAE | FRESNO COGENERATION PARTNERS | OTHER | LESR | NP15 |  |  | CISO | PGAE | 0
Participating Unit | N | N |  | DUTCH2_7_UNIT 1 | GEN | DUTCH FLAT 2 PH | 26 | 26 | PGAE | Nevada Irrigation District | HYDRO | WATER | NP15 | 1965-01-01 |  | CISO | PGAE | 0
Participating Unit | Y | N |  | NZWIND_6_WDSTR3 | GEN | Windstream 6041 | 6 | 6 | SCE | Windstream Operations, LLC | WIND | WIND | SP15 | 2014-11-30 |  | CISO | SCE | 0
Participating Unit | N | Y | PGF1_2_PDRP111 | PGF1_2_PDRP111 | GEN | VLTS_PDR_PGF1_03 | 9.9 |  | PGAE | Voltus, Inc. | OTHER | OTHER | NP15 |  |  | CISO | PGAE | 0
Participating Unit | N | N |  | ORLND_6_SOLAR1 | GEN | Enerparc California 2 | 1.5 | 1.5 | PGAE | Adapture CA2, LLC | PHOTO VOLTAIC | SUN | NP15 | 2016-03-23 |  | CISO | PGAE | 0
Participating Unit | N | N |  | GEYS16_7_UNIT16 | GEN | GEYSERS UNIT 16 (HEALDSBURG) | 63 | 119.9 | PGAE | Geysers Power Company, LLC | STEAM | GEOTHERMAL | NP15 | 1985-01-01 |  | CISO | PGAE | 0
Participating Unit | N | N |  | SYCAMR_2_UNIT 3 | GEN | Sycamore Cogeneration Unit 3 | 74 | 90 | SCE | Chevron Power Holdings | FTUR | NATURAL GAS | SP15 | 1987-01-01 |  | CISO | SCE | 0
Participating Unit | N | N |  | ARCATA_6_FCPSB1 | GEN | Foster Clean Power A | 3 | 3 | PGAE | Foster Clean Power A LLC | OTHER | HYBD | NP15 |  |  | CISO | PGAE | 0
Participating Unit | N | Y | SCEN_6_PDRP113 | SCEN_6_PDRP113 | GEN | CBP-3-N | 0.31 |  | SCE | Southern California Edison | OTHER | OTHER | SP15 |  |  | CISO | SCE | 0
Participating Unit | N | N |  | GOLETA_2_VALBT1 | GEN | Vallecito Energy Storage | 10 | 10 | SCE | ORNI 34 LLC | OTHER | LESR | SP15 | 2021-02-04 |  | CISO | SCE | 0
Participating Unit | N | N |  | NAROW2_2_UNIT | GEN | Narrows Powerhouse Unit 2 | 55 | 55 | PGAE | Yuba County Water Agency | HYDRO | WATER | NP15 | 1969-01-01 |  | CISO | PGAE | 0
Participating Unit | N | N |  | MAGUND_1_BKISR1 | GEN | Bakersfield Industrial 1 | 1 | 1 | PGAE | Bakersfield Industrial PV 1, LLC | PHOTO VOLTAIC | SUN | ZP26 | 2017-12-27 |  | CISO | PGAE | 0
Participating Unit | N | Y | SCEC_1_PDRP120 | SCEC_1_PDRP120 | GEN | SCEC_1_PDRP120 | 0.99 |  | SCE | Leapfrog Power, Inc. | OTHER | OTHER | SP15 |  |  | CISO | SCE | 0
Non-Participating | N | Y | SANITR_6_UNITS | SANITR_6_STG4 | GEN | LACSD CARSON WATER POLLUTION STG4 | 5.5 | 5.5 |  | County Sanitation District No. 2 of Los Angeles County | STEAM | HEAT RECOVERY | SP15 |  |  | CISO | SCE | 0
Non-Participating | N | Y | BLKCRK_2_GMCBT1 | BLKCRK_2_GMBT1A | GEN | Genesis McCoy Bess | 115 | 115 |  | NextEra Desert Center Blythe, LLC | OTHER | LESR | SP15 |  |  | CISO | SCE | 0
Participating Unit | N | Y | SCEC_1_PDRP128 | SCEC_1_PDRP128 | GEN | SCEC_1_PDRP128 | 0.99 |  | SCE | Leapfrog Power, Inc. | OTHER | OTHER | SP15 |  |  | CISO | SCE | 0
Participating Unit | N | Y | SCEN_6_PDRP106 | SCEN_6_PDRP106 | GEN | SCEN_6_PDRP106 | 0.99 |  | SCE | Leapfrog Power, Inc. | OTHER | OTHER | SP15 |  |  | CISO | SCE | 0
Non-Participating | N | Y | SANITR_6_UNITS | SANITR_6_CTG3 | GEN | LACSD CARSON WATER POLLUTION CTG3 | 10 | 10 |  | County Sanitation District No. 2 of Los Angeles County | COMBUSTION TURBINE | BIOGAS | SP15 |  |  | CISO | SCE | 0
Participating Unit | N | N |  | GWFPWR_1_LEDBT1 | GEN | Lead BESS 2 | 32 | 32 | PGAE | Hanford BESS LLC | OTHER | LESR | ZP26 |  |  | CISO | PGAE | 0
Participating Unit | N | N |  | MAGNLA_6_ANAHEIM | TG | Magnolia Power Plant Anaheim | 115 |  | SCE | LUGO | COMBINED CYCLE | NATURAL GAS | SP15 | 2020-01-15 |  | LADWP | SCE | 1
Participating Unit | N | N |  | GEYS13_7_UNIT13 | GEN | GEYSERS UNIT 13 (HEALDSBURG) | 73 | 102 | PGAE | Geysers Power Company, LLC | STEAM | GEOTHERMAL | NP15 | 1980-01-01 |  | CISO | PGAE | 0
Non-Participating | N | Y | SALTSP_7_UNITS | SALTSP_7_UNIT 1 | GEN | Salt Springs Unit 1 | 12 | 12 |  | Pacific Gas & Electric Company | HYDRO | WATER | NP15 |  |  | CISO | PGAE | 0
Participating Unit | N | Y | SCEW_2_PDRP123 | SCEW_2_PDRP123 | GEN | SCEW_2_PDRP123 | 9.99 |  | SCE | Leapfrog Power, Inc. | OTHER | OTHER | SP15 |  |  | CISO | SCE | 0
Participating Unit | N | N |  | ALMASL_2_GS4SR4 | GEN | Almasol Generating Station 4 | 100 | 100 | SCE | Maverick Solar 4, LLC | PHOTO VOLTAIC | SUN | SP15 | 2020-12-11 |  | CISO | SCE | 0
Participating Unit | N | N |  | PIT7_7_UNIT 1 | GEN | PIT PH 7 UNIT 1 | 55.7 | 55.7 | PGAE | Pacific Gas & Electric Company | HYDRO | WATER | NP15 | 1965-01-01 |  | CISO | PGAE | 0
Participating Unit | N | N |  | WHITEW_5_WWRSR1 | GEN | White Wing Ranch Solar | 179 | 179 | SDGE | White Wing Ranch North, LLC | PHOTO VOLTAIC | SUN | SP15 | 2024-10-23 |  | CISO | SDGE | 0
Participating Unit | N | N |  | OASIS_6_MA4SR1 | GEN | Ma 4035 | 1.5 | 1.5 | SCE | TerraForm Phoenix I CD Holdings, LLC | PHOTO VOLTAIC | SUN | SP15 | 2024-05-20 |  | CISO | SCE | 0
Non-Participating |  | Y | DSRTSN_2_SOLAR2 | DSRTSN_2_SOLR2B | GEN | Desert Sunlight 250 | 129.8 | 129.8 |  | Desert Sunlight Holdings, LLC | PHOTO VOLTAIC | SUN | SP15 |  |  | CISO | SCE | 0
Participating Unit | N | Y | SCEW_2_PDRP104 | SCEW_2_PDRP104 | GEN | SCEW_2_PDRP104 | 2 |  | SCE | OHMCONNECT, INC. | OTHER | OTHER | SP15 |  |  | CISO | SCE | 0
Participating Unit | N | N |  | LAMONT_1_SOLAR5 | GEN | Redcrest Solar Farm | 16.66 | 20 | PGAE | 67RK 8me, LLC | PHOTO VOLTAIC | SUN | ZP26 | 2015-10-30 |  | CISO | PGAE | 0
Participating Unit | Y | N |  | OILFLD_7_QFUNTS | GEN | Nacimiento Hydroelectric Plant | 3.8 | 4.4 | PGAE | Monterey County Water Resources Agency | HYDRO | WATER | NP15 | 2013-09-16 |  | CISO | PGAE | 0
Participating Unit | N | Y | CENTPD_2_BMSSX2 | CENTPD_2_BMSSX2 | GEN | Blythe Mesa Solar | 223.6 | 223.6 | SCE | Blythe Mesa Solar II, LLC | PHOTO VOLTAIC | SUN | SP15 | 2022-12-21 |  | CISO | SCE | 0
Participating Unit | N | N |  | CEDUCR_2_SOLAR3 | GEN | Ducor Solar 3 | 15 | 15 | SCE | CED Ducor Solar 3, LLC | PHOTO VOLTAIC | SUN | SP15 | 2016-12-23 |  | CISO | SCE | 0
Non-Participating | N | Y | METEC_2_PL1X3 | METEC_7_CTG2 | GEN | Metcalf Energy Center Unit 2 | 193 | 193 |  | Metcalf Energy Center, LLC | COMBUSTION TURBINE | NATURAL GAS | NP15 |  |  | CISO | PGAE | 0
Non-Participating | N | Y | PNCHEG_2_PL1X4 | PNCHEG_2_CTG4 | GEN | PANOCHE ENERGY CENTER (CTG4) | 104.25 | 104.25 |  | PANOCHE ENERGY CENTER | COMBUSTION TURBINE | NATURAL GAS | NP15 |  |  | CISO | PGAE | 0
Participating Unit | N | N |  | RDWAY_1_CREST | GEN | CREST Contracts | 4.5 | 8.5 | SCE | Southern California Edison Company | PHOTO VOLTAIC | SUN | SP15 | 2016-09-14 |  | CISO | SCE | 0
Participating Unit | N | N |  | SHUTLE_6_RUISR1 | GEN | Rutan 1 | 1.5 | 1.5 | SCE | TerraForm Phoenix I CD Holdings LLC | PHOTO VOLTAIC | SUN | SP15 | 2024-04-29 |  | CISO | SCE | 0
Participating Unit | N | N |  | HENRTA_6_SOLAR1 | GEN | Lemoore 1 | 1.5 | 1.5 | PGAE | Lemoore PV 1 LLC | PHOTO VOLTAIC | SUN | NP15 | 2016-01-29 |  | CISO | PGAE | 0
Participating Unit | N | Y | SCEC_1_PDRP111 | SCEC_1_PDRP111 | GEN | SCEC_1_PDRP111 | 0.99 |  | SCE | Leapfrog Power, inc. | OTHER | OTHER | SP15 |  |  | CISO | SCE | 0
Participating Unit | N | N |  | BIGSKY_2_SOLAR2 | GEN | Big Sky Solar 4 | 40 | 40 | SCE | Elevation Solar C LLC | PHOTO VOLTAIC | SUN | SP15 | 2016-12-03 |  | CISO | SCE | 0
Participating Unit | N | N |  | ESCNDO_6_EB1BT1 | GEN | Escondido BESS 1 | 10 | 10 | SDGE | San Diego Gas & Electric | OTHER | LESR | SP15 | 2017-03-06 |  | CISO | SDGE | 0
Participating Unit | N | N |  | BISHOP_1_UNITS | GEN | BISHOP CREEK PLANT 3 AND 4 | 15.8 | 15.8 | SCE | Southern California Edison Company | HYDRO | WATER | SP15 | 1905-01-01 |  | CISO | SCE | 0
Participating Unit | N | Y | DRUM_7_PL1X2 | DRUM_7_PL1X2 | GEN | Drum PH 1 Units 1 & 2 Aggregate | 26 |  | PGAE | Pacific Gas & Electric Company | HYDRO | WATER | NP15 | 1913-01-01 |  | CISO | PGAE | 0
Participating Unit | N | N |  | LCKHT1_2_LSCBT2 | GEN | Lockhart Solar CL ESS 2 | 59.7 | 59.7 | SCE | Lockhart CL ESS II, LLC | OTHER | LESR | SP15 |  |  | CISO | SCE | 0
Participating Unit | N | Y | TIGRCK_7_UNITS | TIGRCK_7_UNITS | GEN | TIGER CREEK HYDRO AGGREGATE | 62 |  | PGAE | Pacific Gas & Electric Company | HYDRO | WATER | NP15 | 1931-01-01 |  | CISO | PGAE | 0
Participating Unit | N | Y | PRIMM_2_SOLAR1 | PRIMM_2_SOLAR1 | GEN | Silver State South | 250 |  | SCE | Silver State Solar Power South, LLC | PHOTO VOLTAIC | SUN | SP15 | 2016-08-23 |  | CISO | SCE | 0
Participating Unit | N | N |  | DELSUR_6_HORSR1 | GEN | Horn | 1.5 | 1.5 | SCE | TerraForm Phoenix I CD Holdings, LLC | PHOTO VOLTAIC | SUN | SP15 | 2023-08-22 |  | CISO | SCE | 0
Participating Unit | N | N |  | LUNAVL_2_LVSSR3 | GEN | Luna Valley Solar 3 | 84.5 | 84.5 | PGAE | Luna Valley Solar I, LLC | PHOTO VOLTAIC | SUN | NP15 |  |  | CISO | PGAE | 0
Non-Participating | N | Y | MDFKRL_2_PROJCT | MIDFRK_7_UNIT 1 | GEN | MIDDLE FORK UNIT 1 | 65.7 | 65.7 |  | Pacific Gas & Electric Company | HYDRO | WATER | NP15 |  |  | CISO | PGAE | 0
Participating Unit | N | N |  | LHILLS_6_SOLAR1 | GEN | Lost Hills Solar | 20 | 20 | PGAE | Lost Hills Solar, LLC | PHOTO VOLTAIC | SUN | ZP26 | 2015-04-10 |  | CISO | PGAE | 0
Participating Unit | N | N |  | HINSON_2_WI1SR1 | GEN | Wilmington 1 | 1.8 | 1.8 | SCE | Prologis Logistics Services Incorporated | PHOTO VOLTAIC | SUN | SP15 |  |  | CISO | SCE | 0
Non-Participating |  | Y | VERNON_6_MALBRG | VERNON_7_CTG2 | GEN | VERNON_7_CTG2 | 43.57 | 43.6 |  |  |  |  | SP15 |  |  | CISO | VERN | 0
Non-Participating | N | Y | CARLS1_2_CARCT1 | CARLS1_2_CTG9 | GEN | CARLS1_2_CTG9 | 105.5 | 105.5 |  | San Diego Gas & Electric | COMBUSTION TURBINE | NATURAL GAS | SP15 |  |  | CISO | SDGE | 0
Participating Unit | N | N |  | LGHTHP_2_SBDSR1 | GEN | South Bay Dis Ctr 20 | 1.32 | 1.32 | SCE | ESCA-PLD-Southbay1, LLC | PHOTO VOLTAIC | SUN | SP15 |  |  | CISO | SCE | 0
Non-Participating | N | Y | COLUSA_2_PL1X3 | COLUSA_2_STG | GEN | Colusa Generating Station | 411 | 411 |  | Pacific Gas & Electric Company | COMBUSTION TURBINE | NATURAL GAS | NP15 |  |  | CISO | PGAE | 0
Non-Participating | N | Y | KELSO_2_UNITS | KELSO_2_GTG7 | GEN | Mariposa Energy Project | 49.4 | 49.4 |  | Pacific Gas & Electric Company | COMBUSTION TURBINE | NATURAL GAS | NP15 |  |  | CISO | PGAE | 0
Non-Participating | N | Y | DSRTSL_2_SOLAR1 | DSRTSL_2_SOLR1B | GEN | DSRTSL_2_SOLR1B | 148.1 | 148.1 |  | Desert Stateline, LLC | PHOTO VOLTAIC | SUN | SP15 |  |  | CISO | SCE | 0
Non-Participating |  | Y | DSRTSN_2_SOLAR1 | DSRTSN_2_SOLR1B | GEN | Desert Sunlight 300 | 156.9 | 156.9 |  | Desert Sunlight Holdings, LLC | PHOTO VOLTAIC | SUN | SP15 |  |  | CISO | SCE | 0
Non-Participating | N | Y | LEBECS_2_UNITS | LEBECS_7_STG3 | GEN | CC Power Block 1 STG3 | 184 | 184 |  | Pastoria Energy Facility | STEAM | NATURAL GAS | SP15 |  |  | CISO | SCE | 0
Participating Unit | N | N |  | OLIVEP_1_SOLAR | GEN | White River Solar | 20 | 20 | PGAE | CED White River Solar, LLC | PHOTO VOLTAIC | SUN | ZP26 | 2013-06-22 |  | CISO | PGAE | 0
Participating Unit | N | Y | GATWAY_2_PL1X3 | GATWAY_2_PL1X3 | GEN | GATEWAY GENERATING STATION | 585 |  | PGAE | Pacific Gas & Electric Company | COMBINED CYCLE | NATURAL GAS | NP15 | 2009-01-06 |  | CISO | PGAE | 0
Participating Unit | N | N |  | INTMNT_3_CC_4_PASADENA | TG | INTMNT_PASA_UNIT4 | 29 |  | SCE | IPP | COMBINED CYCLE | NATURAL GAS | SP15 |  |  | LADWP | SCE | 0
Participating Unit | N | N |  | SANTGO_2_LNDFL1 | GEN | Bowerman Power | 19.6 | 20 | SCE | Bowerman Power | RECIPROCATING ENGINE | BIOGAS | SP15 | 2016-04-12 |  | CISO | SCE | 0
Participating Unit | N | N |  | YUBACT_6_UNITA1 | GEN | Yuba City Energy Center (Calpine) | 47.16 | 49.9 | PGAE | Gilroy Energy Center, LLC | COMBUSTION TURBINE | NATURAL GAS | NP15 | 2002-07-26 |  | CISO | PGAE | 0
Participating Unit | N | N |  | PIT6_7_UNIT 1 | GEN | PIT PH 6 UNIT 1 | 39 | 39 | PGAE | Pacific Gas & Electric Company | HYDRO | WATER | NP15 | 1965-01-01 |  | CISO | PGAE | 0
Participating Unit | N | N |  | BIGSKY_2_SOLAR1 | GEN | Antelope Big Sky Ranch | 20 | 20 | SCE | Antelope Big Sky Ranch LLC | PHOTO VOLTAIC | SUN | SP15 | 2016-08-19 |  | CISO | SCE | 0
Non-Participating | N | Y | DMDVLY_1_UNITS | DMDVLY_1_GEN 5 | GEN | Diamond Valley Unit 5 | 3.3 | 3.3 |  | Metropolitan Water District of Southern California (MWD) | PUMPED STORAGE | WATER | SP15 |  |  | CISO | SCE | 0
Non-Participating | N | Y | DRUM_7_PL1X2 | DRUM_7_UNIT 1 | GEN | DRUM PH 1 UNIT 1 | 13 | 13 |  | Pacific Gas & Electric Company | HYDRO | WATER | NP15 |  |  | CISO | PGAE | 0
Non-Participating | N | Y | KRAMER_1_R2BX2 | KRAMER_1_R2BBT2 | GEN | Resurgence 2 BESS | 20 | 20 |  | Resurgence Solar II, LLC | OTHER | LESR | SP15 |  |  | CISO | SCE | 0
Participating Unit | N | N |  | CHICPK_7_UNIT 1 | GEN | Chicago Park Powerhouse | 42 | 42 | PGAE | Nevada Irrigation District | HYDRO | WATER | NP15 | 1965-01-01 |  | CISO | PGAE | 0
Participating Unit | Y | N |  | SPQUIN_6_SRPCQU | GEN | Quincy Biomass | 24 | 24 | PGAE | Sierra Pacific Industries | STEAM | BIOMASS | NP15 | 2018-05-17 |  | CISO | PGAE | 0
Participating Unit | N | N |  | LCKHT1_2_LH1SR2 | GEN | Lockhart Solar 2 | 75 | 75 | SCE | Lockhart Solar PV II, LLC | PHOTO VOLTAIC | SUN | SP15 | 2023-07-26 |  | CISO | SCE | 0
Participating Unit | N | N |  | GRIFFI_2_LSPDYN | TG | Griffith Energy | 570 |  | SCE | MEAD230 | COMBINED CYCLE | NATURAL GAS | SP15 | 2015-01-24 |  | WALC | SCE | 1
Participating Unit | N | N |  | MIRLOM_6_PEAKER | GEN | Mira Loma Peaker | 47.18 | 59 | SCE | Southern California Edison Company | COMBUSTION TURBINE | NATURAL GAS | SP15 | 2007-09-20 |  | CISO | SCE | 0
Participating Unit | N | N |  | SOUTH_2_UNIT | GEN | SOUTH HYDRO | 7.1 | 7.1 | PGAE | Pacific Gas & Electric Company | HYDRO | WATER | NP15 | 1979-01-01 |  | CISO | PGAE | 0
Non-Participating |  | Y | RVSIDE_6_SPRING | RVSIDE_7_SPRGU3 | GEN | RVSIDE_7_SPRGU3 | 11 | 11 |  |  |  |  | SP15 |  |  | CISO | RVSD | 0
Participating Unit | N | N |  | ETIWND_2_SOLAR1 | GEN | Dedeaux Ontario | 1 | 1 | SCE | DG Solar Lessee II, LLC (Dedeaux Ontario) | PHOTO VOLTAIC | SUN | SP15 | 2016-03-23 |  | CISO | SCE | 0
Participating Unit | N | Y | METEC_2_PL1X3 | METEC_2_PL1X3 | GEN | Metcalf Energy Center | 597.05 |  | PGAE | Metcalf Energy Center, LLC | COMBINED CYCLE | NATURAL GAS | NP15 | 2005-05-27 |  | CISO | PGAE | 0
Participating Unit | N | N |  | BLCKWL_6_SOLAR1 | GEN | Blackwell Solar | 12 | 12 | PGAE | Blackwell Solar, LLC | PHOTO VOLTAIC | SUN | ZP26 | 2015-04-16 |  | CISO | PGAE | 0
Participating Unit | N | N |  | OMAR_2_UNIT 3 | GEN | KERN RIVER COGENERATION CO. UNIT 3 | 75 | 85 | SCE | Chevron Power Holdings, INC | FTUR | NATURAL GAS | SP15 | 1985-05-01 |  | CISO | SCE | 0
Participating Unit | N | N |  | PIOPIC_2_CTG3 | GEN | Pio Pico Unit 3 | 112 | 112 | SDGE | Pio Pico Energy Center | COMBUSTION TURBINE | NATURAL GAS | SP15 | 2016-11-03 |  | CISO | SDGE | 0
Participating Unit | N | N |  | SEAWND_2_AMWWD1 | GEN | Alta Mesa Wind | 27 | 27 | SCE | AM Wind Repower, LLC | WIND | WIND | SP15 | 2025-03-14 |  | CISO | SCE | 0
Non-Participating | N | Y | NAVYII_2_UNITS | NAVYII_2_UNIT 6 | GEN | COSO Power Developers (Navy II) Unit 6 | 33.3 | 33.3 |  |  |  |  | SP15 |  |  | CISO | SCE | 0
Participating Unit | N | N |  | BRDSLD_2_SHILO1 | GEN | Shiloh I Wind Project | 150 | 150 | PGAE | Shiloh 1 Wind Project LLC | WIND | WIND | NP15 | 2006-03-30 |  | CISO | PGAE | 0
Non-Participating | N | Y | MDFKRL_2_PROJCT | MIDFRK_7_UNIT 2 | GEN | MIDDLE FORK UNIT 2 | 69 | 69 |  | Pacific Gas & Electric Company | HYDRO | WATER | NP15 |  |  | CISO | PGAE | 0
Participating Unit | N | N |  | HUMBRD_1_HMBBT1 | GEN | Hummingbird Energy Storage | 75 | 75 | PGAE | Hummingbird Energy Storage LLC | OTHER | LESR | NP15 |  |  | CISO | PGAE | 0
Participating Unit | N | N |  | DEERCR_6_UNIT 1 | GEN | DEER CREEK | 7 | 7 | PGAE | Nevada Irrigation District | HYDRO | WATER | NP15 | 1908-01-01 |  | CISO | PGAE | 0
Participating Unit | N | N |  | FLOWD_2_WIND1 | GEN | Cameron Ridge 2 | 11.9 | 11.9 | SCE | Cameron Ridge II, LLC | WIND | WIND | SP15 | 2016-01-15 |  | CISO | SCE | 0
Participating Unit | N | N |  | DELSUR_6_BSOLAR | GEN | Central Antelope Dry Ranch B | 3 | 3 | SCE | Central Antelope Dry Ranch B LLC | PHOTO VOLTAIC | SUN | SP15 | 2017-09-29 |  | CISO | SCE | 0
Participating Unit | N | N |  | OLDRIV_6_BIOGAS | GEN | Bidart Old River 1 | 2 | 2 | PGAE | ABEC Bidart-Old River LLC | RECIPROCATING ENGINE | BIOGAS | ZP26 | 2014-03-10 |  | CISO | PGAE | 0
Participating Unit | N | Y | SCEC_1_PDRP105 | SCEC_1_PDRP105 | GEN | SCEC_1_PDRP105 | 2.24 |  | SCE | OHMCONNECT, INC. | OTHER | OTHER | SP15 |  |  | CISO | SCE | 0
Participating Unit | Y | N |  | SPBURN_2_UNIT 1 | GEN | Burney Biomass | 22 | 22 | PGAE | Sierra Pacific Industries | STEAM | BIOMASS | NP15 | 1986-01-01 |  | CISO | PGAE | 0
Participating Unit | N | Y | SCEW_2_PDRP180 | SCEW_2_PDRP180 | GEN | VLTS_PDR_SCEW_03 | 9.95 |  | SCE | Voltus, Inc. | OTHER | OTHER | SP15 |  |  | CISO | SCE | 0
Non-Participating | N | Y | CDWR07_2_GEN | WNDGPP_2_NSPIN | GEN | WNDGPP_2_NSPIN | 239.1 | 239.1 |  |  | PUMP | OTHER | ZP26 |  |  | CISO | CWRP | 0
Participating Unit | N | N |  | ETIWND_2_SOLAR2 | GEN | Rochester | 1 | 1 | SCE | DG Solar Lessee II, LLC (Rochester) | PHOTO VOLTAIC | SUN | SP15 | 2016-09-06 |  | CISO | SCE | 0
Participating Unit | Y | N |  | CHEVCO_6_UNIT 1 | GEN | CHEVRON USA (COALINGA) | 16.5 | 19 | PGAE | Pacific Gas & Electric Company | COMBUSTION TURBINE | NATURAL GAS | ZP26 | 1986-01-17 |  | CISO | PGAE | 0
Non-Participating | N | Y | BIGCRK_2_EXESWD | BGCRK3_7_UNIT 2 | GEN | BIG CREEK PH 3 UNIT 2 | 34 | 34 |  | Southern California Edison Company | HYDRO | WATER | SP15 |  |  | CISO | SCE | 0
Participating Unit | N | N |  | DRACKR_2_DSUBT3 | GEN | Dracker Solar Unit 3 BESS | 115 | 115 | SCE | NextEra Blythe Solar Energy Center, LLC | OTHER | LESR | SP15 | 2021-07-23 |  | CISO | SCE | 0
Participating Unit | N | N |  | KOLA_2_KLBBT2 | GEN | Kola BESS 2 | 125 | 125 | PGAE | Kola Energy Storage, LLC | OTHER | LESR | NP15 | 2025-08-01 |  | CISO | PGAE | 0
Participating Unit | N | Y | SCEW_2_PDRP107 | SCEW_2_PDRP107 | GEN | SCEW_2_PDRP107 | 0.99 |  | SCE | Leapfrog Power, inc. | OTHER | OTHER | SP15 |  |  | CISO | SCE | 0
Participating Unit | N | Y | SCEC_1_PDRP119 | SCEC_1_PDRP119 | GEN | SCEC_1_PDRP119 | 0.99 |  | SCE | Leapfrog Power, inc. | OTHER | OTHER | SP15 |  |  | CISO | SCE | 0
Non-Participating | N | Y | WISHON_6_UNITS | WISHON_6_UNIT 4 | GEN | WISHON HYDRO UNIT 4 | 5.6 | 5.6 |  | Pacific Gas & Electric Company | HYDRO | WATER | NP15 |  |  | CISO | PGAE | 0
Participating Unit | N | Y | SCEW_2_PDRP234 | SCEW_2_PDRP234 | GEN | Nostromo Waldorf Astoria Beverly Hills | 9.9 |  | SCE | Olivine, Inc. | OTHER | OTHER | SP15 |  |  | CISO | SCE | 0
Participating Unit | N | N |  | LAKEVW_6_AFTBT1 | GEN | AFTW STORAGE | 1.14 | 1.2 | PGAE | AFTW Storage, LLC | OTHER | LESR | ZP26 | 2025-05-06 |  | CISO | PGAE | 0
Participating Unit | N | N |  | DELSUR_6_SOLAR4 | GEN | Radiance Solar 4 | 1.5 | 1.9 | SCE | Radiance Solar 4 LLC | PHOTO VOLTAIC | SUN | SP15 | 2018-12-31 |  | CISO | SCE | 0
Participating Unit | N | Y | OGROVE_6_PL1X2 | OGROVE_6_PL1X2 | GEN | Orange Grove Energy Center | 96 |  | SDGE | Orange Grove Energy, L.P. | COMBUSTION TURBINE | NATURAL GAS | SP15 | 2010-06-16 |  | CISO | SDGE | 0
Participating Unit | N | N |  | JOANEC_2_STABT1 | GEN | Santa Ana Storage 1 | 20 | 20 | SCE | Johanna Energy Center, LLC | OTHER | LESR | SP15 | 2021-06-11 |  | CISO | SCE | 0
Non-Participating | N | Y | BELLEF_2_BSFSX3 | BELLEF_2_BSFSR3 | GEN | Bellefield Solar Farm | 200 | 200 | SCE | 50LW 8me LLC | PHOTO VOLTAIC | SUN | SP15 |  |  | CISO | SCE | 0
Participating Unit | N | Y | PIT3_7_PL1X3 | PIT3_7_PL1X3 | GEN | PIT PH 3 UNITS 1, 2 & 3 AGGREGATE | 70.6 |  | PGAE | Pacific Gas & Electric Company | HYDRO | WATER | NP15 | 1925-01-01 |  | CISO | PGAE | 0
Participating Unit | N | Y | HUMBPP_6_UNITS | HUMBPP_6_UNITS | GEN | Humboldt Bay Generating Station 1 | 97.62 |  | PGAE | Pacific Gas & Electric Company | RECIPROCATING ENGINE | NATURAL GAS | NP15 | 2010-09-29 |  | CISO | PGAE | 0
Participating Unit | Y | N |  | VISTA_6_QF | GEN | VISTA QFS | 0.18 | 0.6 | SCE | Southern California Edison Company | OTHER | OTHER | SP15 | 1983-01-01 |  | CISO | SCE | 0
Participating Unit | N | N |  | NZWIND_6_CALWND | GEN | Wind Resource I | 9 | 8.7 | SCE | CalWind Resources, Inc. | WIND | WIND | SP15 | 2012-03-24 |  | CISO | SCE | 0
Non-Participating | N | Y | DREWS_6_PL1X4 | DREWS_6_GEN 4 | GEN | DREWS UNIT 4 | 10.8 | 10.8 |  | Colton Power, LP | COMBUSTION TURBINE | NATURAL GAS | SP15 |  |  | CISO | SCE | 0
Participating Unit | N | Y | SDG1_1_PDRP113 | SDG1_1_PDRP113 | GEN | SDG1_1_PDRP113 | 9.99 |  | SDGE | Leapfrog Power, Inc. | OTHER | OTHER | SP15 |  |  | CISO | SDGE | 0
Participating Unit | N | N |  | RATSKE_2_RBSSB2 | GEN | Rabbitbrush Solar 2 | 40 | 40 | SCE | Rabbitbrush Solar, LLC | OTHER | HYBD | SP15 | 2022-10-18 |  | CISO | SCE | 0
Non-Participating |  | Y | OGROVE_6_PL1X2 | OGROVE_6_CTG1 | GEN | Orange Grove | 75 | 75 |  | Orange Grove LLC | COMBUSTION TURBINE | NATURAL GAS | SP15 |  |  | CISO | SDGE | 0
Participating Unit | N | N |  | LARKSP_6_UNIT 2 | GEN | LARKSPUR PEAKER UNIT 2 | 49 | 49 | SDGE | Wildflower Energy LP | COMBUSTION TURBINE | NATURAL GAS | SP15 | 2001-09-13 |  | CISO | SDGE | 0
Participating Unit | N | Y | BELLEF_2_BSFBX3 | BELLEF_2_BSFBX3 | GEN | Bellefield Solar Farm BESS | 500 |  | SCE | 50LW 8me LLC | OTHER | LESR | SP15 |  |  | CISO | SCE | 0
Participating Unit | N | N |  | LITLRK_6_SOLAR1 | GEN | Lancaster Little Rock C | 5 | 5 | SCE | Lancaster Little Rock C LLC | PHOTO VOLTAIC | SUN | SP15 | 2015-01-17 |  | CISO | SCE | 0
Participating Unit | N | Y | PGEB_2_PDRP100 | PGEB_2_PDRP100 | GEN | PGEB_2_PDRP100 | 0.99 |  | PGAE | Leapfrog Power, inc. | OTHER | OTHER | NP15 |  |  | CISO | PGAE | 0
Participating Unit | N | Y | SCEW_2_PDRP163 | SCEW_2_PDRP163 | GEN | LCR AMS Hybrid West LA 2-W-LPIPO | 8.28 |  | SCE | Southern California Edison | OTHER | OTHER | SP15 |  |  | CISO | SCE | 0
Participating Unit | N | N |  | OMAR_2_UNIT 1 | GEN | KERN RIVER COGENERATION CO. UNIT 1 | 75 | 85 | SCE | Chevron Power Holdings, INC | FTUR | NATURAL GAS | SP15 | 1985-05-01 |  | CISO | SCE | 0
Participating Unit | N | N |  | MAGNLA_6_COLTON | TG | Magnolia Power Project | 12 |  | SCE | LUGO | COMBINED CYCLE | NATURAL GAS | SP15 | 2020-01-15 |  | LADWP | SCE | 1
Non-Participating | N | Y | LMEC_1_PL1X3 | LMEC_1_STG | GEN | LOS MEDANOS STG UNIT | 236 | 236 |  | Los Medanos Energy Center, LLC | STEAM | HEAT RECOVERY | NP15 |  |  | CISO | PGAE | 0
Participating Unit | N | N |  | BIGSKY_2_SOLAR7 | GEN | Big Sky Solar 1 | 50 | 50 | SCE | Antelope DSR 1, LLC | PHOTO VOLTAIC | SUN | SP15 | 2016-12-15 |  | CISO | SCE | 0
Participating Unit | N | N |  | CSCGNR_1_UNIT 2 | GEN | GIANERA PEAKER UNIT 2 | 24.75 | 24.8 | PGAE | City of Santa Clara DBA Silicon Valley Power (MSS Agreement - S14) | FTUR | NATURAL GAS | NP15 | 1986-01-01 |  | CISO | NCPA | 0
Participating Unit | N | N |  | OASIS_6_SOLAR1 | GEN | Morgan Lancaster I | 1.5 | 1.5 | SCE | WGL Energy Systems Inc | PHOTO VOLTAIC | SUN | SP15 | 2015-12-09 |  | CISO | SCE | 0
Participating Unit | Y | N |  | DEXZEL_1_UNIT | GEN | Western Power and Steam Cogeneration | 20 | 36.8 | PGAE | Western Power and Steam II LLC | COMBUSTION TURBINE | NATURAL GAS | ZP26 | 1989-11-30 |  | CISO | PGAE | 0
Participating Unit | N | N |  | WEBER_6_FORWRD | GEN | Forward | 4.2 | 4.3 | PGAE | Ameresco Forward LLC | RECIPROCATING ENGINE | BIOGAS | NP15 | 2014-02-05 |  | CISO | PGAE | 0
Participating Unit | N | N |  | ALTA4B_2_CPCW3 | GEN | Alta Wind 3 | 150 | 150 | SCE | Alta Interconnection Management, LLC | WIND | WIND | SP15 | 2011-02-12 |  | CISO | SCE | 0
Participating Unit | N | Y | SCEW_2_PDRP112 | SCEW_2_PDRP112 | GEN | SCEW_2_PDRP112 | 0.99 |  | SCE | Leapfrog Power, Inc. | OTHER | OTHER | SP15 |  |  | CISO | SCE | 0
Non-Participating | N | Y | DMDVLY_1_UNITS | DMDVLY_1_GEN 2 | GEN | Diamond Valley Unit 2 | 3.3 | 3.3 |  | Metropolitan Water District of Southern California (MWD) | PUMPED STORAGE | WATER | SP15 |  |  | CISO | SCE | 0
Participating Unit | N | N |  | OASIS_6_AR8SR3 | GEN | Arrache 8083 III | 1 | 1 | SCE | TerraForm Phoenix I CD Holdings, LLC | PHOTO VOLTAIC | SUN | SP15 | 2024-06-18 |  | CISO | SCE | 0
Participating Unit | Y | N |  | PIT5_7_QFUNTS | GEN | GRASSHOPPER FLAT HYDRO | 1.1 | 3.8 | PGAE | Emmerson Investments, Inc. | HYDRO | WATER | NP15 | 1987-08-15 |  | CISO | PGAE | 0
Participating Unit | N | N |  | ALAMIT_7_UNIT 4 | GEN | ALAMITOS GEN STA. UNIT 4 | 334.43 | 320 | SCE | AES Alamitos | STEAM | NATURAL GAS | SP15 | 1962-01-01 |  | CISO | SCE | 0
Non-Participating |  | Y | SANTFG_7_UNITS | SANTFG_7_UNIT 1 | GEN | SANTFG_7_UNIT 1 | 46 | 46 |  |  |  |  | NP15 |  |  | CISO | PGAE | 0
Participating Unit | N | N |  | OMAR_2_UNIT 2 | GEN | KERN RIVER COGENERATION CO. UNIT 2 | 75 | 85 | SCE | Chevron Power Holdings, INC | FTUR | NATURAL GAS | SP15 | 1985-05-01 |  | CISO | SCE | 0
Participating Unit | N | N |  | IVSLR2_2_SM2SR1 | GEN | Silver Ridge Mount Signal 2 | 150 | 150 | SDGE | Imperial Valley Solar 2, LLC | PHOTO VOLTAIC | SUN | SP15 | 2019-12-06 |  | CISO | SDGE | 0
Non-Participating |  | Y | PALOMR_2_PL1X3 | PALOMR_7_STG3 | GEN | PALOMR_7_STG3 | 260 | 260 |  |  | STEAM |  | SP15 |  |  | CISO | SDGE | 0
Participating Unit | N | N |  | BRDSLD_2_SHILO2 | GEN | SHILOH WIND PROJECT 2 | 150 | 150 | PGAE | Shiloh Wind Project 2, LLC | WIND | WIND | NP15 | 2009-01-27 |  | CISO | PGAE | 0
Participating Unit | N | N |  | BEKWJS_5_BV1SCEDYN | TG | Broadview 1 | 130 |  | SCE | WILLOWBEACH | WIND | WIND | SP15 | 2017-01-27 |  | AZPS | SCE | 1
Participating Unit | N | N |  | POME_6_POMBT1 | GEN | POME BESS | 100 | 100 | SDGE | Pome BESS LLC | OTHER | LESR | SP15 |  |  | CISO | SDGE | 0
Participating Unit | N | N |  | RTEDDY_2_SEBSR4 | GEN | Rosamond West Solar East Bay 4 | 56 | 56 | SCE | Golden Fields Solar III, LLC | PHOTO VOLTAIC | SUN | SP15 | 2020-12-21 |  | CISO | SCE | 0
Participating Unit | N | Y | SCEC_1_PDRP171 | SCEC_1_PDRP171 | GEN | IEUA Battery Energy Storage System | 1 |  | SCE | Shell Energy North America (US), L.P. | OTHER | OTHER | SP15 |  |  | CISO | SCE | 0
Non-Participating | N | Y | MALAGA_1_ACDBX2 | MALAGA_1_ACDBT1 | GEN | Acid | 48.5 | 48.5 | PGAE | Malaga BESS, LLC | OTHER | LESR | ZP26 |  |  | CISO | PGAE | 0
Participating Unit | N | N |  | BLKDIA_2_BDEBT1 | GEN | Black Diamond Energy Storage | 200 | 200 | PGAE | Diablo Energy Storage, LLC | OTHER | LESR | NP15 | 2022-03-17 |  | CISO | PGAE | 0
Non-Participating | N | Y | HYTTHM_2_UNITS | HYATT_2_UNIT 6 | GEN | Edward Hyatt P-G Unit 6 | 132.2 | 132.2 |  | California Dept. of Water Resources | HYDRO | WATER | NP15 |  |  | CISO | CWRP | 0
Non-Participating | N | Y | CENTRY_6_PL1X4 | CENTRY_6_GEN 2 | GEN | CENTURY GEN 2 | 10.8 | 10.8 |  | Colton Power, LP | COMBUSTION TURBINE | NATURAL GAS | SP15 |  |  | CISO | SCE | 0
Non-Participating | N | Y | DMDVLY_1_UNITS | DMDVLY_1_GEN 10 | GEN | Diamond Valley Unit 10 | 3.3 | 3.3 |  | Metropolitan Water District of Southern California (MWD) | PUMPED STORAGE | WATER | SP15 |  |  | CISO | SCE | 0
Participating Unit | N | N |  | GATEWY_2_GESBT1 | GEN | Gateway Energy Storage | 250 | 250 | SDGE | Gateway Energy Storage, LLC | OTHER | LESR | SP15 | 2025-04-22 |  | CISO | SDGE | 0
Participating Unit | N | N |  | RECTOR_7_TULARE | GEN | MM Tulare | 1.5 | 1.5 | SCE | MM Tulare Energy, LLC | RECIPROCATING ENGINE | BIOMASS | SP15 | 1998-05-08 |  | CISO | SCE | 0
Non-Participating | N | Y | LECEF_1_UNITS | LECEF_1_STG1 | GEN | LOS ESTEROS ENERGY FACILITY STG1 | 120 | 120 |  | Los Esteros Critical Energy Facility, LLC | STEAM | NATURAL GAS | NP15 |  |  | CISO | PGAE | 0
Non-Participating | N | Y | BIGCRK_2_EXESWD | BGCRK2_7_UNIT 6 | GEN | BIG CREEK PH 2 UNIT 6 | 17.5 | 17.5 |  | Southern California Edison Company | HYDRO | WATER | SP15 |  |  | CISO | SCE | 0
Participating Unit | N | N |  | VESTAL_2_SOLAR1 | GEN | NICOLIS | 20 | 20 | SCE | Nicolis, LLC | PHOTO VOLTAIC | SUN | SP15 | 2016-09-15 |  | CISO | SCE | 0
Participating Unit | N | N |  | SANWD_1_QF | GEN | San Gorgonio Farms Wind Farm | 31 | 32 | SCE | San Gorgonio Farms, Inc. | WIND | WIND | SP15 | 1983-03-01 |  | CISO | SCE | 0
Participating Unit | N | Y | SUNSHN_2_LNDFL | SUNSHN_2_LNDFL | GEN | Sunshine Gas Producers | 20 |  | SCE | Sunshine Gas Producers, L.L.C. | COMBUSTION TURBINE | BIOGAS | SP15 | 2014-09-01 |  | CISO | SCE | 0
Participating Unit | N | N |  | DELAMO_2_SOLRC1 | GEN | Golden Springs Building C1 | 1.16 | 1.3 | SCE | Golden Springs Development Company LLC | PHOTO VOLTAIC | SUN | SP15 | 2012-02-10 |  | CISO | SCE | 0
Participating Unit | N | N |  | SPRGVL_2_EXETPV | GEN | Exeter Tulare PV | 3.5 | 3.5 | SCE | Tulare PV I, LLC | PHOTO VOLTAIC | SUN | SP15 | 2022-01-28 |  | CISO | SCE | 0
Participating Unit | N | Y | PNCHPP_1_PL1X2 | PNCHPP_1_PL1X2 | GEN | Midway Peaking Aggregate | 119.91 |  | PGAE | Midway Peaking, LLC | COMBUSTION TURBINE | NATURAL GAS | NP15 | 2009-05-03 |  | CISO | PGAE | 0
Participating Unit | N | N |  | LECONT_2_LESBT1 | GEN | LeConte Energy Storage | 125 | 125 | SDGE | LeConte Energy Storage, LLC | OTHER | LESR | SP15 | 2022-09-01 |  | CISO | SDGE | 0
Participating Unit | N | Y | SCEC_1_PDRP179 | SCEC_1_PDRP179 | GEN | SCEC_1_PDRP179 | 0.99 |  | SCE | Leapfrog Power, Inc. | OTHER | OTHER | SP15 |  |  | CISO | SCE | 0
Participating Unit | N | N |  | DEVERS_2_CS2SR4 | GEN | Caliente Solar 2 | 0.91 | 1 | SCE | Caliente II Solar, LLC | PHOTO VOLTAIC | SUN | SP15 | 2018-05-18 |  | CISO | SCE | 0
Participating Unit | N | N |  | LGHTHP_2_SBDSR2 | GEN | South Bay Dis Ctr 6 | 1.38 | 1.38 | SCE | ESCA-PLD-Southbay2, LLC | PHOTO VOLTAIC | SUN | SP15 |  |  | CISO | SCE | 0
Participating Unit | N | N |  | WSNR_2_TESLADYN | TG | Central Valley Tesla | 10 |  | PGAE | TESLA230 | HYDRO | WATER | NP15 | 2017-12-13 |  | BANC | PGAE | 1
Participating Unit | N | Y | PALOMR_2_PL1X3 | PALOMR_2_PL1X3 | GEN | Palomar Energy Center | 588.21 |  | SDGE | San Diego Gas & Electric | COMBINED CYCLE | NATURAL GAS | SP15 | 2005-10-14 |  | CISO | SDGE | 0
Participating Unit | N | N |  | DYLAN_2_BMTBT1 | GEN | Beaumont BESS | 100 | 100 | SCE | Beaumont ESS, LLC | OTHER | LESR | SP15 | 2024-08-27 |  | CISO | SCE | 0
Participating Unit | Y | N |  | COVERD_2_QFUNTS | GEN | Cove Hydroelectric Project | 5.5 | 20.3 | PGAE | Snow Mountain Hydro, LLC. | HYDRO | WATER | NP15 | 1987-01-05 |  | CISO | PGAE | 0
Participating Unit | N | N |  | WSTWND_2_M89WD2 | GEN | Mojave 89 Wind | 57.8 | 82.7 | SCE | Mojave 16/17/18 LLC | WIND | WIND | SP15 | 2023-05-25 |  | CISO | SCE | 0
Participating Unit | N | Y | PGEB_2_PDRP111 | PGEB_2_PDRP111 | GEN | VLTS_PDR_PGEB_03 | 4 |  | PGAE | Voltus, Inc. | OTHER | OTHER | NP15 |  |  | CISO | PGAE | 0
Non-Participating | N | Y | MRCHNT_2_PL1X3 | MRCHNT_2_CTG1 | GEN | Desert Star Energy Center CT1 | 230 | 230 |  | San Diego Gas and Electric Company | COMBUSTION TURBINE | NATURAL GAS | SP15 |  |  | CISO | SCE | 0
Participating Unit | N | N |  | ESQUON_6_LNDFIL | GEN | Neal Road Landfill Generating Facility | 2.1 | 2.1 | PGAE | Ameresco Butte County LLC | RECIPROCATING ENGINE | BIOGAS | NP15 | 2012-09-27 |  | CISO | PGAE | 0
Participating Unit | N | Y | SCEC_1_PDRP147 | SCEC_1_PDRP147 | GEN | SCEC_1_PDRP147 | 0.99 |  | SCE | Leapfrog Power, Inc. | OTHER | OTHER | SP15 |  |  | CISO | SCE | 0
Participating Unit | N | N |  | VALTNE_2_AVASR1 | GEN | Valentine Solar | 100 | 100 | SCE | Valentine Solar, LLC | PHOTO VOLTAIC | SUN | SP15 | 2019-11-09 |  | CISO | SCE | 0
Participating Unit | N | Y | SLSTR2_2_SOLAR2 | SLSTR2_2_SOLAR2 | GEN | Solar Star 2 | 276 |  | SCE | Solar Star California XX, LLC | PHOTO VOLTAIC | SUN | SP15 | 2014-07-31 |  | CISO | SCE | 0
Participating Unit | N | N |  | BNNIEN_7_ALTAPH | GEN | ALTA POWER HOUSE | 1 | 2 | PGAE | Pacific Gas & Electric Company | HYDRO | WATER | NP15 | 1902-01-01 |  | CISO | PGAE | 0
Participating Unit | N | N |  | BREGGO_6_SOLAR | GEN | NRG Borrego Solar One | 26 | 26 | SDGE | Solar Borrego I LLC | PHOTO VOLTAIC | SUN | SP15 | 2013-02-12 |  | CISO | SDGE | 0
Non-Participating | N | Y | GYS5X6_7_UNITS | GYS5X6_7_UNIT 6 | GEN | Geysers Unit 6 | 55 | 55 |  | Geysers Power Company, LLC | STEAM | GEOTHERMAL | NP15 |  |  | CISO | PGAE | 0
Participating Unit | N | N |  | RTEDDY_2_RWSBT3 | GEN | Rosamond West Solar Central BESS A3 | 45 | 45 | SCE | Golden Fields Solar III, LLC | OTHER | LESR | SP15 | 2024-05-09 |  | CISO | SCE | 0
Non-Participating | N | Y | HYTTHM_2_UNITS | THERMA_2_UNIT 1 | GEN | Thermalito Gen Unit 1 | 36 | 36 |  | California Dept. of Water Resources | HYDRO | WATER | NP15 |  |  | CISO | CWRP | 0
Participating Unit | N | N |  | DSRTHV_2_DH2SR2 | GEN | Desert Harvest 2 | 70 | 70 | SCE | Desert Harvest II, LLC | PHOTO VOLTAIC | SUN | SP15 | 2020-12-11 |  | CISO | SCE | 0
Participating Unit | N | N |  | NZWIND_6_WDSTR2 | GEN | Windstream 6040 | 5.72 | 6.9 | SCE | Windstream Operations, LLC | WIND | WIND | SP15 | 2014-11-30 |  | CISO | SCE | 0
Participating Unit | N | N |  | SHUTLE_6_RUISR3 | GEN | Rutan 3 | 1 | 1 | SCE | TerraForm Phoenix I CD Holdings LLC | PHOTO VOLTAIC | SUN | SP15 | 2024-04-29 |  | CISO | SCE | 0
Non-Participating | N | Y | WNDSTR_2_WIND | WNDSTR_2_WIND1 | GEN | Windstar Wind Farm | 60 | 60 |  | Windstar Energy LLC | WIND | WIND | SP15 |  |  | CISO | SCE | 0
Participating Unit | N | N |  | RECTOR_2_QF | GEN | Kaweah Unit 1 | 20.09 | 20.09 | SCE | Terminus Hydroelectric, LLC | HYDRO | WATER | SP15 | 2020-05-18 |  | CISO | SCE | 0
Non-Participating | N | Y | SLUISP_2_UNITS | SLUISP_2_UNIT 1 | GEN | San Luis P-G Unit 1 | 53 | 53 | PGAE | California Dept. of Water Resources | PUMPED STORAGE | WATER | NP15 |  |  | CISO | PGAE | 0
Participating Unit | N | N |  | CALPSS_6_SOLAR1 | TG | Calipatria Solar Farm | 19.9 | 20 | SDGE | IVLY2 | PHOTO VOLTAIC | SUN | SP15 | 2016-02-12 |  | IID | SDGE | 1
Non-Participating | N | Y | DELTA_2_PL1X4 | DELTA_2_CTG2 | GEN | DELTA ENERGY CENTER CTG UNIT 2 | 212.5 | 212.5 |  | Delta Energy Center, LLC | COMBUSTION TURBINE | NATURAL GAS | NP15 |  |  | CISO | PGAE | 0
Non-Participating | N | Y | BIGCRK_2_EXESWD | BGCRK1_7_UNIT 1 | GEN | BIG CREEK PH 1 UNIT 1 | 19.8 | 19.8 |  | Southern California Edison Company | HYDRO | WATER | SP15 |  |  | CISO | SCE | 0
Participating Unit | N | N |  | TRNQLT_2_RETBT1 | GEN | RE Tranquillity BESS | 72 |  | PGAE | SP Tranquillity Solar Storage, LLC | OTHER | LESR | NP15 | 2022-03-16 |  | CISO | PGAE | 0
Participating Unit | N | N |  | FIFTHS_2_FSSR1 | GEN | Fifth Standard Solar | 150 | 150 | PGAE | Fifth Standard Solar PV, LLC | PHOTO VOLTAIC | SUN | ZP26 | 2023-09-29 |  | CISO | PGAE | 0
Participating Unit | Y | N |  | BURNYF_2_UNIT 1 | GEN | Burney Forest Power | 29 | 35.7 | PGAE | Burney Forest Products | STEAM | BIOMASS | NP15 | 2018-08-17 |  | CISO | PGAE | 0
Participating Unit | N | N |  | RSMNDS_2_CSRBT1 | GEN | Cyclone Solar Rosamond South I BESS 1 | 15 | 15 | SCE | Golden Fields Solar IV, LLC | OTHER | LESR | SP15 | 2025-08-01 |  | CISO | SCE | 0
Participating Unit | Y | N |  | BRDGVL_7_BAKER | GEN | Baker Station Hydro | 1.49 | 2.5 | PGAE | Baker Station Associates, LP | HYDRO | WATER | NP15 | 1987-12-10 |  | CISO | PGAE | 0
Participating Unit | N | N |  | SHAFTR_1_HWYSR1 | GEN | Highway 43 | 2.25 | 2.25 | PGAE | Currumbin Solar, LLC | PHOTO VOLTAIC | SUN | ZP26 | 2025-01-07 |  | CISO | PGAE | 0
Non-Participating | N | Y | INTKEP_2_UNITS | INTKEP_2_KIRKW2 | GEN | KIRKWOOD HYDRO UNIT 2 | 45.41 | 45.41 |  |  |  |  | NP15 |  |  | CISO | PGAE | 0
Participating Unit | N | N |  | REDBLF_6_UNIT | GEN | RED BLUFF PEAKER PLANT | 44 | 44 | PGAE | California Power Holdings, LLC | RECIPROCATING ENGINE | NATURAL GAS | NP15 | 2001-08-11 |  | CISO | PGAE | 0
Participating Unit | N | N |  | VICPAS_2_SOCSR1 | GEN | Sol Catcher BESS PV1 | 100 | 100 | SCE | Arica Solar, LLC | PHOTO VOLTAIC | SUN | SP15 | 2024-03-26 |  | CISO | SCE | 0
Participating Unit | N | Y | HNTGBH_2_PL1X3 | HNTGBH_2_PL1X3 | GEN | Huntington Beach Energy | 673.8 |  | SCE | AES Huntington Beach Energy LLC | COMBINED CYCLE | NATURAL GAS | SP15 | 2020-02-04 |  | CISO | SCE | 0
Participating Unit | N | N |  | ALT6DN_2_WIND7 | GEN | Pinyon Pines 1 | 164.31 | 168 | SCE | Alta Interconnection Management III, LLC | WIND | WIND | SP15 | 2013-01-01 |  | CISO | SCE | 0
Participating Unit | N | N |  | LNCSTR_6_SOLAR2 | GEN | SEPV Sierra NGR | 8.25 | 8.25 | SCE | SEPV Sierra LLC | OTHER | HYBD | SP15 | 2021-12-22 |  | CISO | SCE | 0
Participating Unit | N | N |  | KERKH2_7_UNIT 1 | GEN | KERKHOFF PH 2 UNIT #1 | 153.9 | 153.9 | PGAE | Pacific Gas & Electric Company | HYDRO | WATER | NP15 | 1983-01-01 |  | CISO | PGAE | 0
Participating Unit | N | N |  | KYCORA_6_KMSBT1 | GEN | Kearny Mesa Storage | 1 | 1 | SDGE | Kearny Mesa Storage, LLC | OTHER | LESR | SP15 | 2020-02-13 |  | CISO | SDGE | 0
Non-Participating | N | Y | BLM_2_UNITS | BLM E_2_UNIT 7 | GEN | COSO ENERGY DEVELOPERS - BLM EAST UNIT 7 | 24 | 24 |  |  |  |  | SP15 |  |  | CISO | SCE | 0
Participating Unit | N | N |  | ESCNDO_6_EB3BT3 | GEN | Escondido BESS 3 | 10 | 10 | SDGE | San Diego Gas & Electric | OTHER | LESR | SP15 | 2017-03-06 |  | CISO | SDGE | 0
Participating Unit | N | N |  | ALPSLR_1_SPSSLR | GEN | Alpaugh 50 LLC | 50 | 50 | PGAE | Alpaugh 50, LLC | PHOTO VOLTAIC | SUN | ZP26 | 2013-03-08 |  | CISO | PGAE | 0
Participating Unit | N | Y | BLKCRK_2_SOLAR1 | BLKCRK_2_SOLAR1 | GEN | McCoy Station | 250 |  | SCE | NextEra Desert Center Blythe, LLC | PHOTO VOLTAIC | SUN | SP15 | 2016-06-14 |  | CISO | SCE | 0
Participating Unit | N | N |  | EDMONS_2_NSPIN | GEN | EDMONS_2_NSPIN | 775.8 | 840 | SCE |  | PUMP | WATER | SP15 | 2009-03-31 |  | CISO | CWRS | 0
Participating Unit | N | N |  | RECTOR_2_IVANPV | GEN | Ivanhoe Tulare PV | 3.5 | 3.5 | SCE | Tulare PV I, LLC | PHOTO VOLTAIC | SUN | SP15 | 2022-01-28 |  | CISO | SCE | 0
Participating Unit | N | N |  | VALLEY_5_SOLAR1 | GEN | Kona Solar - Meridian #1 | 1.49 | 1.5 | SCE | Kona Solar, LLC | PHOTO VOLTAIC | SUN | SP15 | 2015-04-13 |  | CISO | SCE | 0
Non-Participating | N | Y | WNDSTR_2_WIND | WNDSTR_2_WIND2 | GEN | Windstar Wind Farm | 60 | 60 |  | Windstar Energy LLC | WIND | WIND | SP15 |  |  | CISO | SCE | 0
Participating Unit | N | N |  | GLDTWN_6_COLUM3 | GEN | Columbia 3 | 10 | 10 | SCE | RE Columbia 3 LLC | PHOTO VOLTAIC | SUN | SP15 | 2013-12-10 |  | CISO | SCE | 0
Non-Participating | N | Y | BIGCRK_2_EXESWD | BGCRK1_7_UNIT 4 | GEN | BIG CREEK PH 1 UNIT 4 | 31.2 | 31.2 |  | Southern California Edison Company | HYDRO | WATER | SP15 |  |  | CISO | SCE | 0
Participating Unit | N | N |  | RSMNDS_2_CSRSR2 | GEN | Cyclone Solar Rosamond South I PV3 | 10 | 10 | SCE | Golden Fields Solar IV, LLC | PHOTO VOLTAIC | SUN | SP15 |  |  | CISO | SCE | 0
Participating Unit | N | N |  | RVSIDE_6_SOLAR1 | GEN | Tequesquite Landfill Solar Project | 7.5 | 7.5 | SCE | Solar Star California XXXI, LLC | PHOTO VOLTAIC | SUN | SP15 | 2015-09-09 |  | CISO | RVSD | 0
Participating Unit | N | N |  | SUNCAT_2_A1BBT1 | GEN | Arlington Solar Unit 1B BESS | 63 | 63 | SCE | Arlington Solar, LLC | OTHER | LESR | SP15 | 2022-08-01 |  | CISO | SCE | 0
Participating Unit | N | N |  | MSOLAR_2_SOLAR3 | GEN | Mesquite Solar 3, LLC | 152 | 152 | SDGE | Mesquite Solar 3, LLC | PHOTO VOLTAIC | SUN | SP15 | 2016-12-06 |  | CISO | SDGE | 0
Participating Unit | Y | N |  | UNOCAL_1_UNITS | GEN | TOSCO (RODEO PLANT) | 49.85 | 57.3 | PGAE | Pacific Gas & Electric Company | FTUR | NATURAL GAS | NP15 | 1987-05-21 |  | CISO | PGAE | 0
Participating Unit | N | N |  | HENRTA_6_ACDSR3 | GEN | Avenal Cutoff Dac Spring Solar | 3 | 3 | PGAE | Kings CSG 3, LLC | PHOTO VOLTAIC | SUN | NP15 | 2025-04-04 |  | CISO | PGAE | 0
Non-Participating | N | Y | ALAMIT_2_PL1X3 | ALAMIT_7_STG1S | GEN | ALAMIT_7_STG1S | 241.5 | 241.5 |  | AES Alamitos Energy LLC | COMBINED CYCLE | NATURAL GAS | SP15 |  |  | CISO | SCE | 0
Participating Unit | Y | N |  | WADHAM_6_UNIT | GEN | Wadham Energy LP | 29.07 | 32 | PGAE | Wadham Energy Limited Partnership | STEAM | WASTE TO POWER | NP15 | 1989-03-24 |  | CISO | PGAE | 0
Participating Unit | N | N |  | MESAS_2_YORBT1 | GEN | Yorktown 1 BESS | 3 | 3 | SCE | Southern California Edison | OTHER | LESR | SP15 |  |  | CISO | SCE | 0
Participating Unit | N | Y | WISHON_6_UNITS | WISHON_6_UNITS | GEN | Wishon/San Joaquin #1-A AGGREGATE | 18.4 |  | PGAE | Pacific Gas & Electric Company | HYDRO | WATER | NP15 | 1910-01-01 |  | CISO | PGAE | 0
Non-Participating | N | Y | SUNSHN_2_LNDFL | SUNSHN_2_LNDFL4 | GEN | SUNSHN_2_LNDFL4 | 4.6 | 4.6 |  | Sunshine Gas Producers, L.L.C. Unit 4 | COMBUSTION TURBINE | BIOGAS | SP15 |  |  | CISO | SCE | 0
Participating Unit | N | N |  | SUNCAT_2_A1ABT1 | GEN | Arlington Solar Unit 1A BESS | 47 | 47 | SCE | Arlington Solar, LLC | OTHER | LESR | SP15 | 2022-08-01 |  | CISO | SCE | 0
Non-Participating | N | Y | OBERON_5_O2BBX2 | OBERON_5_O2BBT4 | GEN | Oberon 2 BESS | 62.5 | 62.5 | SCE | IP Oberon BESS, LLC | OTHER | LESR | SP15 |  |  | CISO | SCE | 0
Non-Participating | N | Y | LMEC_1_PL1X3 | LMEC_1_CTG1 | GEN | LOS MEDANOS CTG UNIT 1 | 172 | 172 |  | Los Medanos Energy Center, LLC | COMBUSTION TURBINE | NATURAL GAS | NP15 |  |  | CISO | PGAE | 0
Participating Unit | N | N |  | POLRIS_2_ASEBT1 | GEN | Antelope Solar 2 Estrella BESS | 28 | 28 | SCE | Estrella Solar, LLC | OTHER | LESR | SP15 | 2023-12-29 |  | CISO | SCE | 0
Participating Unit | N | N |  | BALCHS_7_UNIT 3 | GEN | BALCH 2 PH UNIT 3 | 54.6 | 54.6 | PGAE | Pacific Gas & Electric Company | HYDRO | WATER | NP15 | 1958-01-01 |  | CISO | PGAE | 0
Participating Unit | Y | N |  | YUBACT_1_SUNSWT | GEN | YUBA CITY COGEN | 49.97 | 49 | PGAE | Yuba City Cogeneration Partners, L.P. | COMBUSTION TURBINE | NATURAL GAS | NP15 | 1990-12-27 |  | CISO | PGAE | 0
Participating Unit | N | N |  | STROUD_6_WWHSR1 | GEN | Winter Wheat Solar Farm | 1.5 | 1.5 | PGAE | GASNA 36P, LLC | PHOTO VOLTAIC | SUN | NP15 | 2019-05-11 |  | CISO | PGAE | 0
Participating Unit | N | Y | GYS5X6_7_UNITS | GYS5X6_7_UNITS | GEN | GEYSERS UNITS 5 & 6 AGGREGATE | 98.43 |  | PGAE | Geysers Power Company, LLC | STEAM | GEOTHERMAL | NP15 | 1971-01-01 |  | CISO | PGAE | 0
Non-Participating |  | Y | TERMEX_2_PL1X3 | TERMEX_2_GTG2 | GEN | TERMEX_2_GTG2 | 180 | 180 |  |  |  |  | SP15 |  |  | CISO | SDGE | 0
Participating Unit | N | N |  | VOYAGR_2_VOYWD1 | GEN | Voyager 1 | 128.91 | 131.1 | SCE | Alta Interconnection Management III, LLC | WIND | WIND | SP15 | 2019-12-30 |  | CISO | SCE | 0
Participating Unit | N | N |  | VICTOR_1_CREST | GEN | Victor Aggregate Solar Resources | 11.99 | 38.2 | SCE | Southern California Edison Company | PHOTO VOLTAIC | SUN | SP15 | 2017-09-13 |  | CISO | SCE | 0
Participating Unit | N | N |  | WHITEH_2_MEADDYN1 | TG | White Hills A | 50 |  | SCE | MEAD230 | WIND | WIND | SP15 | 2020-12-16 |  | WALC | SCE | 1
Participating Unit | N | N |  | PADUA_2_SOLAR1 | GEN | Kona Solar - Rancho DC #1 | 1.75 | 1.8 | SCE | Kona Solar, LLC | PHOTO VOLTAIC | SUN | SP15 | 2015-06-02 |  | CISO | SCE | 0
Participating Unit | N | Y | SCEW_2_PDRP131 | SCEW_2_PDRP131 | GEN | SCEW_2_PDRP131 | 0.99 |  | SCE | Leapfrog Power, Inc. | OTHER | OTHER | SP15 |  |  | CISO | SCE | 0
Non-Participating | N | Y | COLVIL_7_PL1X2 | COLVIL_7_UNIT 2 | GEN | COLLIERVILLE HYDRO UNIT 2 | 126 | 126 |  | NCPA (MSS Agreement - S14) | HYDRO | WATER | NP15 |  |  | CISO | NCPA | 0
Participating Unit | N | N |  | USWPFK_6_FRICK | GEN | Frick Summit Wind Repower | 10 | 10 | PGAE | Altamont Winds LLC | WIND | WIND | NP15 | 2021-07-02 |  | CISO | PGAE | 0
Participating Unit | N | N |  | CHINO_2_APEBT1 | GEN | Pomona Energy Storage | 20 | 20 | SCE | VESI Pomona Energy Storage, Inc. | OTHER | LESR | SP15 | 2016-12-31 |  | CISO | SCE | 0
Participating Unit | N | N |  | LAMONT_1_SOLAR4 | GEN | Hayworth Solar Farm | 26.66 | 27 | PGAE | 65HK 8me LLC | PHOTO VOLTAIC | SUN | ZP26 | 2015-12-23 |  | CISO | PGAE | 0
Participating Unit | N | N |  | VICTOR_1_SOLAR2 | GEN | Alamo Solar | 20 | 20 | SCE | Alamo Solar, LLC | PHOTO VOLTAIC | SUN | SP15 | 2015-05-15 |  | CISO | SCE | 0
Participating Unit | N | Y | CENTPD_2_BMSX2 | CENTPD_2_BMSX2 | GEN | Blythe Mesa Solar 2 BESS | 112 | 112 | SCE | Blythe Mesa Solar II, LLC | OTHER | LESR | SP15 | 2022-12-21 |  | CISO | SCE | 0
Participating Unit | N | N |  | WEEDPC_6_KNSSR1 | GEN | Kern Sunset | 2.37 | 2.37 | PGAE | Weedpatch Solar, LLC | PHOTO VOLTAIC | SUN | ZP26 | 2025-01-14 |  | CISO | PGAE | 0
Participating Unit | N | N |  | VIKING_2_VCSSR1 | TG | VIKINGS CO-LOCATED PV | 132.1 | 130 | SCE | MIR2 | PHOTO VOLTAIC | SUN | SP15 | 2024-11-11 |  | IID | SCE | 1
Participating Unit | N | N |  | DAVIS_1_SOLAR2 | GEN | Grasslands 4 | 1 | 1 | PGAE | Yolo County | PHOTO VOLTAIC | SUN | NP15 | 2013-08-05 |  | CISO | PGAE | 0
Non-Participating | N | Y | GWFPWR_1_UNITS | GWFPWR_1_CT 1 | GEN | HEP PEAKER PLANT UNIT 1 | 50 | 50 |  | GWF Energy LLC | COMBUSTION TURBINE | NATURAL GAS | NP15 |  |  | CISO | PGAE | 0
Non-Participating | N | Y | TIGRCK_7_UNITS | TIGRCK_7_UNIT 2 | GEN | Tiger Creek Unit 2 | 31 | 31 |  | Pacific Gas & Electric Company | HYDRO | WATER | NP15 |  |  | CISO | PGAE | 0
Participating Unit | N | N |  | SHUTLE_6_RUISR2 | GEN | Rutan 2 | 1.5 | 1.5 | SCE | TerraForm Phoenix I CD Holdings LLC | PHOTO VOLTAIC | SUN | SP15 | 2024-04-29 |  | CISO | SCE | 0
Participating Unit | N | Y | SCEW_2_PDRP190 | SCEW_2_PDRP190 | GEN | CBP-3-W | 1.41 |  | SCE | Southern California Edison | OTHER | OTHER | SP15 |  |  | CISO | SCE | 0
Non-Participating | N | Y | SLUISP_2_UNITS | SLUISP_2_UNIT 7 | GEN | San Luis P-G Unit 7 | 53 | 53 | PGAE | California Dept. of Water Resources | PUMPED STORAGE | WATER | NP15 |  |  | CISO | PGAE | 0
Participating Unit | N | N |  | ROMOLA_5_MPBBT3 | GEN | Menifee Power Bank 3 | 50 | 50 | SCE | NOVA Power, LLC | OTHER | LESR | SP15 | 2024-09-20 |  | CISO | SCE | 0
Participating Unit | N | Y | PGF1_2_PDRP105 | PGF1_2_PDRP105 | GEN | PGF1_2_PDRP105 | 4.8 |  | PGAE | OHMCONNECT, INC. | OTHER | OTHER | NP15 |  |  | CISO | PGAE | 0
Participating Unit | N | N |  | LAPLMA_2_UNIT 2 | GEN | La Paloma Generating Plant Unit #2 | 266 | 295 | PGAE | CXA La Paloma LLC | COMBINED CYCLE | NATURAL GAS | ZP26 | 2003-03-05 |  | CISO | PGAE | 0
Participating Unit | N | N |  | CMBLND_2_DS2BT2 | GEN | Daggett 2 b BESS | 33 | 33 | SCE | Daggett Solar Power 2 LLC | OTHER | LESR | SP15 | 2023-11-22 |  | CISO | SCE | 0
Participating Unit | N | Y | SCEC_1_PDRP138 | SCEC_1_PDRP138 | GEN | SCEC_1_PDRP138 | 0.99 |  | SCE | Leapfrog Power, Inc. | OTHER | OTHER | SP15 |  |  | CISO | SCE | 0
Participating Unit | N | N |  | ETIWND_2_CHMPNE | GEN | Champagne | 1 | 1.5 | SCE | California PV Energy, LLC | PHOTO VOLTAIC | SUN | SP15 | 2013-12-20 |  | CISO | SCE | 0
Participating Unit | N | Y | COLUSA_2_PL1X3 | COLUSA_2_PL1X3 | GEN | Colusa Generating Station | 641 |  | PGAE | Pacific Gas & Electric Company | COMBINED CYCLE | NATURAL GAS | NP15 | 2010-12-22 |  | CISO | PGAE | 0
Participating Unit | N | Y | MDFKRL_2_PROJCT | MDFKRL_2_PROJCT | GEN | MIDDLE FORK AND RALSTON PSP | 210 |  | PGAE | Placer County Water Agency | HYDRO | WATER | NP15 | 1966-01-01 |  | CISO | PGAE | 0
Participating Unit | N | N |  | LGHTHP_6_ICEGEN | GEN | CARSON COGENERATION | 48 | 54.7 | SCE | Carson Hybrid Energy Storage LLC | COMBINED CYCLE | NATURAL GAS | SP15 | 1989-12-22 |  | CISO | SCE | 0
Participating Unit | Y | N |  | VEDDER_1_SEKERN | GEN | TEXACO EXPLORATION & PROD (SE KERN RIVER | 34.47 | 39.7 | PGAE | Pacific Gas & Electric Company | FTUR | NATURAL GAS | ZP26 | 1989-01-31 |  | CISO | PGAE | 0
Participating Unit | N | N |  | ALTWD_2_COAWD1 | GEN | Coachella 1 | 50.4 | 50.4 | SCE | Coachella Wind Holdings, LLC | WIND | WIND | SP15 | 2021-04-13 |  | CISO | SCE | 0
Participating Unit | N | N |  | KEARNY_6_NESBT1 | GEN | Kearny North Energy Storage | 10 | 10 | SDGE | San Diego Gas & Electric | OTHER | LESR | SP15 | 2022-03-10 |  | CISO | SDGE | 0
Participating Unit | N | N |  | CRSTWD_6_KUMYAY | GEN | Kumeyaay Wind Farm | 50 | 50 | SDGE | Kumeyaay Wind LLC | WIND | WIND | SP15 | 2005-12-21 |  | CISO | SDGE | 0
Participating Unit | N | N |  | ATLASC_5_ACBBT3 | GEN | Atlas Complex 7B BESS | 120 | 120 | SCE | Atlas VII, LLC | OTHER | LESR | SP15 |  |  | CISO | SCE | 0
Participating Unit | N | N |  | MSTANG_2_SOLAR4 | GEN | Mustang 4 | 30 | 30 | PGAE | RE Mustang 4 LLC | PHOTO VOLTAIC | SUN | NP15 | 2016-06-09 |  | CISO | PGAE | 0
Participating Unit | N | N |  | CLINESCO_3_WBDYN | TG | CLINES CORNERS B | 194.28 |  | SCE | WILLOWBEACH | WIND | WIND | SP15 | 2021-12-01 |  | PNM | SCE | 1
Participating Unit | N | Y | PIT4_7_PL1X2 | PIT4_7_PL1X2 | GEN | PIT PH 4 UNITS 1 & 2 AGGREGATE | 95 |  | PGAE | Pacific Gas & Electric Company | HYDRO | WATER | NP15 | 1955-01-01 |  | CISO | PGAE | 0
Non-Participating | N | Y | WARNE_2_UNIT | WARNE_2_UNIT 1 | GEN | WARNE HYDRO UNIT 1 | 39.1 | 39.1 |  | California Dept. of Water Resources | HYDRO | WATER | SP15 |  |  | CISO | CWRS | 0
Participating Unit | N | N |  | VENWD_1_WIND3 | GEN | Painted Hills | 44.53 | 44.6 | SCE | Painted Hills Wind Holdings, LLC | WIND | WIND | SP15 | 2021-04-14 |  | CISO | SCE | 0
Participating Unit | N | N |  | MRGT_6_TGEBT1 | GEN | Top Gun Energy Storage | 30 | 30 | SDGE | San Diego Gas and Electric Company | OTHER | LESR | SP15 | 2021-06-30 |  | CISO | SDGE | 0
Participating Unit | N | N |  | TOWNSITE_2_MEADDYN | TG | Townsite Solar BESS | 180 |  | SCE | MEAD230 | OTHER | HYBD | SP15 | 2021-12-17 |  | WALC | SCE | 1
Non-Participating | N | Y | WISHON_6_UNITS | WISHON_6_UNIT 3 | GEN | WISHON HYDRO UNIT 3 | 5.6 | 5.6 |  | Pacific Gas & Electric Company | HYDRO | WATER | NP15 |  |  | CISO | PGAE | 0
Participating Unit | Y | N |  | CLRMTK_1_QF | GEN | SMALL QF AGGREGATION - OAKLAND | 1.25 | 1.3 | PGAE | Pacific Gas & Electric Company | FTUR | NATURAL GAS | NP15 | 1983-12-05 |  | CISO | PGAE | 0
Participating Unit | N | N |  | FROGTN_1_UTICAA | GEN | Angels Powerhouse | 1.4 | 1.4 | PGAE | Utica Water and Power Authority | HYDRO | WATER | NP15 | 2017-08-22 |  | CISO | PGAE | 0
Participating Unit | N | N |  | SANBRN_2_EESSB2 | GEN | Edsan 2 Edwards Sanborn E1B | 166 | 166 | SCE | Edwards Solar 1B, LLC. | OTHER | HYBD | SP15 | 2023-11-09 |  | CISO | SCE | 0
Participating Unit | N | Y | BRODIE_2_WIND | BRODIE_2_WIND | GEN | Coram Brodie Wind Project | 102 |  | SCE | Coram California Development, L.P. | WIND | WIND | SP15 | 2012-03-29 |  | CISO | SCE | 0
Non-Participating | N | Y | WARNE_2_UNIT | WARNE_2_UNIT 2 | GEN | WARNE HYDRO UNIT 2 | 39.1 | 39.1 |  | California Dept. of Water Resources | HYDRO | WATER | SP15 |  |  | CISO | CWRS | 0
Participating Unit | N | N |  | VACADX_1_SOLAR | GEN | Vaca-Dixon Solar Station | 2.5 | 2.5 | PGAE | Pacific Gas & Electric Company | PHOTO VOLTAIC | SUN | NP15 | 2013-09-06 |  | CISO | PGAE | 0
Non-Participating | N | Y | DMDVLY_1_UNITS | DMDVLY_1_GEN 12 | GEN | Diamond Valley Unit 12 | 3.3 | 3.3 |  | Metropolitan Water District of Southern California (MWD) | PUMPED STORAGE | WATER | SP15 |  |  | CISO | SCE | 0
Participating Unit | N | Y | HARBGN_7_UNITS | HARBGN_7_UNITS | GEN | HARBOR COGEN COMBINED CYCLE | 109.01 |  | SCE | Harbor Cogeneration Company | COMBINED CYCLE | NATURAL GAS | SP15 | 2001-06-14 |  | CISO | SCE | 0
Non-Participating | N | Y | DUANE_1_PL1X3 | DUANE_7_STG3 | GEN | Donald Von Raesfeld STG Unit 3 | 53.6 | 53.6 |  | Donald Von Raesfeld Power Plant | STEAM | HEAT RECOVERY | NP15 |  |  | CISO | NCPA | 0
Non-Participating | N | Y | PNCHPP_1_PL1X2 | PNCHPP_1_CTG2 | GEN | STARWOOD POWER - MIDWAY UNIT 2 | 82.3 | 82.3 |  | Starwood Power-Midway, LLC | COMBUSTION TURBINE | NATURAL GAS | NP15 |  |  | CISO | PGAE | 0
Participating Unit | N | N |  | MKTRCK_1_UNIT 1 | GEN | MCKITTRICK LIMITED | 47.72 | 57.9 | PGAE | McKittrick Limited | COMBUSTION TURBINE | NATURAL GAS | ZP26 | 1991-10-16 |  | CISO | PGAE | 0
Participating Unit | N | N |  | GLNARM_7_UNIT 3 | GEN | GLEN ARM UNIT 3 | 44.83 | 47.3 | SCE | City of Pasadena | COMBUSTION TURBINE | NATURAL GAS | SP15 | 2004-01-08 |  | CISO | PASA | 0
Participating Unit | N | N |  | SANBRN_2_ES2SB3 | GEN | EdSan 2 Sanborn 3 | 42 | 42 | SCE | ES 1A Group 2 Opco, LLC | OTHER | HYBD | SP15 | 2022-04-13 |  | CISO | SCE | 0
Participating Unit | N | N |  | VISTRA_5_DALBT4 | GEN | Dallas Energy Storage 4 | 100 | 100 | PGAE | Moss Landing Energy Storage 2, LLC | OTHER | LESR | NP15 | 2021-07-28 |  | CISO | PGAE | 0
Participating Unit | N | N |  | MOORPK_2_ACOBT1 | GEN | Acorn I BESS | 1.95 | 2 | SCE | Acorn I Energy Storage, LLC | OTHER | LESR | SP15 | 2021-03-31 |  | CISO | SCE | 0
Participating Unit | N | N |  | USWND4_2_UNIT2 | GEN | Altamont Landfill Gas to Energy | 7.4 | 7.4 | PGAE | WM Renewable Energy, LLC | COMBUSTION TURBINE | BIOGAS | NP15 | 2018-02-01 |  | CISO | PGAE | 0
Non-Participating | N | Y | PNCHEG_2_PL1X4 | PNCHEG_2_CTG2 | GEN | PANOCHE ENERGY CENTER (CTG2) | 104.25 | 104.25 |  | PANOCHE ENERGY CENTER | COMBUSTION TURBINE | NATURAL GAS | NP15 |  |  | CISO | PGAE | 0
Participating Unit | N | N |  | NOVATO_6_LNDFL | GEN | Redwood Renewable Energy | 3.9 | 3.9 | PGAE | WM Renewable Energy, LLC | RECIPROCATING ENGINE | BIOGAS | NP15 | 2017-09-16 |  | CISO | PGAE | 0
Participating Unit | N | N |  | MARCPW_6_SOLAR1 | GEN | Maricopa West Solar PV | 20 | 20 | PGAE | Maricopa West Solar PV, LLC | PHOTO VOLTAIC | SUN | ZP26 | 2015-12-12 |  | CISO | PGAE | 0
Participating Unit | N | N |  | NORCNV_1_NCVBT1 | GEN | North Central Valley | 132 | 132 | PGAE | North Central Valley Energy Storage, LLC | OTHER | LESR | NP15 | 2023-08-30 |  | CISO | PGAE | 0
Participating Unit | N | N |  | WLDWD_1_SOLAR1 | GEN | Wildwood Solar I | 20 | 20 | PGAE | Wildwood Solar I, LLC | PHOTO VOLTAIC | SUN | ZP26 | 2015-02-19 |  | CISO | PGAE | 0
Participating Unit | N | Y | SDG1_1_PDRP106 | SDG1_1_PDRP106 | GEN | SDG1_1_PDRP106 | 9.99 |  | SDGE | Leapfrog Power, Inc. | OTHER | OTHER | SP15 |  |  | CISO | SDGE | 0
Participating Unit | N | Y | SCEC_1_PDRP124 | SCEC_1_PDRP124 | GEN | LCR AMS Hybrid West LA 1-C-LCRLL | 2.41 |  | SCE | Southern California Edison | OTHER | OTHER | SP15 |  |  | CISO | SCE | 0
Participating Unit | N | N |  | GLNARM_7_UNIT 4 | GEN | GLEN ARM UNIT 4 | 42.42 | 47.3 | SCE | City of Pasadena | COMBUSTION TURBINE | NATURAL GAS | SP15 | 2004-01-08 |  | CISO | PASA | 0
Participating Unit | N | N |  | BLM W_2_MDRBT1 | GEN | BLM EAST Facility Mordor 2 | 20 | 20 | SCE | Mordor ES2 LLC | OTHER | LESR | SP15 | 2025-04-29 |  | CISO | SCE | 0
Non-Participating | N | Y | KELSO_2_UNITS | KELSO_3_GTG8 | GEN | Mariposa Energy Project | 49.4 | 49.4 |  | Pacific Gas & Electric Company | COMBUSTION TURBINE | NATURAL GAS |  |  |  | CISO | PGAE | 0
Participating Unit | N | N |  | CONTRL_1_OXBOW | GEN | Dixie Valley Geo | 60 | 64.7 | SCE | Ormat Dixie Valley LLC | STEAM | GEOTHERMAL | SP15 | 2018-07-05 |  | CISO | SCE | 0
Participating Unit | N | N |  | SCARLT_2_SSBBT1 | GEN | Scarlet Solar CA 1B | 30 | 30 | PGAE | EDPR Scarlet I LLC | OTHER | LESR | NP15 | 2024-05-03 |  | CISO | PGAE | 0
Participating Unit | Y | N |  | PADUA_6_QF | GEN | PADUA QFS | 0.87 | 30.1 | SCE | Southern California Edison Company | OTHER | OTHER | SP15 | 1984-01-01 |  | CISO | SCE | 0
Participating Unit | Y | N |  | ESCO_6_GLMQF | GEN | Goal Line Cogen | 49.9 | 49.9 | SDGE | Goal Line, L.P. | COMBUSTION TURBINE | NATURAL GAS | SP15 | 1994-01-01 |  | CISO | SDGE | 0
Participating Unit | N | N |  | FRNTBW_6_SOLAR1 | GEN | Frontier Solar | 20 | 20 | PGAE | CED Lost Hills Solar, LLC | PHOTO VOLTAIC | SUN | ZP26 | 2019-02-05 |  | CISO | PGAE | 0
Participating Unit | N | N |  | OASIS_6_VINSR1 | GEN | Vinam | 1.5 | 1.5 | SCE | TerraForm Phoenix I CD Holdings, LLC | PHOTO VOLTAIC | SUN | SP15 | 2023-10-30 |  | CISO | SCE | 0
Participating Unit | N | N |  | DSFLWR_2_W9CSB2 | GEN | Willy 9 Chap 2 | 72 | 72 | SCE | Chaparral Springs, LLC | OTHER | HYBD | SP15 | 2025-05-08 |  | CISO | SCE | 0
Participating Unit | N | N |  | SUNCAT_2_A2BSR2 | GEN | Arlington Solar Unit 2B | 133 | 133 | SCE | ARLINGTON SOLAR, LLC | PHOTO VOLTAIC | SUN | SP15 | 2023-10-20 |  | CISO | SCE | 0
Participating Unit | N | N |  | SHANDN_2_SBBBM1 | GEN | San Bernardino Biogas | 2.6 | 2.6 | SCE | Organic Energy Solutions LLC | RECIPROCATING ENGINE | BIOMASS | SP15 | 2023-06-30 |  | CISO | SCE | 0
Participating Unit | N | N |  | ULTRCK_2_UNIT | GEN | Rio Bravo Rocklin | 24.4 | 28.8 | PGAE | Rio Bravo Rocklin | STEAM | BIOMASS | NP15 | 2017-09-07 |  | CISO | PGAE | 0
Participating Unit | N | N |  | RSMSLR_6_SOLAR1 | GEN | Rosamond One | 20 | 20 | SCE | RE Rosamond One LLC | PHOTO VOLTAIC | SUN | SP15 | 2013-12-20 |  | CISO | SCE | 0
Participating Unit | Y | N |  | SPI LI_2_UNIT 1 | GEN | Lincoln Biomass | 17.2 | 19.2 | PGAE | Sierra Pacific Industries | STEAM | BIOMASS | NP15 | 1986-06-03 |  | CISO | PGAE | 0
Participating Unit | N | N |  | SBERDO_2_SNTANA | GEN | SANTA ANA PSP | 6.95 | 7 | SCE | Southern California Edison Company | HYDRO | WATER | SP15 | 2009-03-31 |  | CISO | SCE | 0
Participating Unit | N | N |  | DELAMO_2_SOLAR3 | GEN | Golden Springs Building G | 1.25 | 1.3 | SCE | Golden Springs Development Company, LLC | PHOTO VOLTAIC | SUN | SP15 | 2017-02-24 |  | CISO | SCE | 0
Participating Unit | N | N |  | ALHMBR_1_ALHSLR | TG | SG Alhambra | 50 | 50 | SDGE | IVLY2 | PHOTO VOLTAIC | SUN | SP15 | 2015-08-29 |  | IID | SDGE | 1
Participating Unit | N | N |  | LOWGAP_7_QFUNTS | GEN | Matthews Dam Hydro | 1.35 | 3.5 | PGAE | Humboldt Bay Municipal Water District | HYDRO | WATER | NP15 | 2017-05-10 |  | CISO | PGAE | 0
Participating Unit | N | N |  | DELSUR_6_SOLAR1 | GEN | Summer Solar North | 6.5 | 6.5 | SCE | FTS Master Tenant 1, LLC | PHOTO VOLTAIC | SUN | SP15 | 2015-06-03 |  | CISO | SCE | 0
Participating Unit | N | N |  | SYCAMR_2_UNIT 1 | GEN | Sycamore Cogeneration Unit 1 | 74 | 90 | SCE | Chevron Power Holdings | FTUR | NATURAL GAS | SP15 | 1987-01-01 |  | CISO | SCE | 0
Participating Unit | N | N |  | VICPAS_2_VPSSR1 | GEN | Victory Pass Solar | 200 | 200 | SCE | Victory Pass I, LLC | PHOTO VOLTAIC | SUN | SP15 | 2024-03-26 |  | CISO | SCE | 0
Participating Unit | Y | N |  | FELLOW_7_QFUNTS | GEN | Fellow QF Aggregate | 6.2 | 17.5 | PGAE | Pacific Gas & Electric Company | FTUR | NATURAL GAS | ZP26 | 2006-06-01 |  | CISO | PGAE | 0
Participating Unit | N | N |  | CALGEN_1_MDRBT1 | GEN | Coso Navy 1 | 25 | 25 | SCE | Mordor ES1 LLC | OTHER | LESR | SP15 | 2025-04-29 |  | CISO | SCE | 0
Participating Unit | N | N |  | VALTNE_2_TSBBT1 | GEN | Tropico Solar Big Beau B | 18 | 18 | SCE | Big Beau Solar, LLC | OTHER | LESR | SP15 | 2025-07-02 |  | CISO | SCE | 0
Non-Participating | N | Y | BIGCRK_2_EXESWD | BGCRK2_7_UNIT 2 | GEN | BIG CREEK PH 2 UNIT 2 | 55 | 55 |  | Southern California Edison Company | HYDRO | WATER | SP15 |  |  | CISO | SCE | 0
Participating Unit | Y | N |  | OAK C_1_EBMUD | GEN | MWWTP PGS 1 - ENGINES | 6.9 | 6.9 | PGAE | EAST BAY MUNICIPAL UTILITY DISTRICT | RECIPROCATING ENGINE | BIOGAS | NP15 | 2012-11-01 |  | CISO | PGAE | 0
Participating Unit | N | N |  | CPVERD_2_SOLAR | GEN | Campo Verde Solar | 139 | 147 | SDGE | Campo Verde Solar, LLC | PHOTO VOLTAIC | SUN | SP15 | 2013-10-22 |  | CISO | SDGE | 0
Participating Unit | N | N |  | HINSON_6_LBECH1 | GEN | Long Beach Unit 1 | 63 | 70 | SCE | Long Beach Generation LLC | FTUR | NATURAL GAS | SP15 | 2007-08-01 |  | CISO | SCE | 0
Participating Unit | N | N |  | COLGNS_2_CNSSR1 | TG | ColGreen North Shore | 74.8 | 74.8 | SCE | MIR2 | PHOTO VOLTAIC | SUN | SP15 | 2018-12-31 |  | IID | SCE | 1
Participating Unit | N | N |  | YELPIN_2_YP2SR3 | GEN | Yellow Pine 2 B PV | 65 | 65 | SCE | Yellow Pine Solar Interconnect, LLC | PHOTO VOLTAIC | SUN | SP15 | 2024-06-27 |  | CISO | VEA | 0
Participating Unit | N | N |  | INTMNT_3_CC_4_RIVERSIDE | TG | Intermountain; Unit 4 RVS Share | 37.09 |  | SCE | IPP | COMBINED CYCLE | NATURAL GAS | SP15 |  |  | LADWP | SCE | 0
Participating Unit | N | N |  | LOTUS_6_LSFSR1 | GEN | Lotus Solar Farm | 50 | 50 | PGAE | 41MB 8me LLC | PHOTO VOLTAIC | SUN | NP15 | 2020-05-30 |  | CISO | PGAE | 0
Participating Unit | N | N |  | WSNR_2_CVPDYN | TG | Central Valley 1 | 10 |  | PGAE | CTW230 | HYDRO | WATER | NP15 | 2017-07-26 |  | BANC | PGAE | 1
Participating Unit | N | N |  | TMPLTN_2_SOLAR | GEN | Vintner Solar | 1.5 | 1.5 | PGAE | Vintner Solar LLC | PHOTO VOLTAIC | SUN | ZP26 | 2014-03-05 |  | CISO | PGAE | 0
Participating Unit | N | N |  | HELMPG_7_UNIT 1 | GEN | HELMS PUMP-GEN UNIT 1 | 407 | 407 | PGAE | Pacific Gas & Electric Company | PUMPED STORAGE | WATER | NP15 | 1984-01-01 |  | CISO | PGAE | 0
Non-Participating | N | Y | KRAMER_1_R1BX3 | KRAMER_1_R1BBT3 | GEN | Resurgence 1 BESS | 25 | 25 |  | Resurgence Solar I, LLC | OTHER | LESR | SP15 |  |  | CISO | SCE | 0
Non-Participating | N | Y | PNOCHE_1_PL1X2 | PNOCHE_7_ICE2 | GEN | Panoche Peaker Facility | 0.3 | 0.3 |  | Wellhead Power Panoche, LLC | RECIPROCATING ENGINE | NATURAL GAS | NP15 |  |  | CISO | PGAE | 0
Participating Unit | N | N |  | RECTOR_2_KAWH 1 | GEN | KAWEAH PH 1 UNIT 1 | 2.25 | 2.3 | SCE | Southern California Edison Company | HYDRO | WATER | SP15 | 1929-01-01 |  | CISO | SCE | 0
Participating Unit | Y | N |  | FTSWRD_7_QFUNTS | GEN | FTSWRD_7_QFUNTS | 1.6 | 1.3 | PGAE | Pacific Gas & Electric Company | HYDRO | WATER | NP15 | 2009-03-31 |  | CISO | PGAE | 0
Participating Unit | N | Y | KOLA_2_KLBBT1 | KOLA_2_KLBBT1 | GEN | Kola | 275 | 275 | PGAE | Kola Energy Storage, LLC | OTHER | LESR | NP15 | 2025-08-01 |  | CISO | PGAE | 0
Participating Unit | N | N |  | HELMPG_7_UNIT 2 | GEN | HELMS PUMP-GEN UNIT 2 | 407 | 407 | PGAE | Pacific Gas & Electric Company | PUMPED STORAGE | WATER | NP15 | 1984-01-01 |  | CISO | PGAE | 0
Participating Unit | N | N |  | ASTORA_2_SOLAR2 | GEN | Astoria 2 | 75 | 75 | SCE | RE Astoria 2 LLC | PHOTO VOLTAIC | SUN | SP15 | 2016-10-31 |  | CISO | SCE | 0
Participating Unit | N | Y | SDG1_1_PDRP102 | SDG1_1_PDRP102 | GEN | SDG1_1_PDRP102 | 0.99 |  | SDGE | Leapfrog Power, Inc. | OTHER | OTHER | SP15 |  |  | CISO | SDGE | 0
Participating Unit | N | Y | CHESTN_2_CHWSX2 | CHESTN_2_CHWSX2 | GEN | Chestnut Westside PV | 150 |  | PGAE | Castanea Project, LLC | PHOTO VOLTAIC | SUN | ZP26 | 2023-12-14 |  | CISO | PGAE | 0
Participating Unit | N | N |  | RDWAY_1_WA2SR3 | GEN | Watts II | 0.5 | 0.5 | SCE | TerraForm Phoenix I CD Holdings LLC | PHOTO VOLTAIC | SUN | SP15 | 2024-01-15 |  | CISO | SCE | 0
Non-Participating |  | Y | SBERDO_2_PSP3 | SBERDO_7_CT3B | GEN | SBERDO_7_CT3B | 182 | 182 |  |  |  |  | SP15 |  |  | CISO | SCE | 0
Participating Unit | N | N |  | SBERDO_6_MILLCK | GEN | MILL CREEK PSP | 3.93 | 4 | SCE | Southern California Edison Company | HYDRO | WATER | SP15 | 2009-03-31 |  | CISO | SCE | 0
Participating Unit | N | Y | SCEW_2_PDRP159 | SCEW_2_PDRP159 | GEN | LCR AMS Hybrid West LA 1-W-LNEI1 | 8.19 |  | SCE | Southern California Edison | OTHER | OTHER | SP15 |  |  | CISO | SCE | 0
Participating Unit | N | N |  | SLYCRK_1_UNIT 1 | GEN | SLY CREEK HYDRO | 13 | 13 | PGAE | South Feather Water and Power | HYDRO | WATER | NP15 | 1983-01-01 |  | CISO | PGAE | 0
Non-Participating | N | Y | GILROY_1_UNIT | GILROY_1_CT1 | GEN | GILROY COGEN - UNIT 1 | 95 | 95 |  | Calpine Gilroy Cogen, L.P. | COMBUSTION TURBINE | NATURAL GAS | NP15 |  |  | CISO | PGAE | 0
Participating Unit | N | N |  | DEVERS_1_SOLAR1 | GEN | SEPV8 | 12 | 12 | SCE | Highlander Solar 1, LLC | PHOTO VOLTAIC | SUN | SP15 | 2013-06-01 |  | CISO | SCE | 0
Non-Participating | N | Y | AQUAWS_2_AQWSR1 | AQUAWS_2_AQWSU2 | GEN | Aquamarine Westside | 125 | 13.5 | PGAE | Aquamarine Westside, LLC | PHOTO VOLTAIC | SUN | ZP26 |  |  | CISO | PGAE | 0
Participating Unit | N | N |  | MSTANG_2_MTGBT1 | GEN | Mustang 1 BESS | 75 | 75 | PGAE | Mulberry BESS LLC | OTHER | LESR | NP15 | 2021-11-01 |  | CISO | PGAE | 0
Participating Unit | N | N |  | ALAMIT_2_AESBT2 | GEN | Alamitos Energy Storage 2 | 82 | 82 | SCE | AES ES Alamitos 2, LLC | OTHER | LESR | SP15 | 2024-11-14 |  | CISO | SCE | 0
Participating Unit | N | Y | SCEC_1_PDRP122 | SCEC_1_PDRP122 | GEN | SCEC_1_PDRP122 | 0.99 |  | SCE | Leapfrog Power, Inc. | OTHER | OTHER | SP15 |  |  | CISO | SCE | 0
Non-Participating | Y | Y | MIDSUN_1_PL1X2 | MIDSUN_1_CT5B | GEN | MIDSUN_1_CT5B | 4.8 | 4.8 |  | Berry Petroleum Company, LLC | COMBUSTION TURBINE | NATURAL GAS | ZP26 |  |  | CISO | PGAE | 0
Participating Unit | N | Y | SPAULD_6_UNIT12 | SPAULD_6_UNIT12 | GEN | SPAULDING HYDRO PH 1 & 2 AGGREGATE | 11.4 |  | PGAE | Pacific Gas & Electric Company | HYDRO | WATER | NP15 | 1929-01-01 |  | CISO | PGAE | 0
Participating Unit | N | N |  | CMBLND_2_DS2SR3 | GEN | Daggett 2 c PV | 52 | 52 | SCE | Daggett Solar Power 2 LLC | PHOTO VOLTAIC | SUN | SP15 | 2023-12-01 |  | CISO | SCE | 0
Participating Unit | N | N |  | SANLOB_1_LNDFIL | GEN | Cold Canyon | 1.5 | 5 | PGAE | Toro Energy of California SLO | RECIPROCATING ENGINE | BIOGAS | ZP26 | 2013-07-18 |  | CISO | PGAE | 0
Participating Unit | N | Y | SCEW_2_PDRP111 | SCEW_2_PDRP111 | GEN | SCEW_2_PDRP111 | 0.99 |  | SCE | Leapfrog Power, Inc. | OTHER | OTHER | SP15 |  |  | CISO | SCE | 0
Participating Unit | N | N |  | GEYS18_7_UNIT18 | GEN | GEYSERS UNIT 18 (HEALDSBURG) | 72 | 119.9 | PGAE | Geysers Power Company, LLC | STEAM | GEOTHERMAL | NP15 | 1983-01-01 |  | CISO | PGAE | 0
Participating Unit | N | N |  | RSMNDS_2_RSESR1 | GEN | Rosamond South East | 100 | 100 | SCE | Golden Fields Solar IV, LLC | PHOTO VOLTAIC | SUN | SP15 |  |  | CISO | SCE | 0
Participating Unit | N | Y | SCEC_1_PDRP193 | SCEC_1_PDRP193 | GEN | ESPN_SCEC_1_PDRP193 | 9.99 |  | SCE | Enersponse, Inc | OTHER | OTHER | SP15 |  |  | CISO | SCE | 0
Non-Participating |  | Y | OTMESA_2_PL1X3 | OTMESA_2_CTG2 | GEN | OTAY MESA COMBUSTION TURBINE 2 | 208 | 208 |  | Otay Mesa Energy Center, LLC | COMBUSTION TURBINE | NATURAL GAS | SP15 |  |  | CISO | SDGE | 0
Participating Unit | N | N |  | OXBOW_6_DRUM | GEN | OXBOW HYDRO | 5.8 | 6 | PGAE | Placer County Water Agency | HYDRO | WATER | NP15 | 1966-01-01 |  | CISO | PGAE | 0
Participating Unit | N | N |  | DIABLO_7_UNIT 1 | GEN | Diablo Canyon Unit 1 | 1150 | 1176 | PGAE | Pacific Gas & Electric Company | STEAM | URANIUM | ZP26 | 1985-01-01 |  | CISO | PGAE | 0
Non-Participating | N | Y | LAROA2_2_UNITA1 | LAROA2_2_STG 2C | GEN | CENTRAL LA ROSITA II STEAM TURBINE | 155 | 155 |  | Energia de Baja California, S. de R.L. de C.V. | STEAM | HEAT RECOVERY | SP15 |  |  | CISO | SDGE | 0
Participating Unit | N | Y | MONTPH_7_UNITS | MONTPH_7_UNITS | GEN | MONTICELLO HYDRO AGGREGATE | 12.5 |  | PGAE | Pacific Gas & Electric Company | HYDRO | WATER | NP15 | 1974-01-01 |  | CISO | PGAE | 0
Participating Unit | N | N |  | YELPIN_2_YP2SR1 | GEN | Yellow Pine 2 | 125 | 125 | SCE | Yellow Pine Solar Interconnect, LLC | PHOTO VOLTAIC | SUN | SP15 | 2023-07-26 |  | CISO | VEA | 0
Participating Unit | N | N |  | MSOLAR_2_SOLAR1 | GEN | Mesquite Solar 1 | 165 | 170 | SDGE | Mesquite Solar 1, LLC | PHOTO VOLTAIC | SUN | SP15 | 2014-01-01 |  | CISO | SDGE | 0
Participating Unit | N | N |  | DUTCH1_7_UNIT 1 | GEN | DUTCH FLAT 1 PH | 22 | 22 | PGAE | Pacific Gas & Electric Company | HYDRO | WATER | NP15 | 1943-01-01 |  | CISO | PGAE | 0
Participating Unit | N | N |  | GARLND_2_GARBT1 | GEN | Garland B BESS | 88 | 88 | SCE | SP Garland Solar Storage, LLC | OTHER | LESR | SP15 | 2022-01-31 |  | CISO | SCE | 0
Participating Unit | N | N |  | DAVIS_1_SOLAR1 | GEN | Grasslands 3 | 1 | 1 | PGAE | Yolo County | PHOTO VOLTAIC | SUN | NP15 | 2013-07-01 |  | CISO | PGAE | 0
Participating Unit | N | N |  | PEORIA_1_SOLAR | GEN | Sonora 1 | 1.5 | 1.5 | PGAE | Fresh Air Energy IV, LLC | PHOTO VOLTAIC | SUN | NP15 | 2013-12-23 |  | CISO | PGAE | 0
Participating Unit | N | N |  | LUNAVL_2_LVSSR2 | GEN | Luna Valley Solar 2 | 2 | 2 | PGAE | Luna Valley Solar I, LLC | PHOTO VOLTAIC | SUN | NP15 |  |  | CISO | PGAE | 0
Participating Unit | N | N |  | LAMONT_1_SOLAR1 | GEN | Regulus Solar | 60 | 60 | PGAE | Regulus Solar, LLC | PHOTO VOLTAIC | SUN | ZP26 | 2014-09-02 |  | CISO | PGAE | 0
Participating Unit | N | N |  | SEARLS_1_TS3SR1 | GEN | Trona Solar III | 2 | 2 | SCE | Trona Solar III, LLC | PHOTO VOLTAIC | SUN | SP15 | 2023-04-13 |  | CISO | SCE | 0
Participating Unit | N | N |  | SCHNDR_1_FIVPTS | GEN | Five Points Solar Station | 15 | 15 | PGAE | Pacific Gas & Electric Company | PHOTO VOLTAIC | SUN | NP15 | 2011-10-07 |  | CISO | PGAE | 0
Participating Unit | N | N |  | LVNGST_1_WTASR1 | GEN | West Tambo Clean Power II | 2 | 2 | PGAE | West Tambo Clean Power ll LLC | PHOTO VOLTAIC | SUN | NP15 | 2024-11-08 |  | CISO | PGAE | 0
Non-Participating | N | Y | SPICER_1_UNITS | SPICER_1_UNIT 3 | GEN | SPICER HYDRO UNIT 3 | 0.5 | 0.5 |  | NCPA (MSS Agreement - S14) | HYDRO | WATER | NP15 |  |  | CISO | NCPA | 0
Non-Participating | N | Y | ELSEGN_2_UN2021 | ELSEGN_2_UNIT21 | GEN | El Segundo Energy Center Unit 7 | 228 | 228 |  | El Segundo Energy Center LLC | COMBINED CYCLE | NATURAL GAS | SP15 |  |  | CISO | SCE | 0
Participating Unit | Y | N |  | SYCAMR_2_UNIT 2 | GEN | Sycamore Cogeneration Unit 2 | 76 | 90 | SCE | Chevron Power Holdings | FTUR | NATURAL GAS | SP15 | 1987-01-01 |  | CISO | SCE | 0
Participating Unit | N | N |  | PROXSR_2_PS1SR2 | GEN | Proxima Solar 1B | 69.74 | 70 | PGAE | Proxima Solar, LLC | PHOTO VOLTAIC | SUN | NP15 | 2024-05-07 |  | CISO | PGAE | 0
Participating Unit | N | Y | SDG1_1_PDRP118 | SDG1_1_PDRP118 | GEN | SDG1_1_PDRP118 | 0.99 |  | SDGE | Leapfrog Power, Inc. | OTHER | OTHER | SP15 |  |  | CISO | SDGE | 0
Participating Unit | N | N |  | WESCAN_2_BDSBT1 | GEN | Bateria Del Sur | 131 | 131 | SDGE | CED Westside Canal Battery Storage, LLC | OTHER | LESR | SP15 | 2023-06-23 |  | CISO | SDGE | 0
Participating Unit | N | Y | SCEC_1_PDRP102 | SCEC_1_PDRP102 | GEN | SCEC_1_PDRP102 | 2 |  | SCE | OHMCONNECT, INC. | OTHER | OTHER | SP15 |  |  | CISO | SCE | 0
Participating Unit | N | N |  | MAGNLA_6_CERRITOS | TG | Magnolia Power Plant Cerritos | 12 |  | SCE | MARKETPLACE | COMBINED CYCLE | NATURAL GAS | SP15 | 2020-01-15 |  | LADWP | SCE | 1
Participating Unit | N | N |  | GARNET_1_WINDS | GEN | Garnet Winds Aggregation | 22.5 | 23.3 | SCE | Windpower Partners 1993, LLC | WIND | WIND | SP15 | 2011-02-21 |  | CISO | SCE | 0
Non-Participating | N | Y | ONLLPP_6_UNITS | ONLLPP_6_UNIT 3 | GEN | O'NEILL PUMP-GEN UNIT 3 | 4.2 | 4.2 |  |  | HYDRO | WATER | NP15 |  |  | CISO | PGAE | 0
Participating Unit | N | N |  | ATWEL2_1_SOLAR1 | GEN | Atwell West | 20 | 20 | PGAE | CED Atwell Island West, LLC | PHOTO VOLTAIC | SUN | ZP26 | 2015-06-11 |  | CISO | PGAE | 0
Participating Unit | Y | N |  | LOWGAP_1_SUPHR | GEN | Mill & Sulphur Creek Hydro | 0.99 | 1 | PGAE | Mill & Sulphur Creek Power Plant, LP | HYDRO | WATER | NP15 | 1988-02-23 |  | CISO | PGAE | 0
Participating Unit | N | N |  | DELAMO_2_SOLAR4 | GEN | Golden Springs Building F | 1.3 | 1.4 | SCE | Golden Springs Development Company, LLC | PHOTO VOLTAIC | SUN | SP15 | 2017-02-24 |  | CISO | SCE | 0
Participating Unit | Y | N |  | CHEVMN_2_UNITS | GEN | CHEVRON U.S.A. UNITS 1 & 2 AGGREGATE | 124.87 | 170.7 | SCE | Chevron U.S.A. Inc. (Chevron CIC) |  | OTHER | SP15 | 1987-12-29 |  | CISO | SCE | 0
Participating Unit | N | N |  | BANKPP_2_NSPIN | GEN | BANKPP_2_NSPIN | 270 | 270 | PGAE | California Dept. of Water Resources | PUMP | WATER | NP15 | 2009-03-31 |  | CISO | CWRP | 0
Participating Unit | N | N |  | WALCRK_2_CTG4 | GEN | Walnut Creek Energy Park Unit 4 | 100.1 | 102.5 | SCE | Walnut Creek Energy, LLC | COMBUSTION TURBINE | NATURAL GAS | SP15 | 2013-03-29 |  | CISO | SCE | 0
Participating Unit | N | N |  | MCFLND_5_MFSSR1 | GEN | McFarland Solar A PV | 200 | 200 | SDGE | McFarland Solar A, LLC | PHOTO VOLTAIC | SUN | SP15 | 2023-12-22 |  | CISO | SDGE | 0
Participating Unit | Y | N |  | CROKET_7_UNIT | GEN | CROCKETT COGEN | 240 | 240 | PGAE | Pacific Gas & Electric Company | COMBINED CYCLE | NATURAL GAS | NP15 | 1995-12-20 |  | CISO | PGAE | 0
Participating Unit | N | N |  | TRNQL8_2_AZUSR1 | GEN | Tranquillity 8 Azul | 20 | 20 | PGAE | Great Valley Solar 3, LLC | PHOTO VOLTAIC | SUN | NP15 | 2017-12-26 |  | CISO | PGAE | 0
Non-Participating | N | Y | DVLCYN_1_UNITS | DVLCYN_1_UNIT 3 | GEN | DEVIL CANYON HYDRO UNIT 3 | 80 | 80 |  | California Dept. of Water Resources | HYDRO | WATER | SP15 |  |  | CISO | CWRS | 0
Participating Unit | N | N |  | RTREE_2_WIND2 | GEN | Rising Tree 2 | 19.8 | 19.8 | SCE | Rising Tree Wind Farm II LLC | WIND | WIND | SP15 | 2015-01-12 |  | CISO | SCE | 0
Non-Participating | N | Y | ATHOS_5_AP2X2 | ATHOS_5_AP2SR4 | GEN | Athos Power Plant 2 | 100 | 100 |  | SE Athos II, LLC | PHOTO VOLTAIC | SUN | SP15 |  |  | CISO | SCE | 0
Non-Participating | N | Y | KRAMER_1_R1BX3 | KRAMER_1_R1BBT1 | GEN | Resurgence 1 BESS | 25 | 25 |  | Resurgence Solar I, LLC | OTHER | LESR | SP15 |  |  | CISO | SCE | 0
Participating Unit | N | N |  | SISPRG_2_DS3SR3 | GEN | Daggett Solar 3 cd PV | 50 | 50 | SCE | Daggett Solar Power 3 LLC | PHOTO VOLTAIC | SUN | SP15 | 2023-09-05 |  | CISO | SCE | 0
Non-Participating | N | Y | MRCHNT_2_PL1X3 | MRCHNT_2_CTG2 | GEN | Desert Star Energy Center CT2 | 201 | 201 |  | San Diego Gas and Electric Company | COMBUSTION TURBINE | NATURAL GAS | SP15 |  |  | CISO | SCE | 0
Participating Unit | N | N |  | VESTAL_2_RTS042 | GEN | SPVP042 Porterville Solar | 5 | 5 | SCE | Southern California Edison | PHOTO VOLTAIC | SUN | SP15 | 2012-11-24 |  | CISO | SCE | 0
Participating Unit | N | N |  | WSTWND_2_SBSBT3 | GEN | Sagebrush Solar 2 ESS 59 | 59 | 59 | SCE | Sagebrush ESS II, LLC | OTHER | LESR | SP15 | 2024-08-13 |  | CISO | SCE | 0
Participating Unit | N | N |  | CONTRL_1_LUNDY | GEN | LUNDY | 3 | 3 | SCE | Southern California Edison Company | HYDRO | WATER | SP15 | 1911-01-01 |  | CISO | SCE | 0
Participating Unit | N | N |  | MENBIO_6_RENEW1 | GEN | CalRENEW - 1(A) | 5 | 5 | PGAE | CalRENEW-1, LLC | PHOTO VOLTAIC | SUN | NP15 | 2010-04-30 |  | CISO | PGAE | 0
Participating Unit | N | Y | SCEC_1_PDRP141 | SCEC_1_PDRP141 | GEN | SCEC_1_PDRP141 | 0.99 |  | SCE | Leapfrog Power, Inc. | OTHER | OTHER | SP15 |  |  | CISO | SCE | 0
Participating Unit | N | N |  | SLATE_2_SLASR4 | GEN | SLATE_4 | 63 | 63 | PGAE | RE Slate 1 LLC | OTHER | HYBD | NP15 | 2022-03-15 |  | CISO | PGAE | 0
Participating Unit | N | N |  | MELRSE_6_MELBT2 | GEN | Melrose BESS 2 | 10 | 10 | SDGE | San Diego Gas & Electric Company | OTHER | LESR | SP15 | 2024-03-15 |  | CISO | SDGE | 0
Participating Unit | N | N |  | JOHANN_2_OCEBT3 | GEN | Orange County Energy Storage 3 | 6 | 6 | SCE | Orange County Energy Storage 3 LLC | OTHER | LESR | SP15 | 2021-12-07 |  | CISO | SCE | 0
Participating Unit | N | N |  | ALTA4A_2_CPCW1 | GEN | Alta Wind 1 | 150 | 150 | SCE | Alta Interconnection Management, LLC | WIND | WIND | SP15 | 2010-12-29 |  | CISO | SCE | 0
Participating Unit | N | N |  | TAHOE_2_THOBT3 | GEN | Tahoe 3 | 110.1 | 110 | SCE | Silver Peak Solar, LLC | OTHER | LESR | SP15 | 2025-06-02 |  | CISO | SCE | 0
Participating Unit | N | N |  | LITLRK_6_SOLAR4 | GEN | Little Rock Pham Solar | 3 | 3 | SCE | WGL Energy Systems, Inc. | PHOTO VOLTAIC | SUN | SP15 | 2016-03-22 |  | CISO | SCE | 0
Participating Unit | N | N |  | LTBERA_1_LB1SR1 | GEN | Little Bear Solar 1 | 40 | 40 | PGAE | Little Bear Solar 1, LLC | PHOTO VOLTAIC | SUN | NP15 | 2020-12-03 |  | CISO | PGAE | 0
Non-Participating | N | Y | LECEF_1_UNITS | LECEF_1_CGT 4 | GEN | LOS ESTEROS ENERGY FACILITY CTG 4 | 49.9 | 49.9 |  | Los Esteros Critical Energy Facility, LLC | COMBUSTION TURBINE | NATURAL GAS | NP15 |  |  | CISO | PGAE | 0
Non-Participating | Y | Y | MIDSUN_1_PL1X2 | MIDSUN_1_CT5A | GEN | MIDSUN_1_CT5A | 4.8 | 4.8 |  | Berry Petroleum Company, LLC | COMBUSTION TURBINE | NATURAL GAS | ZP26 |  |  | CISO | PGAE | 0
Participating Unit | N | N |  | GANSO_1_WSTBM1 | GEN | Weststar Dairy Biogas | 1 | 1 | PGAE | ABEC #2 LLC | RECIPROCATING ENGINE | BIOGAS | ZP26 | 2018-02-02 |  | CISO | PGAE | 0
Non-Participating | N | Y | ONLLPP_6_UNITS | ONLLPP_6_UNIT 4 | GEN | O'NEILL PUMP-GEN UNIT 4 | 4.2 | 4.2 |  |  | HYDRO | WATER | NP15 |  |  | CISO | PGAE | 0
Participating Unit | N | N |  | PADUA_2_ONTARO | GEN | ONTARIO/SIERRA HYDRO PSP | 1.92 | 1 | SCE | Southern California Edison Company | HYDRO | WATER | SP15 | 1902-01-01 |  | CISO | SCE | 0
Participating Unit | N | N |  | AVENAL_6_AVPARK | GEN | Avenal Park Solar Project | 6 | 6 | PGAE | Avenal Park LLC | PHOTO VOLTAIC | SUN | ZP26 | 2011-08-05 |  | CISO | PGAE | 0
Participating Unit | N | N |  | SENTNL_2_CTG2 | GEN | Sentinel Unit 2 | 104.19 | 131.8 | SCE | Sentinel Energy Center, LLC | COMBUSTION TURBINE | NATURAL GAS | SP15 | 2013-05-06 |  | CISO | SCE | 0
Participating Unit | N | Y | SCEN_6_PDRP104 | SCEN_6_PDRP104 | GEN | ESPN_SCEN_6_PDRP104 | 9.99 |  | SCE | Enersponse, Inc | OTHER | OTHER | SP15 |  |  | CISO | SCE | 0
Participating Unit | N | N |  | DOSPAL_1_DPSSR1 | GEN | Dos Palos Clean Power | 3 | 3 | PGAE | Dos Palos Clean Power LLC | PHOTO VOLTAIC | SUN | NP15 | 2025-03-13 |  | CISO | PGAE | 0
Participating Unit | N | N |  | FORKBU_6_UNIT | GEN | Forks of Butte Hydro | 14.4 | 14.4 | PGAE | Hypower, Inc. | HYDRO | WATER | NP15 | 2023-02-06 |  | CISO | PGAE | 0
Participating Unit | N | Y | SCEC_1_PDRP195 | SCEC_1_PDRP195 | GEN | VLTS_PDR_SCEC_D | 9 |  | SCE | Voltus, Inc. | OTHER | OTHER | SP15 |  |  | CISO | SCE | 0
Non-Participating | N | Y | MOSSLD_2_PSP2 | MOSSLD_2_PSP2G1 | GEN | MOSS LANDING CC PLANT 2, CTG UNIT 1 | 176 | 176 |  | Duke Energy Moss Landing LLC | COMBUSTION TURBINE | NATURAL GAS | NP15 |  |  | CISO | PGAE | 0
Participating Unit | N | Y | DSRTSL_2_SOLAR1 | DSRTSL_2_SOLAR1 | GEN | Desert Stateline | 296.19 |  | SCE | Desert Stateline, LLC | PHOTO VOLTAIC | SUN | SP15 | 2016-08-30 |  | CISO | SCE | 0
Participating Unit | N | N |  | GUERNS_6_HD3BM3 | GEN | Hanford Digester Genset 3 | 1 | 1.1 | PGAE | Hanford Renewable Energy LLC | RECIPROCATING ENGINE | BIOGAS | NP15 | 2019-07-01 |  | CISO | PGAE | 0
Participating Unit | N | N |  | CLINESCO_3_PVDYN | TG | CLINES CORNERS | 129.94 |  | SCE | PVWEST | WIND | WIND | SP15 | 2021-12-01 |  | PNM | SCE | 1
Participating Unit | N | N |  | RTREE_2_WIND3 | GEN | Rising Tree 3 | 99 | 99 | SCE | Rising Tree Wind Farm III LLC | WIND | WIND | SP15 | 2015-06-25 |  | CISO | SCE | 0
Participating Unit | N | N |  | PMDLET_6_SOLAR1 | GEN | SEPV Palmdale East, LLC | 10 | 10 | SCE | SEPV Palmdale East, LLC | PHOTO VOLTAIC | SUN | SP15 | 2015-07-31 |  | CISO | SCE | 0
Participating Unit | N | Y | GYS7X8_7_UNITS | GYS7X8_7_UNITS | GEN | GEYSERS UNITS 7 & 8 AGGREGATE | 95.8 |  | PGAE | Geysers Power Company, LLC | STEAM | GEOTHERMAL | NP15 | 1972-01-01 |  | CISO | PGAE | 0
Non-Participating | N | Y | KELSO_2_UNITS | KELSO_3_GTG9 | GEN | Mariposa Energy Project | 49.4 | 49.4 |  | Pacific Gas & Electric Company | COMBUSTION TURBINE | NATURAL GAS | NP15 |  |  | CISO | PGAE | 0
Participating Unit | N | N |  | ULTPCH_1_UNIT 1 | GEN | Pacific Ultrapower Chinese Station | 18 | 25.3 | PGAE | Pacific Ultrapower Chinese Station | STEAM | BIOMASS | NP15 | 2017-03-01 |  | CISO | PGAE | 0
Non-Participating |  | Y | SBERDO_2_PSP3 | SBERDO_7_CT3A | GEN | SBERDO_7_CT3A | 182 | 182 |  |  |  |  | SP15 |  |  | CISO | SCE | 0
Participating Unit | N | N |  | ENWIND_2_WIND1 | GEN | Cameron Ridge | 47.1 | 47.1 | SCE | Cameron Ridge, LLC | WIND | WIND | SP15 | 2014-12-10 |  | CISO | SCE | 0
Participating Unit | N | N |  | GARLND_2_GASLR | GEN | Garland B | 180 | 180 | SCE | RE GARLAND LLC | PHOTO VOLTAIC | SUN | SP15 | 2016-10-27 |  | CISO | SCE | 0
Participating Unit | N | N |  | TULARE_2_TFCBM1 | GEN | LB Trigen Fuel Cell 1 | 2.8 | 2.8 | SCE | Long Beach Trigen, LLC | OTHER | BIOGAS | SP15 | 2023-10-27 |  | CISO | SCE | 0
Non-Participating | N | Y | PIT3_7_PL1X3 | PIT3_7_UNIT 3 | GEN | Pit PH 3 Unit 3 | 25 | 25 |  | Pacific Gas & Electric Company | HYDRO | WATER | NP15 |  |  | CISO | PGAE | 0
Participating Unit | N | N |  | RTEDDY_2_SC1SR3 | GEN | Rosamond West Solar Clean | 40 | 40 | SCE | Golden Fields Solar III, LLC | PHOTO VOLTAIC | SUN | SP15 | 2020-12-21 |  | CISO | SCE | 0
Participating Unit | N | N |  | MALIN_5_GCPDDYN | TG | Grant County Hydro Facilities | 125 |  | PGAE | MALIN500 | HYDRO | WATER | NP15 | 2018-02-09 |  | BPAT | PGAE | 1
Participating Unit | N | N |  | WAUKNA_1_SOLAR | GEN | Corcoran Solar | 20 | 20 | PGAE | CED Corcoran Solar, LLC | PHOTO VOLTAIC | SUN | NP15 | 2013-08-14 |  | CISO | PGAE | 0
Participating Unit | N | N |  | DRACKR_2_DSUBT2 | GEN | Dracker Solar Unit 2 BESS | 115 | 115 | SCE | NextEra Blythe Solar Energy Center, LLC | OTHER | LESR | SP15 | 2021-04-08 |  | CISO | SCE | 0
Participating Unit | N | Y | SCEC_1_PDRP118 | SCEC_1_PDRP118 | GEN | SCEC_1_PDRP118 | 0.99 |  | SCE | Leapfrog Power, Inc. | OTHER | OTHER | SP15 |  |  | CISO | SCE | 0
Participating Unit | N | Y | SCEW_2_PDRP108 | SCEW_2_PDRP108 | GEN | SCEW_2_PDRP108 | 0.99 |  | SCE | Leapfrog Power, inc. | OTHER | OTHER | SP15 |  |  | CISO | SCE | 0
Participating Unit | N | N |  | WDLEAF_7_UNIT 1 | GEN | WOODLEAF HYDRO | 60 | 60 | PGAE | South Feather Water and Power | HYDRO | WATER | NP15 | 1963-01-01 |  | CISO | PGAE | 0
Non-Participating |  | Y | CORONS_6_CLRWTR | CORONS_6_CLRCTG | GEN | CORONS_6_CLRCTG | 23.8 | 23.8 |  |  |  |  | SP15 |  |  | CISO | RVSD | 0
Participating Unit | N | N |  | PLAINV_6_NLRSR1 | GEN | North Lancaster Ranch | 20 | 20 | SCE | North Lancaster Ranch LLC | PHOTO VOLTAIC | SUN | SP15 | 2016-12-31 |  | CISO | SCE | 0
Non-Participating | N | Y | CENTPD_2_BMSX2 | CENTPD_2_BMSBT1 | GEN | Blythe Mesa Solar 2 BESS | 56 | 56 |  | Blythe Mesa Solar II, LLC | OTHER | LESR | SP15 |  |  | CISO | SCE | 0
Non-Participating | N | Y | REXFRD_2_RSFSX2 | REXFRD_2_RSFSR2 | GEN | Rexford Solar Farm | 200 | 200 | SCE | 20SD 8me LLC | PHOTO VOLTAIC | SUN | SP15 |  |  | CISO | SCE | 0
Participating Unit | N | N |  | ENERSJ_2_WIND | GEN | ESJ Wind Energy | 151 | 151 | SDGE | Energia Sierra Juarez, S. de R.L. de C.V. | WIND | WIND | SP15 | 2022-01-13 |  | CISO | SDGE | 0
Participating Unit | N | N |  | ALMASL_2_GS7SR7 | GEN | Almasol Generating Station 7 | 132 | 132 | SCE | Maverick Solar 7, LLC | PHOTO VOLTAIC | SUN | SP15 | 2021-12-22 |  | CISO | SCE | 0
Participating Unit | N | Y | SCEW_2_PDRP133 | SCEW_2_PDRP133 | GEN | SCEW_2_PDRP133 | 0.99 |  | SCE | Leapfrog Power, Inc. | OTHER | OTHER | SP15 |  |  | CISO | SCE | 0
Participating Unit | N | N |  | KNGCTY_6_UNITA1 | GEN | King City Energy Center, Unit 1 | 44.6 | 49.9 | PGAE | Gilroy Energy Center, LLC | COMBUSTION TURBINE | NATURAL GAS | NP15 | 2002-01-14 |  | CISO | PGAE | 0
Participating Unit | N | N |  | SISPRG_2_DS3BT2 | GEN | Daggett Solar 3 b BESS | 60 | 60 | SCE | Daggett Solar Power 3 LLC | OTHER | LESR | SP15 | 2023-08-24 |  | CISO | SCE | 0
Participating Unit | N | N |  | GARNET_1_SOLAR | GEN | North Palm Springs 4A | 4 | 4.1 | SCE | North Palm Springs Investments, LLC | PHOTO VOLTAIC | SUN | SP15 | 2012-11-02 |  | CISO | SCE | 0
Participating Unit | N | N |  | TRNQL8_2_VERSR1 | GEN | Tranquillity 8 Verde | 60 | 60 | PGAE | Great Valley Solar 2, LLC | PHOTO VOLTAIC | SUN | NP15 | 2018-04-17 |  | CISO | PGAE | 0
Participating Unit | N | N |  | VICPAS_2_SLOBT1 | GEN | Sloth BESS | 15 | 15 | SCE | Arica Solar, LLC | OTHER | LESR | SP15 | 2024-03-26 |  | CISO | SCE | 0
Non-Participating | N | Y | PIT3_7_PL1X3 | PIT3_7_UNIT 2 | GEN | Pit PH 3 Unit 2 | 26 | 26 |  | Pacific Gas & Electric Company | HYDRO | WATER | NP15 |  |  | CISO | PGAE | 0
Participating Unit | N | Y | SLUISP_2_UNITS | SLUISP_2_UNITS | GEN | SAN LUIS (GIANELLI) PUMP-GEN (AGGREGATE) | 374.43 |  | PGAE | California Dept. of Water Resources | PUMPED STORAGE | WATER | NP15 | 1967-01-01 |  | CISO | CWRP | 0
Participating Unit | N | N |  | LARKSP_6_UNIT 1 | GEN | LARKSPUR PEAKER UNIT 1 | 49 | 49 | SDGE | Wildflower Energy LP | COMBUSTION TURBINE | NATURAL GAS | SP15 | 2001-09-13 |  | CISO | SDGE | 0
Participating Unit | N | N |  | LAGBEL_2_EDCSR1 | GEN | Eaves Dic Dtr 1 | 0.68 | 0.68 | SCE | ESCA-PLD-Eaves1, LLC | PHOTO VOLTAIC | SUN | SP15 |  |  | CISO | SCE | 0
Participating Unit | N | N |  | BARRE_2_SBBBT1 | GEN | Seal Beach BESS | 10 | 10 | SCE | BCE Seal Beach, LLC | OTHER | LESR | SP15 |  |  | CISO | SCE | 0
Participating Unit | N | N |  | SPRGVL_2_SUCCES | GEN | Success Power Plant | 1.4 | 1.4 | SCE | Lower Tule River Irrigation District | HYDRO | WATER | SP15 | 2024-08-19 |  | CISO | SCE | 0
Participating Unit | N | N |  | JAYNE_6_WLSLR | GEN | Westlands Solar Farm PV 1 | 18 | 18 | PGAE | Westlands Solar Farms, LLC | PHOTO VOLTAIC | SUN | ZP26 | 2014-02-14 |  | CISO | PGAE | 0
Participating Unit | N | N |  | WASCO_6_TERSR1 | GEN | Terry | 4.62 | 4.63 | PGAE | Terry Solar, LLC | PHOTO VOLTAIC | SUN | ZP26 | 2025-01-31 |  | CISO | PGAE | 0
Participating Unit | N | N |  | MIDWYS_2_MIDSL1 | TG | Midway Solar Farm | 49.9 | 50 | SCE | MIR2 | PHOTO VOLTAIC | SUN | SP15 | 2018-01-13 |  | IID | SCE | 1
Non-Participating | N | Y | MARVEL_2_MARBX2 | MARVEL_2_MARBT1 | GEN | Marvel | 162.5 | 162.5 |  | Desert Peak Energy Center, LLC | OTHER | LESR | SP15 |  |  | CISO | SCE | 0
Participating Unit | N | N |  | DRACKR_2_D4SR4B | GEN | Dracker Solar Unit 4B | 62.5 | 62.5 | SCE | NextEra Blythe Solar Energy Center, LLC | PHOTO VOLTAIC | SUN | SP15 | 2020-11-10 |  | CISO | SCE | 0
Participating Unit | N | N |  | EASTWD_7_UNIT | GEN | EASTWOOD PUMP-GEN | 200 | 207 | SCE | Southern California Edison Company | PUMPED STORAGE | WATER | SP15 | 1987-01-01 |  | CISO | SCE | 0
Participating Unit | N | N |  | FLOWD2_2_FPLWND | GEN | DIABLO WINDS | 18 | 18 | PGAE | Diablo Winds, LLC | WIND | WIND | NP15 | 2005-05-01 |  | CISO | PGAE | 0
Participating Unit | N | Y | COLVIL_7_PL1X2 | COLVIL_7_PL1X2 | GEN | COLLIERVILLE HYDRO UNIT 1 & 2 AGGREGATE | 246.86 |  | PGAE | NCPA (MSS Agreement - S14) | HYDRO | WATER | NP15 | 1989-12-31 |  | CISO | NCPA | 0
Participating Unit | N | N |  | HENRTA_6_ELCTG1 | GEN | ELECTROLYTE UNIT 1 | 50 | 55.3 | PGAE | MRP SAN JOAQUIN ENERGY LLC | COMBUSTION TURBINE | NATURAL GAS | ZP26 | 2025-01-03 |  | CISO | PGAE | 0
Participating Unit | N | N |  | TECOLOTE_3_WBDYN | TG | TECOLOTE WIND | 271.68 |  | SCE | WILLOWBEACH | WIND | WIND | SP15 | 2021-12-01 |  | PNM | SCE | 1
Participating Unit | N | N |  | SLST13_2_SOLAR1 | GEN | Quinto Solar PV Project | 107.6 | 107.6 | PGAE | Solar Star California XIII, LLC | PHOTO VOLTAIC | SUN | NP15 | 2015-11-30 |  | CISO | PGAE | 0
Non-Participating | N | Y | ELKHIL_2_PL1X3 | ELKHIL_7_CTG1 | GEN | ELK HILLS COMBUSTION TURBINE UNIT 1 | 169 | 169 |  | Elk Hills Power, LLC | COMBUSTION TURBINE | NATURAL GAS | ZP26 |  |  | CISO | PGAE | 0
Participating Unit | N | N |  | PLAINV_6_BSOLAR | GEN | Western Antelope Blue Sky Ranch A | 20 | 20 | SCE | Western Antelope Blue Sky Ranch A LLC | PHOTO VOLTAIC | SUN | SP15 | 2014-11-07 |  | CISO | SCE | 0
Participating Unit | N | Y | SCEW_2_PDRP102 | SCEW_2_PDRP102 | GEN | SCEW_2_PDRP102 | 2 |  | SCE | OHMCONNECT, INC. | OTHER | OTHER | SP15 |  |  | CISO | SCE | 0
Non-Participating | N | Y | SUNRIS_2_PL1X3 | SUNRIS_2_UNIT 3 | GEN | Sunrise Power Project Unit 3 | 272 | 272 |  | Sunrise Power Company | STEAM | HEAT RECOVERY | ZP26 |  |  | CISO | PGAE | 0
Participating Unit | N | N |  | JACMSR_1_JACSR1 | GEN | Jacumba Solar Farm | 20 | 19.7 | SDGE | Jacumba Solar, LLC | PHOTO VOLTAIC | SUN | SP15 | 2017-07-25 |  | CISO | SDGE | 0
Participating Unit | N | N |  | OROVIL_6_UNIT | GEN | Oroville Cogeneration, LP | 7.5 | 9.8 | PGAE | Oroville Cogeneration, L.P. | RECIPROCATING ENGINE | NATURAL GAS | NP15 | 1989-12-18 |  | CISO | PGAE | 0
Participating Unit | N | N |  | VERNON_6_GONZL1 | GEN | H. Gonzales Unit #1 | 5.75 | 5.5 | SCE | City of Vernon | FTUR | NATURAL GAS | SP15 | 2013-06-13 |  | CISO | VERN | 0
Participating Unit | N | Y | PGEB_2_PDRP102 | PGEB_2_PDRP102 | GEN | PGEB_2_PDRP102 | 0.99 |  | PGAE | Leapfrog Power, Inc. | OTHER | OTHER | NP15 |  |  | CISO | PGAE | 0
Participating Unit | N | N |  | GARLND_2_GASLRA | GEN | Garland A | 20 | 20 | SCE | RE GARLAND A LLC | PHOTO VOLTAIC | SUN | SP15 | 2016-09-23 |  | CISO | SCE | 0
Non-Participating | N | Y | HARBGN_7_UNITS | HARBGN_7_UNIT 1 | GEN | Harbor Cogen Unit 1 | 82.3 | 82.3 |  |  | COMBUSTION TURBINE | NATURAL GAS | SP15 |  |  | CISO | SCE | 0
Participating Unit | N | N |  | ALTA6E_2_WIND10 | GEN | Alta Wind 10 | 134.84 | 138 | SCE | Alta Interconnection Management III, LLC | WIND | WIND | SP15 | 2014-03-13 |  | CISO | SCE | 0
Non-Participating | N | Y | CENTPD_2_BMSSX2 | CENTPD_2_BMSSR2 | GEN | Blythe Mesa Solar | 111.8 | 111.8 |  | Blythe Mesa Solar II, LLC | PHOTO VOLTAIC | SUN | SP15 |  |  | CISO | SCE | 0
Non-Participating | N | Y | GWFPWR_1_UNITS | GWFPWR_1_CT 2 | GEN | HEP PEAKER PLANT UNIT 2 | 50 | 50 |  | GWF Energy LLC | COMBUSTION TURBINE | NATURAL GAS | NP15 |  |  | CISO | PGAE | 0
Non-Participating | N | Y | MANZNA_2_WIND | MANZNA_2_MANWD2 | GEN | Manzana Wind | 105 | 105 | SCE | Manzana Wind | WIND | WIND | SP15 |  |  | CISO | SCE | 0
Participating Unit | N | N |  | HENRTA_6_HDEBT1 | GEN | Henrietta D Energy Storage | 10 | 10 | PGAE | Henrietta D Energy Storage LLC | OTHER | LESR | NP15 | 2021-11-04 |  | CISO | PGAE | 0
Participating Unit | N | N |  | GEYS14_7_UNIT14 | GEN | GEYSERS UNIT 14 (HEALDSBURG) | 70 | 74.4 | PGAE | Geysers Power Company, LLC | STEAM | GEOTHERMAL | NP15 | 1980-01-01 |  | CISO | PGAE | 0
Participating Unit | N | N |  | JANCRK_6_RCABT1 | GEN | Redwood Coast Airport Microgrid | 1.75 | 1.8 | PGAE | Redwood Coast Energy Authority | OTHER | HYBD | NP15 | 2021-12-22 |  | CISO | PGAE | 0
Participating Unit | N | N |  | DELAMO_2_ALASB2 | GEN | Los Alamitos 2 | 10 | 10 | SCE | BCE Los Alamitos, LLC | OTHER | HYBD | SP15 | 2023-11-10 |  | CISO | SCE | 0
Participating Unit | N | N |  | MAGNLA_6_PASADENA | TG | Magnolia Power Plant - PASADENA | 18 |  | SCE | SYLMAR | COMBINED CYCLE | NATURAL GAS | SP15 | 2020-01-15 |  | LADWP | SCE | 1
Non-Participating | N | Y | OBERON_5_O1SSX2 | OBERON_5_O1SSR1 | GEN | Oberon 1A Solar | 25 | 25 | SCE | IP Oberon, LLC | PHOTO VOLTAIC | SUN | SP15 |  |  | CISO | SCE | 0
Participating Unit | N | N |  | VICTOR_1_LVSLR2 | GEN | Lone Valley Solar Park 2 | 20 | 20 | SCE | Lone Valley Solar Park II LLC | PHOTO VOLTAIC | SUN | SP15 | 2014-11-22 |  | CISO | SCE | 0
Participating Unit | N | N |  | ELKCRK_6_STONYG | GEN | STONEY GORGE HYDRO AGGREGATE | 4.9 | 4.9 | PGAE | City of Santa Clara DBA Silicon Valley Power (MSS Agreement - S14) | HYDRO | WATER | NP15 | 1986-01-01 |  | CISO | NCPA | 0
Non-Participating | N | Y | TENGEN_2_PL1X2 | TENGEN_6_UNIT 2 | GEN | Berry Petroleum Placerita, Unit 2 | 22.7 | 22.7 |  | Southern California Edison Company | COMBUSTION TURBINE | NATURAL GAS | SP15 |  |  | CISO | SCE | 0
Participating Unit | N | N |  | BEARMT_1_UNIT | GEN | Bear Mountain Limited | 49.21 | 48.1 | PGAE | Bear Mountain Limited | COMBUSTION TURBINE | NATURAL GAS | ZP26 | 1995-04-03 |  | CISO | PGAE | 0
Participating Unit | Y | N |  | RICHMN_7_BAYENV | GEN | BAY ENVIRONMENTAL (NOVE POWER) | 2.5 | 2.5 | PGAE | Bay Environmental Management | RECIPROCATING ENGINE | BIOGAS | NP15 | 1985-01-01 |  | CISO | PGAE | 0
Participating Unit | N | N |  | PALSEL_6_PLSBT1 | GEN | Paulsell Solar Energy Center BESS | 15 | 15 | PGAE | Crow Creek Solar, LLC | OTHER | LESR | NP15 | 2024-06-20 |  | CISO | PGAE | 0
Participating Unit | N | N |  | INTMNT_3_ANAHEIM | TG | Intermountain Power Project | 234 |  | SCE | IPP | STEAM | COAL | SP15 | 2014-10-01 |  | LADWP | SCE | 1
Participating Unit | N | N |  | VICTOR_1_SWRSR1 | GEN | Snowline White Road Central | 1.5 | 1.5 | SCE | SunE Solar XV Lessor, LLC | PHOTO VOLTAIC | SUN | SP15 | 2025-07-15 |  | CISO | SCE | 0
Participating Unit | N | N |  | OLDRIV_6_CESDBM | GEN | Ces Dairy Biogas | 1 | 1 | PGAE | ABEC #4 LLC | RECIPROCATING ENGINE | BIOGAS | ZP26 | 2018-02-02 |  | CISO | PGAE | 0
Participating Unit | N | N |  | DSABLA_7_UNIT | GEN | De Sabla Hydro | 18.5 | 18.5 | PGAE | Pacific Gas & Electric Company | HYDRO | WATER | NP15 | 1963-01-01 |  | CISO | PGAE | 0
Participating Unit | N | N |  | HINSON_6_LBECH3 | GEN | Long Beach Unit 3 | 63 | 70 | SCE | Long Beach Generation LLC | FTUR | NATURAL GAS | SP15 | 2007-08-01 |  | CISO | SCE | 0
Non-Participating | N | Y | MALAGA_1_ACDBX2 | MALAGA_1_ACDBT2 | GEN | Acid | 48.5 | 48.5 | PGAE | Malaga BESS, LLC | OTHER | LESR | ZP26 |  |  | CISO | PGAE | 0
Participating Unit | N | N |  | BRDSLD_2_MTZUM2 | GEN | NextEra Energy Montezuma Wind II | 78.2 | 78.2 | PGAE | NextEra Energy Montezuma Wind II, LLC | WIND | WIND | NP15 | 2012-02-01 |  | CISO | PGAE | 0
Participating Unit | N | N |  | JAVASR_1_JAVSR1 | GEN | Java Solar | 13.5 | 14 | PGAE | Java Solar, LLC. | PHOTO VOLTAIC | SUN | NP15 | 2022-11-18 |  | CISO | PGAE | 0
Participating Unit | N | Y | SCEC_1_PDRP175 | SCEC_1_PDRP175 | GEN | VLTS_PDR_SCEC_01 | 9.95 |  | SCE | Voltus, Inc. | OTHER | OTHER | SP15 |  |  | CISO | SCE | 0
Non-Participating | N | Y | PRIMM_2_SOLAR1 | PRIMM_2_SOLRB1 | GEN | PRIMM_2_SOLRB1 | 136.5 | 136.5 |  | Silver State Solar Power South, LLC | PHOTO VOLTAIC | SUN | SP15 |  |  | CISO | SCE | 0
Participating Unit | N | N |  | VOLTA_6_BAILCK | GEN | Bailey Creek Ranch | 0.63 | 0.6 | PGAE | Bailey Creek Hydroelectric, Inc. | HYDRO | WATER | NP15 | 1982-05-26 |  | CISO | PGAE | 0
Participating Unit | Y | Y | BLM_2_UNITS | BLM_2_UNITS | GEN | BLM EAST Facility | 35 |  | SCE | Coso Energy Developers | STEAM | GEOTHERMAL | SP15 | 1988-12-05 |  | CISO | SCE | 0
Non-Participating | N | Y | SANDLT_2_SUNITS | SANDLT_2_STGB | GEN | SANDLT_2_STGB | 137.5 | 137.5 |  | Abengoa Solar LLC | STEAM | SUN | SP15 |  |  | CISO | SCE | 0
Participating Unit | N | N |  | SPRGVL_2_TULE | GEN | Tule Hydropower Plant | 6.4 | 6.4 | SCE | Tule Hydro, LLC | HYDRO | WATER | SP15 | 2025-02-12 |  | CISO | SCE | 0
Non-Participating | N | Y | BIGCRK_2_EXESWD | BGCRK3_7_UNIT 1 | GEN | BIG CREEK PH 3 UNIT 1 | 34 | 34 |  | Southern California Edison Company | HYDRO | WATER | SP15 |  |  | CISO | SCE | 0
Participating Unit | N | N |  | VISTRA_5_DALBT3 | GEN | Dallas Energy Storage 3 | 100 | 100 | PGAE | Moss Landing Energy Storage 1, LLC | OTHER | LESR | NP15 | 2021-04-06 |  | CISO | PGAE | 0
Participating Unit | N | N |  | ANAHM_2_CANYN4 | GEN | CANYON POWER PLANT UNIT 4 | 49.8 | 71.2 | SCE | City of Anaheim (MSS Agreement - S14) | COMBUSTION TURBINE | NATURAL GAS | SP15 | 2011-07-30 |  | CISO | ANHM | 0
Participating Unit | N | Y | PGF1_2_PDRP104 | PGF1_2_PDRP104 | GEN | PGF1_2_PDRP104 | 4.8 |  | PGAE | OHMCONNECT, INC. | OTHER | OTHER | NP15 |  |  | CISO | PGAE | 0
Participating Unit | Y | N |  | NIMTG_6_NICOGN | GEN | NORTH ISLAND COGEN | 4.05 | 5 | SDGE | SDG&E Exempt |  | OTHER | SP15 | 1989-01-01 |  | CISO | SDGE | 0
Participating Unit | N | N |  | HOOV_2_ANAPT | TG | Hoover Power Plant | 40.39 | 41 | SCE | MEAD230 | HYDRO | WATER | SP15 | 2022-12-15 |  | WALC | SCE | 1
Non-Participating |  | Y | DSRTSN_2_SOLAR2 | DSRTSN_2_SOLR2A | GEN | Desert Sunlight 250 | 129.8 | 129.8 |  | Desert Sunlight Holdings, LLC | PHOTO VOLTAIC | SUN | SP15 |  |  | CISO | SCE | 0
Participating Unit | N | N |  | LAMONT_1_SOLAR3 | GEN | Woodmere Solar Farm | 14.99 | 15 | PGAE | 87RL 8me, LLC | PHOTO VOLTAIC | SUN | ZP26 | 2015-12-23 |  | CISO | PGAE | 0
Non-Participating | N | Y | HENRTA_6_ELCBX2 | HENRTA_6_ELCBT2 | GEN | Electrolyte | 54.799 | 54.799 | PGAE | Henrietta BESS LLC | OTHER | LESR | ZP26 |  |  | CISO | PGAE | 0
Participating Unit | N | N |  | S_RITA_6_SOLAR1 | GEN | Sun Harvest Solar | 1.5 | 1.5 | PGAE | Sun Harvest Solar | PHOTO VOLTAIC | SUN | NP15 | 2015-05-28 |  | CISO | PGAE | 0
Non-Participating | N | Y | INTKEP_2_UNITS | MOCCPH_7_UNIT 1 | GEN | MOCCASIN HYDRO UNIT 1 | 45 | 45 |  |  |  |  | NP15 |  |  | CISO | PGAE | 0
Non-Participating | N | Y | DMDVLY_1_UNITS | DMDVLY_1_GEN 7 | GEN | Diamond Valley Unit 7 | 3.3 | 3.3 |  | Metropolitan Water District of Southern California (MWD) | PUMPED STORAGE | WATER | SP15 |  |  | CISO | SCE | 0
Non-Participating | N | Y | BIGCRK_2_EXESWD | BGCRK8_7_UNIT 2 | GEN | BIG CREEK PH 8 UNIT 2 | 45 | 45 |  | Southern California Edison Company | HYDRO | WATER | SP15 |  |  | CISO | SCE | 0
Non-Participating | N | Y | NORORC_2_NOSBX2 | NORORC_2_NOSSB2 | GEN | Northern Orchard Solar | 108.4 | 108.4 | PGAE | Northern Orchard Solar PV, LLC | OTHER | HYBD | ZP26 |  |  | CISO | PGAE | 0
Participating Unit | N | N |  | TEHAPI_2_PW1WD1 | GEN | Point Wind 1 | 47.49 | 47.5 | SCE | Tehachapi Plains Wind, LLC | WIND | WIND | SP15 | 2021-03-30 |  | CISO | SCE | 0
Participating Unit | N | N |  | ALPSLR_1_NTHSLR | GEN | Alpaugh North, LLC | 20 | 20 | PGAE | Alpaugh North, LLC | PHOTO VOLTAIC | SUN | ZP26 | 2013-03-08 |  | CISO | PGAE | 0
Participating Unit | N | N |  | OAK L_1_GTG1 | GEN | MWWTP PGS 2 - Turbine | 4.6 | 5.8 | PGAE | EAST BAY MUNICIPAL UTILITY DISTRICT | COMBUSTION TURBINE | BIOGAS | NP15 | 1991-10-21 |  | CISO | PGAE | 0
Non-Participating | N | Y | HIDSRT_2_UNITS | HIDSRT_7_CTG3 | GEN | HIGH DESERT COMBUSTION TURBINE UNIT 3 | 177.3 | 177.3 |  | High Desert Power Project, LLC | COMBUSTION TURBINE | NATURAL GAS | SP15 |  |  | CISO | SCE | 0
Non-Participating | N | Y | BIGCRK_2_EXESWD | BGCRK2_7_UNIT 1 | GEN | BIG CREEK PH 2 UNIT 1 | 55 | 55 |  | Southern California Edison Company | HYDRO | WATER | SP15 |  |  | CISO | SCE | 0
Participating Unit | N | N |  | INTMNT_3_CC_3_RIVERSIDE | TG | Intermountain; Unit 3 RVS Share | 37.09 |  | SCE | IPP | COMBINED CYCLE | NATURAL GAS | SP15 |  |  | LADWP | SCE | 0
Participating Unit | N | Y | SCEW_2_PDRP172 | SCEW_2_PDRP172 | GEN | SCEW_2_PDRP172 | 0.99 |  | SCE | Leapfrog Power, Inc. | OTHER | OTHER | SP15 |  |  | CISO | SCE | 0
Participating Unit | N | N |  | CALFTN_2_SOLAR | GEN | California Flats North | 130 | 130 | PGAE | CA Flats Solar 130, LLC | PHOTO VOLTAIC | SUN | ZP26 | 2017-11-29 |  | CISO | PGAE | 0
Participating Unit | N | N |  | PARDSE_6_PESBT1 | GEN | Paradise Energy Storage | 10 | 10 | SDGE | San Diego Gas and Electric | OTHER | LESR | SP15 | 2024-05-21 |  | CISO | SDGE | 0
Participating Unit | N | N |  | NCPA_7_GP2UN3 | GEN | NCPA GEO PLANT 2 UNIT 3 | 42.42 | 55 | PGAE | NCPA (MSS Agreement - S14) | STEAM | GEOTHERMAL | NP15 | 1985-01-01 |  | CISO | NCPA | 0
Participating Unit | N | N |  | CURTIS_1_FARFLD | GEN | Fairfield Powerhouse | 0.9 | 0.9 | PGAE | Merced Irrigation District | HYDRO | WATER | NP15 | 1983-08-02 |  | CISO | PGAE | 0
Participating Unit | N | N |  | LITLRK_6_GBCSR1 | GEN | Green Beanworks C | 3 | 3 | SCE | Green Beanworks C LLC | PHOTO VOLTAIC | SUN | SP15 | 2018-08-18 |  | CISO | SCE | 0
Participating Unit | N | N |  | CRELMN_6_AABBT1 | GEN | Air Attack Base | 0.47 | 0.5 | SDGE | San Diego Gas & Electric Company | OTHER | LESR | SP15 | 2023-08-15 |  | CISO | SDGE | 0
Non-Participating | N | Y | ELKHIL_2_PL1X3 | ELKHIL_7_CTG2 | GEN | ELK HILLS COMBUSTION TURBINE UNIT 2 | 169 | 169 |  | Elk Hills Power, LLC | COMBUSTION TURBINE | NATURAL GAS | ZP26 |  |  | CISO | PGAE | 0
Participating Unit | N | N |  | PALSEL_6_PLSSR1 | GEN | Paulsell Solar Energy Center PV | 20 | 20 | PGAE | Crow Creek Solar, LLC | PHOTO VOLTAIC | SUN | NP15 | 2024-06-20 |  | CISO | PGAE | 0
Participating Unit | N | N |  | VLCNTR_6_VCSLR | GEN | Cole Grade | 2.33 | 2.4 | SDGE | NLP Valley Center Solar, LLC | PHOTO VOLTAIC | SUN | SP15 | 2016-12-07 |  | CISO | SDGE | 0
Participating Unit | N | N |  | HATCR2_7_UNIT | GEN | Hat Creek #2 | 8.5 | 8.5 | PGAE | Pacific Gas & Electric Company | HYDRO | WATER | NP15 | 1921-01-01 |  | CISO | PGAE | 0
Participating Unit | N | N |  | JOHANN_2_JOSBT2 | GEN | Johanna Storage 2 | 10 | 10 | SCE | Hecate Energy Johanna Facility LLC | OTHER | LESR | SP15 | 2021-10-29 |  | CISO | SCE | 0
Participating Unit | N | N |  | ECASCO_2_SJGBT1 | GEN | San Jacinto Grid | 65 | 65 | SCE | San Jacinto Grid, LLC | OTHER | LESR | SP15 |  |  | CISO | SCE | 0
Non-Participating | N | Y | NAVYII_2_UNITS | NAVYII_2_UNIT 4 | GEN | COSO POWER DEVELOPERS (NAVY II) UNIT 4 | 33.3 | 33.3 |  |  |  |  | SP15 |  |  | CISO | SCE | 0
Participating Unit | N | N |  | EDWARD_2_ESSSB1 | GEN | Sanborn Solar 2 Edwards 5 | 68 | 68 | SCE | EdSan 1B Group 1 Edwards, LLC | OTHER | HYBD | SP15 | 2025-01-07 |  | CISO | SCE | 0
Participating Unit | N | N |  | CONTRL_1_RUSHCK | GEN | RUSH CREEK | 12.19 | 13 | SCE | Southern California Edison Company | HYDRO | WATER | SP15 | 1916-01-01 |  | CISO | SCE | 0
Participating Unit | N | N |  | FALBRK_6_FESBT1 | GEN | Fallbrook Energy Storage | 40 | 40 | SDGE | San Diego Gas and Electric | OTHER | LESR | SP15 | 2023-05-03 |  | CISO | SDGE | 0
Participating Unit | N | Y | SCEC_1_PDRP103 | SCEC_1_PDRP103 | GEN | SCEC_1_PDRP103 | 2 |  | SCE | OHMCONNECT, INC. | OTHER | OTHER | SP15 |  |  | CISO | SCE | 0
Participating Unit | N | N |  | WSNR_5_TRCYDYN | TG | Central Valley Tracy | 10 |  | PGAE | TRCYPGAE | HYDRO | WATER | NP15 | 2017-12-13 |  | BANC | PGAE | 1
Participating Unit | N | N |  | ETIWND_2_SOLAR5 | GEN | Dulles | 2 | 2 | SCE | Golden Solar, LLC | PHOTO VOLTAIC | SUN | SP15 | 2016-11-17 |  | CISO | SCE | 0
Participating Unit | N | N |  | COPMT4_2_SOLAR4 | GEN | Copper Mountain Solar 4 | 92 | 92 | SCE | Copper Mountain Solar 4, LLC | PHOTO VOLTAIC | SUN | SP15 | 2016-12-02 |  | CISO | SCE | 0
Participating Unit | N | N |  | CENTER_6_PEAKER | GEN | Center Peaker | 47.3 | 59 | SCE | Southern California Edison Company | COMBUSTION TURBINE | NATURAL GAS | SP15 | 2007-09-20 |  | CISO | SCE | 0
Participating Unit | N | Y | SCEC_1_PDRP144 | SCEC_1_PDRP144 | GEN | SCEC_1_PDRP144 | 0.99 |  | SCE | Leapfrog Power, Inc. | OTHER | OTHER | SP15 |  |  | CISO | SCE | 0
Participating Unit | N | N |  | CORCAN_1_SOLAR2 | GEN | Corcoran City | 11 | 12 | PGAE | Cottonwood Solar, LLC | PHOTO VOLTAIC | SUN | NP15 | 2015-05-23 |  | CISO | PGAE | 0
Participating Unit | N | N |  | HENRTA_6_SOLAR2 | GEN | Westside Solar Power PV1 | 2 | 2 | PGAE | Westside Assets LLC | PHOTO VOLTAIC | SUN | NP15 | 2016-05-07 |  | CISO | PGAE | 0
Participating Unit | N | Y | SCEC_1_PDRP131 | SCEC_1_PDRP131 | GEN | SCEC_1_PDRP131 | 0.99 |  | SCE | Leapfrog Power, Inc. | OTHER | OTHER | SP15 |  |  | CISO | SCE | 0
Participating Unit | N | N |  | RECTOR_2_TFDBM1 | GEN | Two Fiets Dairy Digester | 0.8 | 0.8 | SCE | Two Fiets | RECIPROCATING ENGINE | BIOGAS | SP15 | 2019-01-07 |  | CISO | SCE | 0
Participating Unit | N | N |  | MNDALY_6_MCGRTH | GEN | McGrath Beach Peaker | 48.56 | 59 | SCE | Southern California edison | COMBUSTION TURBINE | NATURAL GAS | SP15 | 2012-11-01 |  | CISO | SCE | 0
Participating Unit | N | N |  | VOLTA_6_DIGHYD | GEN | Digger Creek Ranch Hydro | 0.6 | 0.6 | PGAE | Kenneth E. Link | HYDRO | WATER | NP15 | 2014-07-02 |  | CISO | PGAE | 0
Participating Unit | N | Y | PGP2_2_PDRP101 | PGP2_2_PDRP101 | GEN | VLTS_PDR_PGP2_02 | 5 |  | PGAE | Voltus, Inc. | OTHER | OTHER | NP15 |  |  | CISO | PGAE | 0
Participating Unit | N | N |  | GARNET_1_WIND | GEN | GARNET WIND ENERGY CENTER | 6.5 | 6.5 | SCE | Garnet Wind, LLC | WIND | WIND | SP15 | 2009-06-02 |  | CISO | SCE | 0
Participating Unit | N | Y | SCEC_1_PDRP136 | SCEC_1_PDRP136 | GEN | SCEC_1_PDRP136 | 0.99 |  | SCE | Leapfrog Power, Inc. | OTHER | OTHER | SP15 |  |  | CISO | SCE | 0
Participating Unit | N | N |  | LAMONT_1_SOLAR2 | GEN | Redwood Solar Farm 4 | 20 | 20 | PGAE | 54KR 8me LLC | PHOTO VOLTAIC | SUN | ZP26 | 2018-01-06 |  | CISO | PGAE | 0
Participating Unit | N | N |  | GONZLS_6_UNIT | GEN | Johnson Canyon Landfill | 1.42 | 1.4 | PGAE | Ameresco Johnson Canyon LLC | RECIPROCATING ENGINE | BIOGAS | NP15 | 2013-07-08 |  | CISO | PGAE | 0
Non-Participating | N | Y | PNCHEG_2_PL1X4 | PNCHEG_2_CTG3 | GEN | PANOCHE ENERGY CENTER (CTG3) | 104.25 | 104.25 |  | PANOCHE ENERGY CENTER | COMBUSTION TURBINE | NATURAL GAS | NP15 |  |  | CISO | PGAE | 0
Participating Unit | Y | N |  | PLSNTG_7_LNCLND | GEN | Lincoln Landfill Power Plant | 4.98 | 5 | PGAE | Energy 2001, Inc. | RECIPROCATING ENGINE | BIOGAS | NP15 | 1985-01-01 |  | CISO | PGAE | 0
Participating Unit | N | Y | GRNLF1_1_PL1X2 | GRNLF1_1_PL1X2 | GEN | Greenleaf 1 | 49.2 |  | PGAE | Calpine Greenleaf Holdings, Inc. | COMBUSTION TURBINE | NATURAL GAS | NP15 | 2022-06-24 |  | CISO | PGAE | 0
Non-Participating | N | Y | BIGCRK_2_EXESWD | BGCRK2_7_UNIT 3 | GEN | BIG CREEK PH 2 UNIT 3 | 15.8 | 15.8 |  | Southern California Edison Company | HYDRO | WATER | SP15 |  |  | CISO | SCE | 0
Participating Unit | N | N |  | DIABLO_7_UNIT 2 | GEN | Diablo Canyon Unit 2 | 1150 | 1176 | PGAE | Pacific Gas & Electric Company | STEAM | URANIUM | ZP26 | 1986-01-01 |  | CISO | PGAE | 0
Non-Participating |  | Y | CALGEN_1_UNITS | CALGEN_1_UNIT 3 | GEN | CALGEN_1_UNIT 3 | 32.2 | 32.2 |  |  |  |  | SP15 |  |  | CISO | SCE | 0
Non-Participating | N | Y | SOLBLU_2_WSBBX2 | SOLBLU_2_WSBBT2 | GEN | Westlands Solar Blue BESS | 112.5 | 112.5 | PGAE | Westlands Solar Blue (OZ) Owner, LLC | OTHER | LESR | ZP26 |  |  | CISO | PGAE | 0
Participating Unit | N | Y | PGSB_1_PDRP103 | PGSB_1_PDRP103 | GEN | PGSB_1_PDRP103 | 0.99 |  | PGAE | Leapfrog Power, Inc. | OTHER | OTHER | NP15 |  |  | CISO | PGAE | 0
Participating Unit | N | N |  | BIGSKY_2_ASLBT2 | GEN | Antelope Solar 2 Luna | 100 | 100 | SCE | Luna Storage, LLC | OTHER | LESR | SP15 | 2022-07-30 |  | CISO | SCE | 0
Participating Unit | N | N |  | GALE_1_SR3SR3 | GEN | Sunray 3 | 13.8 | 13.8 | SCE | Sunray Energy 3 LLC | PHOTO VOLTAIC | SUN | SP15 | 2017-06-29 |  | CISO | SCE | 0
Participating Unit | N | N |  | ARLEAF_2_NBSSB1 | TG | North Brawley Solar | 35 | 132.1 | SDGE | IVLY2 | OTHER | HYBD | SP15 |  |  | IID | SDGE | 0
Non-Participating | N | Y | MOSSLD_2_PSP1 | MOSSLD_2_PSP1G1 | GEN | MOSS LANDING CC PLANT 1, CTG UNIT 1 | 176 | 176 |  | Duke Energy Moss Landing LLC | COMBUSTION TURBINE | NATURAL GAS | NP15 |  |  | CISO | PGAE | 0
Non-Participating | N | Y | MONTPH_7_UNITS | MONTPH_7_UNIT 3 | GEN | MONTICELLO Unit 3 | 1.5 | 1.5 |  |  |  |  | NP15 |  |  | CISO | PGAE | 0
Participating Unit | N | N |  | GARNET_2_COAWD2 | GEN | Coachella 2 | 10.8 | 10.8 | SCE | Coachella Wind Holdings, LLC | WIND | WIND | SP15 | 2021-04-26 |  | CISO | SCE | 0
Non-Participating | N | Y | SHELRF_1_UNITS | SHELRF_7_UNIT 1 | GEN | Shell Oil Refinery Unit 1 | 20 | 20 |  | Martinez Refining Company-Division of Equilon Enterprises, LLC | STEAM | HEAT RECOVERY | NP15 |  |  | CISO | PGAE | 0
Participating Unit | Y | N |  | GARNET_2_WIND2 | GEN | Karen Avenue Wind Farm | 11.7 | 12 | SCE | Energy Development & Construction Corp. | WIND | WIND | SP15 | 2015-08-05 |  | CISO | SCE | 0
Participating Unit | N | N |  | BALCHS_7_UNIT 1 | GEN | BALCH 1 PH UNIT 1 | 31 | 34 | PGAE | Pacific Gas & Electric Company | HYDRO | WATER | NP15 | 1927-01-01 |  | CISO | PGAE | 0
Participating Unit | N | N |  | RETAKE_2_SS2SR5 | GEN | Sanborn Solar 2 S5 | 46 | 46 | SCE | EdSan 1C Solar, LLC | PHOTO VOLTAIC | SUN | SP15 |  |  | CISO | SCE | 0
Participating Unit | N | N |  | RECTOR_2_CREST | GEN | Rector Aggregate Solar Resources | 10.5 | 17.3 | SCE | Southern California Edison Company | PHOTO VOLTAIC | SUN | SP15 | 2016-12-23 |  | CISO | SCE | 0
Non-Participating | N | Y | TULLCK_7_UNITS | TULLCK_7_UNIT 1 | GEN | TULLOCH Unit 1 | 9.9 | 9.9 |  |  |  |  | NP15 |  |  | CISO | NCPA | 0
Participating Unit | N | N |  | BEARDS_7_UNIT 1 | GEN | Beardsley Hydro | 11.5 | 11.5 | PGAE | City of Santa Clara DBA Silicon Valley Power (MSS Agreement - S14) | HYDRO | WATER | NP15 | 1957-01-01 |  | CISO | NCPA | 0
Participating Unit | N | N |  | RETAKE_2_SS2SR6 | GEN | Sanborn Solar 2 S6 | 102 | 102 | SCE | EdSan 1C Solar, LLC | PHOTO VOLTAIC | SUN | SP15 |  |  | CISO | SCE | 0
Participating Unit | N | Y | PGNB_2_PDRP101 | PGNB_2_PDRP101 | GEN | VLTS_PDR_PGNB_D | 3 |  | PGAE | Voltus, Inc. | OTHER | OTHER | NP15 |  |  | CISO | PGAE | 0
Participating Unit | Y | N |  | HIGGNS_1_COMBIE | GEN | Combie South | 1.5 | 1.5 | PGAE | Nevada Irrigation District | HYDRO | WATER | NP15 | 2020-05-05 |  | CISO | PGAE | 0
Participating Unit | N | N |  | LIVOAK_1_UNIT 1 | GEN | LIVE OAK LIMITED | 49.7 | 55.3 | PGAE | Live Oak Limited | COMBUSTION TURBINE | NATURAL GAS | ZP26 | 1991-03-16 |  | CISO | PGAE | 0
Participating Unit | N | N |  | SANDRN_2_SS2SR2 | GEN | Sandrini Sol 2 | 200 | 200 | PGAE | EDPR CA Solar Park LLC | PHOTO VOLTAIC | SUN | ZP26 | 2024-11-05 |  | CISO | PGAE | 0
Participating Unit | N | Y | SCEC_1_PDRP139 | SCEC_1_PDRP139 | GEN | SCEC_1_PDRP139 | 0.99 |  | SCE | Leapfrog Power, Inc. | OTHER | OTHER | SP15 |  |  | CISO | SCE | 0
Participating Unit | N | N |  | COLGAT_7_UNIT 1 | GEN | Colgate Powerhouse Unit 1 | 176.72 | 176.7 | PGAE | Yuba County Water Agency | HYDRO | WATER | NP15 | 1969-01-01 |  | CISO | PGAE | 0
Participating Unit | N | Y | SCEC_1_PDRP106 | SCEC_1_PDRP106 | GEN | SCEC_1_PDRP106 | 0.99 |  | SCE | Leapfrog Power, inc. | OTHER | OTHER | SP15 |  |  | CISO | SCE | 0
Participating Unit | N | N |  | ROMOLA_5_MPBBT2 | GEN | Menifee Power Bank 2 | 230 | 230 | SCE | NOVA Power, LLC | OTHER | LESR | SP15 | 2024-09-20 |  | CISO | SCE | 0
Non-Participating | N | Y | STANTN_2_SBEBX2 | STANTN_2_SBEBT3 | GEN | Stanton Battery Energy Storage | 34.4 | 34.4 | SCE | Stanton Energy Holdco, LLC | OTHER | LESR | SP15 |  |  | CISO | SCE | 0
Participating Unit | N | N |  | CUMBIA_1_SOLAR | GEN | Columbia Solar Energy II | 19 | 19 | PGAE | Columbia Solar Energy, LLC | PHOTO VOLTAIC | SUN | NP15 | 2015-10-21 |  | CISO | PGAE | 0
Participating Unit | N | N |  | ELLIOT_6_ELIBT1 | GEN | Elliott Energy Storage | 10 | 9.75 | SDGE | San Diego Gas and Electric | OTHER | LESR | SP15 | 2024-04-10 |  | CISO | SDGE | 0
Participating Unit | N | Y | SPICER_1_UNITS | SPICER_1_UNITS | GEN | SPICER HYDRO UNITS 1-3 AGGREGATE | 6 |  | PGAE | NCPA (MSS Agreement - S14) | HYDRO | WATER | NP15 | 1990-01-01 |  | CISO | NCPA | 0
Participating Unit | N | N |  | ELCAJN_6_EB1BT1 | GEN | Eastern BESS 1 | 7.5 | 7.5 | SDGE | San Diego Gas & Electric | OTHER | LESR | SP15 | 2017-02-18 |  | CISO | SDGE | 0
Participating Unit | N | N |  | CSTRVL_7_PL1X2 | GEN | Marina Land Fill Gas | 4.53 | 5 | PGAE | Monterey Regional Waste Management District | RECIPROCATING ENGINE | OTHER | NP15 | 2007-09-01 |  | CISO | PGAE | 0
Non-Participating | N | Y | SCHLTE_1_PL1X3 | SCHLTE_1_UNITA1 | GEN | Tracy Unit 1 Peaking Project | 87 | 87 | PGAE | GWF Energy LLC | COMBUSTION TURBINE | NATURAL GAS | NP15 |  |  | CISO | PGAE | 0
Participating Unit | N | N |  | RTEDDY_2_SEBSR3 | GEN | Rosamond West Solar East Bay 3 | 56 | 56 | SCE | Golden Fields Solar III, LLC | PHOTO VOLTAIC | SUN | SP15 | 2020-12-21 |  | CISO | SCE | 0
Participating Unit | N | N |  | CORRAL_6_SJOAQN | GEN | Ameresco San Joaquin | 4.3 | 4.3 | PGAE | Ameresco San Joaquin LLC | RECIPROCATING ENGINE | BIOGAS | NP15 | 2014-04-24 |  | CISO | PGAE | 0
Participating Unit | N | N |  | SPRGVL_2_LINDPV | GEN | Lindsay Tulare PV | 4 | 4 | SCE | Tulare PV I, LLC | PHOTO VOLTAIC | SUN | SP15 | 2022-01-28 |  | CISO | SCE | 0
Participating Unit | N | N |  | CMBLND_2_DS2SR1 | GEN | Daggett 2 a PV | 65 | 65 | SCE | Daggett Solar Power 2 LLC | PHOTO VOLTAIC | SUN | SP15 | 2023-11-22 |  | CISO | SCE | 0
Participating Unit | N | N |  | SYCAMR_2_UNIT 4 | GEN | Sycamore Cogeneration Unit 4 | 76 | 90 | SCE | Chevron Power Holdings | FTUR | NATURAL GAS | SP15 | 1987-01-01 |  | CISO | SCE | 0
Participating Unit | N | Y | SCEN_6_PDRP109 | SCEN_6_PDRP109 | GEN | VLTS_PDR_SCEN_D | 3 |  | SCE | Voltus, Inc. | OTHER | OTHER | SP15 |  |  | CISO | SCE | 0
Participating Unit | N | Y | RUSCTY_2_UNITS | RUSCTY_2_UNITS | GEN | Russell City Energy Center | 615.18 |  | PGAE | Russell City Energy Company, LLC | COMBINED CYCLE | NATURAL GAS | NP15 | 2013-08-08 |  | CISO | PGAE | 0
Participating Unit | N | N |  | GARNET_2_HYDRO | GEN | Whitewater Hydro | 1 | 1 | SCE | Desert Water Agency | HYDRO | WATER | SP15 | 2016-07-08 |  | CISO | SCE | 0
Non-Participating |  | Y | SBERDO_2_PSP3 | SBERDO_7_STG3 | GEN | SBERDO_7_STG3 | 202 | 202 |  |  |  |  | SP15 |  |  | CISO | SCE | 0
Participating Unit | N | N |  | OASIS_6_AR4SR2 | GEN | Arrache 4006 II | 1 | 1 | SCE | TerraForm Phoenix I CD Holdings, LLC | PHOTO VOLTAIC | SUN | SP15 | 2023-12-22 |  | CISO | SCE | 0
Participating Unit | Y | N |  | HILAND_7_YOLOWD | GEN | CLEAR LAKE UNIT 1 | 3.75 | 3.8 | PGAE | Pacific Gas & Electric Company | HYDRO | WATER | NP15 | 1985-09-07 |  | CISO | PGAE | 0
Participating Unit | N | N |  | BARRE_2_SBBSR1 | GEN | Seal Beach PV | 10 | 10 | SCE | BCE Seal Beach, LLC | PHOTO VOLTAIC | SUN | SP15 |  |  | CISO | SCE | 0
Non-Participating | N | Y | WISHON_6_UNITS | WISHON_6_UNIT 2 | GEN | WISHON HYDRO UNIT 2 | 5.6 | 5.6 |  | Pacific Gas & Electric Company | HYDRO | WATER | NP15 |  |  | CISO | PGAE | 0
Participating Unit | N | Y | SDG1_1_PDRP123 | SDG1_1_PDRP123 | GEN | SDG1_1_PDRP123 | 0.99 |  | SDGE | Leapfrog Power, Inc. | OTHER | OTHER | SP15 |  |  | CISO | SDGE | 0
Participating Unit | N | N |  | RTEDDY_2_SOLAR1 | GEN | Rosamond West Solar 1 | 54 | 55 | SCE | Solar Star California XLI, LLC | PHOTO VOLTAIC | SUN | SP15 | 2016-12-22 |  | CISO | SCE | 0
Non-Participating | N | Y | HYTTHM_2_UNITS | HYATT_2_UNIT 4 | GEN | Edward Hyatt P-G Unit 4 | 132.2 | 132.2 |  | California Dept. of Water Resources | HYDRO | WATER | NP15 |  |  | CISO | CWRP | 0
Participating Unit | N | N |  | GASKW1_2_GW4SR1 | GEN | Gaskell West 4 | 20 | 20 | SCE | RE Gaskell West 3 LLC | PHOTO VOLTAIC | SUN | SP15 | 2023-05-05 |  | CISO | SCE | 0
Participating Unit | N | N |  | DAIRLD_1_MD1SL1 | GEN | Madera 1 | 1.5 | 1.5 | PGAE | GL Madera, LLC | PHOTO VOLTAIC | SUN | NP15 | 2017-12-29 |  | CISO | PGAE | 0
Participating Unit | N | N |  | RTEDDY_2_RWSBT1 | GEN | Rosamond West Solar Central BESS A1 | 30 | 30 | SCE | Golden Fields Solar III, LLC | OTHER | LESR | SP15 | 2024-05-02 |  | CISO | SCE | 0
Non-Participating | N | Y | HIDSRT_2_UNITS | HIDSRT_7_STG | GEN | HIGH DESERT STEAM TURBINE | 323 | 323 |  | High Desert Power Project, LLC | STEAM | HEAT RECOVERY | SP15 |  |  | CISO | SCE | 0
Participating Unit | N | N |  | KNTSTH_6_SOLAR | GEN | Kent South | 20 | 20 | PGAE | RE Kent South, LLC | PHOTO VOLTAIC | SUN | NP15 | 2014-12-24 |  | CISO | PGAE | 0
Participating Unit | Y | N |  | GARNET_2_WIND3 | GEN | San Gorgonio East | 12.6 | 12.6 | SCE | Coachella Wind Holdings, LLC | WIND | WIND | SP15 | 2016-02-05 |  | CISO | SCE | 0
Participating Unit | N | Y | PGF1_2_PDRP109 | PGF1_2_PDRP109 | GEN | PGF1_2_PDRP109 | 0.99 |  | PGAE | Leapfrog Power, Inc. | OTHER | OTHER | NP15 |  |  | CISO | PGAE | 0
Participating Unit | N | N |  | SCARLT_2_SSBSR1 | GEN | Scarlet Solar CA 1B PV | 100 | 100 | PGAE | EDPR Scarlet I LLC | PHOTO VOLTAIC | SUN | NP15 | 2024-05-02 |  | CISO | PGAE | 0
Participating Unit | N | N |  | ENERSJ_5_ESJWD2 | GEN | Energia Sierra Juarez Wind 2 | 105 | 105 | SDGE | Energia Sierra Juarez, S. de R.L. de C.V. | WIND | WIND | SP15 | 2022-01-13 |  | CISO | SDGE | 0
Participating Unit | Y | N |  | CTNWDP_1_QF | GEN | SMALL QF AGGREGATION - BURNEY | 0.5 | 1 | PGAE | Pacific Gas & Electric Company | HYDRO | WATER | NP15 | 1982-01-01 |  | CISO | PGAE | 0
Non-Participating | N | Y | DREWS_6_PL1X4 | DREWS_6_GEN 3 | GEN | DREWS UNIT 3 | 10.8 | 10.8 |  | Colton Power, LP | COMBUSTION TURBINE | NATURAL GAS | SP15 |  |  | CISO | SCE | 0
Participating Unit | N | N |  | PWEST_1_UNIT | GEN | PACIFIC WEST 1 WIND GENERATION | 2.1 | 2.1 | SCE | Phoenix Wind Power LLC | WIND | WIND | SP15 | 2009-03-31 |  | CISO | SCE | 0
Participating Unit | N | N |  | MSOLAR_2_SOLAR2 | GEN | Mesquite Solar 2 | 100.81 | 165 | SDGE | Mesquite Solar 2, LLC | PHOTO VOLTAIC | SUN | SP15 | 2017-10-12 |  | CISO | SDGE | 0
Participating Unit | N | N |  | OASIS_6_GBDSR4 | GEN | Green Beanworks D | 3 | 3 | SCE | Green Beanworks D LLC | PHOTO VOLTAIC | SUN | SP15 | 2018-08-25 |  | CISO | SCE | 0
Non-Participating | N | Y | CAMCHE_1_PL1X3 | CAMCHE_1_UNIT 1 | GEN | Camanche 1 | 3.3 | 3.3 |  | East Bay Municipal Utility District | HYDRO | WATER | NP15 |  |  | CISO | PGAE | 0
Non-Participating | N | Y | CARBOU_7_PL2X3 | CARBOU_7_UNIT 3 | GEN | CARIBOU PH 1 UNIT 3 | 25 | 25 |  | Pacific Gas & Electric Company | HYDRO | WATER | NP15 |  |  | CISO | PGAE | 0
Participating Unit | N | N |  | KINGCO_1_KINGBR | GEN | Kingsburg Cogen | 34.5 | 34.5 | PGAE | KES Kingsburg, L.P. | COMBUSTION TURBINE | NATURAL GAS | NP15 | 1990-12-05 |  | CISO | PGAE | 0
Participating Unit | N | N |  | PEABDY_2_LNDFIL | GEN | G2 Energy Hay Road Power Plant | 1.6 | 1.6 | PGAE | G2 Energy, Hay Road LLC | RECIPROCATING ENGINE | BIOGAS | NP15 | 2013-07-09 |  | CISO | PGAE | 0
Participating Unit | N | N |  | WOODWR_1_HYDRO | GEN | Quinten Luallen | 7.3 | 7.3 | PGAE | Friant Power Authority | HYDRO | WATER | NP15 | 2017-06-14 |  | CISO | PGAE | 0
Participating Unit | N | N |  | GARNET_1_SOLAR2 | GEN | Garnet Solar Power Generation Station 1 | 4 | 4 | SCE | Garnet Solar Power Generation Station 1, LLC | PHOTO VOLTAIC | SUN | SP15 | 2014-12-23 |  | CISO | SCE | 0
Non-Participating | N | Y | LECEF_1_UNITS | LECEF_1_CGT 2 | GEN | LOS ESTEROS ENERGY FACILITY CTG 2 | 49.9 | 49.9 |  | Los Esteros Critical Energy Facility, LLC | COMBUSTION TURBINE | NATURAL GAS | NP15 |  |  | CISO | PGAE | 0
Non-Participating | N | Y | SPICER_1_UNITS | SPICER_1_UNIT 1 | GEN | SPICER HYDRO UNIT 1 | 2.8 | 2.8 |  | NCPA (MSS Agreement - S14) | HYDRO | WATER | NP15 |  |  | CISO | NCPA | 0
Participating Unit | Y | N |  | GYSRVL_7_WSPRNG | GEN | Warm Springs Hydro | 3.75 | 3.8 | PGAE | Sonoma County Water Agency | HYDRO | WATER | NP15 | 1988-12-22 |  | CISO | PGAE | 0
Non-Participating | N | Y | HNTGBH_2_PL1X3 | HNTGBH_7_CTG1B | GEN | HNTGBH_7_CTG1B | 234.5 | 234.5 |  | AES Huntington Beach Energy LLC | COMBINED CYCLE | NATURAL GAS | SP15 |  |  | CISO | SCE | 0
Participating Unit | N | N |  | ORTGA_6_ME1SL1 | GEN | Merced 1 | 3 | 3 | PGAE | GL Merced 2, LLC | PHOTO VOLTAIC | SUN | NP15 | 2018-04-12 |  | CISO | PGAE | 0
Non-Participating | N | Y | LEBECS_2_UNITS | LEBECS_7_STG5 | GEN | CC Power Block 2 STG5 | 92 | 92 |  | Pastoria Energy Facility | STEAM | NATURAL GAS | SP15 |  |  | CISO | SCE | 0
Participating Unit | N | N |  | CNTNLA_2_SOLAR2 | GEN | Centinels Solar Energy 2 | 45.6 | 47 | SDGE | Centinela Solar Energy, LLC | PHOTO VOLTAIC | SUN | SP15 | 2014-08-15 |  | CISO | SDGE | 0
Participating Unit | N | N |  | CRIMSN_2_CRMBT1 | GEN | Crimson | 200 | 200 | SCE | Sonoran West Solar Holdings, LLC | OTHER | LESR | SP15 | 2022-09-16 |  | CISO | SCE | 0
Participating Unit | N | N |  | CUYAMS_6_CUYSR1 | GEN | Cuyama Solar | 40 | 40 | PGAE | Cuyama Solar, LLC | PHOTO VOLTAIC | SUN | ZP26 | 2017-11-30 |  | CISO | PGAE | 0
Participating Unit | N | Y | ONLLPP_6_UNITS | ONLLPP_6_UNITS | GEN | O'NEILL PUMP-GEN (AGGREGATE) | 25.2 |  | PGAE | Western Area Power Administration |  | WATER | NP15 | 2017-11-30 |  | CISO | PGAE | 0
Participating Unit | N | N |  | TX-ELK_6_SOLAR1 | GEN | Castor | 1.5 | 1.5 | PGAE | Green Light FIT 1, LLC | PHOTO VOLTAIC | SUN | ZP26 | 2016-04-02 |  | CISO | PGAE | 0
Participating Unit | N | N |  | TRNSWD_1_QF | GEN | FPL Energy C Wind | 38.97 | 40 | SCE | GPS Cabazon Wind, LLC | WIND | WIND | SP15 | 2014-12-22 |  | CISO | SCE | 0
Participating Unit | N | Y | SCEC_1_PDRP129 | SCEC_1_PDRP129 | GEN | SCEC_1_PDRP129 | 0.99 |  | SCE | Leapfrog Power, inc. | OTHER | OTHER | SP15 |  |  | CISO | SCE | 0
Participating Unit | N | N |  | KERNFT_1_UNITS | GEN | KERN FRONT LIMITED | 52.4 | 60 | PGAE | KERN FRONT LIMITED | COMBUSTION TURBINE | NATURAL GAS | ZP26 | 1989-01-07 |  | CISO | PGAE | 0
Non-Participating | N | Y | SLUISP_2_UNITS | SLUISP_2_UNIT 8 | GEN | San Luis P-G Unit 8 | 53 | 53 | PGAE | California Dept. of Water Resources | PUMPED STORAGE | WATER | NP15 |  |  | CISO | PGAE | 0
Participating Unit | N | N |  | BGSKYN_2_AS2SR1 | GEN | Antelope Solar 2 | 105 | 105 | SCE | Antelope Expansion 2, LLC | PHOTO VOLTAIC | SUN | SP15 | 2018-12-18 |  | CISO | SCE | 0
Participating Unit | N | N |  | FROGTN_1_UTICAM | GEN | Murphys Powerhouse | 3.6 | 3.6 | PGAE | Utica Water and Power Authority | HYDRO | WATER | NP15 | 2017-08-22 |  | CISO | PGAE | 0
Participating Unit | Y | N |  | COVERD_2_RCKHY1 | GEN | ROARING CREEK | 2 | 2 | PGAE | Mega Renewables | HYDRO | WATER | NP15 | 2017-06-01 |  | CISO | PGAE | 0
Participating Unit | N | Y | DUANE_1_PL1X3 | DUANE_1_PL1X3 | GEN | DONALD VON RAESFELD POWER PROJECT | 147.8 |  | PGAE | City of Santa Clara DBA Silicon Valley Power (MSS Agreement - S14) | COMBINED CYCLE | NATURAL GAS | NP15 | 2005-03-24 |  | CISO | NCPA | 0
Participating Unit | N | N |  | DYERSM_6_DSWWD1 | GEN | Dyer Summit Wind Repower | 44.8 | 44.8 | PGAE | Altamont Winds LLC | WIND | WIND | NP15 | 2022-04-05 |  | CISO | PGAE | 0
Participating Unit | N | N |  | SUNSPT_2_WNASR1 | GEN | Windhub Solar A | 20 | 20 | SCE | Windhub Solar A, LLC | PHOTO VOLTAIC | SUN | SP15 | 2019-12-18 |  | CISO | SCE | 0
Participating Unit | N | N |  | ETIWND_2_SEPBT1 | GEN | Separator | 100 | 100 | SCE | RE Rampa LLC | OTHER | LESR | SP15 | 2024-09-24 |  | CISO | SCE | 0
Participating Unit | N | N |  | USWNDR_2_LABWD1 | GEN | LaBrisa Wind Project | 9 | 9 | PGAE | EDF Renewable Windfarm V, Inc | WIND | WIND | NP15 | 2019-06-28 |  | CISO | PGAE | 0
Participating Unit | N | N |  | DELAMO_2_SOLAR2 | GEN | Golden Springs Building M | 1.75 | 1.8 | SCE | Golden Springs Development Co. LLC | PHOTO VOLTAIC | SUN | SP15 | 2015-04-01 |  | CISO | SCE | 0
Participating Unit | N | Y | SCEC_1_PDRP140 | SCEC_1_PDRP140 | GEN | SCEC_1_PDRP140 | 0.99 |  | SCE | Leapfrog Power, Inc. | OTHER | OTHER | SP15 |  |  | CISO | SCE | 0
Participating Unit | N | Y | INTKEP_2_UNITS | INTKEP_2_UNITS | GEN | CCSF Hetch_Hetchy Hydro Aggregate | 405 |  | PGAE | City & County of San Francisco | HYDRO | WATER | NP15 | 2006-07-01 |  | CISO | PGAE | 0
Participating Unit | N | N |  | GLNARM_7_UNIT 1 | GEN | GLEN ARM UNIT 1 | 22.13 | 30.6 | SCE | City of Pasadena | COMBUSTION TURBINE | NATURAL GAS | SP15 | 1976-01-01 |  | CISO | PASA | 0
Non-Participating | N | Y | BRODIE_2_WIND | BRODIE_2_WIND1 | GEN | Coram Brodie Wind Project Cameron Ridge | 78 | 78 |  | Southern California Edison Company | WIND | WIND | SP15 |  |  | CISO | SCE | 0
Participating Unit | N | N |  | BUCKCK_2_HYDRO | GEN | Lassen Station Hydro | 0.99 | 1 | PGAE | Lassen Station Hydroelectric, LP | HYDRO | WATER | NP15 | 2016-06-13 |  | CISO | PGAE | 0
Participating Unit | N | N |  | GRDISL_1_RVSSR1 | GEN | Rio Vista Solar | 2.73 | 2.73 | PGAE | Rio Vista Executive Boat & RV Storage, LLC | PHOTO VOLTAIC | SUN | NP15 | 2025-03-26 |  | CISO | PGAE | 0
Participating Unit | N | N |  | ALMEGT_1_UNIT 2 | GEN | ALAMEDA GT UNIT 2 | 25 | 25.4 | PGAE | NCPA (MSS Agreement - S14) | FTUR | NATURAL GAS | NP15 | 1986-01-01 |  | CISO | NCPA | 0
Participating Unit | N | N |  | GEYS12_7_UNIT12 | GEN | GEYSERS UNIT 12 (HEALDSBURG) | 57 | 77 | PGAE | Geysers Power Company, LLC | STEAM | GEOTHERMAL | NP15 | 1979-01-01 |  | CISO | PGAE | 0
Participating Unit | N | Y | SCEC_1_PDRP135 | SCEC_1_PDRP135 | GEN | SCEC_1_PDRP135 | 0.99 |  | SCE | Leapfrog Power, Inc. | OTHER | OTHER | SP15 |  |  | CISO | SCE | 0
Participating Unit | N | N |  | SUNPND_5_SPSBT1 | TG | Sun Pond Storage 1 | 42.5 | 127 | SCE | PVWEST | OTHER | LESR | SP15 |  |  | SRP | SCE | 0
Participating Unit | N | Y | SCEC_1_PDRP154 | SCEC_1_PDRP154 | GEN | SCEC_1_PDRP154 | 0.99 |  | SCE | Leapfrog Power, Inc. | OTHER | OTHER | SP15 |  |  | CISO | SCE | 0
Participating Unit | N | N |  | SNCLRA_2_VESBT1 | GEN | Ventura Energy Storage | 100 | 100 | SCE | Ventura Energy Storage, LLC | OTHER | LESR | SP15 | 2021-04-20 |  | CISO | SCE | 0
Participating Unit | N | N |  | TEHAPI_2_WIND2 | GEN | Wind Wall Monolith 2 | 23.66 | 22.5 | SCE | Wind Wall 1 | WIND | WIND | SP15 | 2021-03-30 |  | CISO | SCE | 0
Non-Participating |  | Y | TERMEX_2_PL1X3 | TERMEX_2_GTG1 | GEN | TERMEX_2_GTG1 | 180 | 180 |  |  |  |  | SP15 |  |  | CISO | SDGE | 0
Participating Unit | N | N |  | GLNARM_2_UNIT 5 | GEN | Glenarm Turbine 5 | 65.81 | 71 | SCE | City of Pasadena | COMBINED CYCLE | NATURAL GAS | SP15 | 2016-12-20 |  | CISO | PASA | 0
Participating Unit | N | Y | SCEC_1_PDRP113 | SCEC_1_PDRP113 | GEN | SCEC_1_PDRP113 | 0.99 |  | SCE | Leapfrog Power, Inc. | OTHER | OTHER | SP15 |  |  | CISO | SCE | 0
Participating Unit | N | N |  | WOLFSK_1_UNITA1 | GEN | Wolfskill Energy Center | 48.68 | 49.9 | PGAE | Gilroy Energy Center, LLC | COMBUSTION TURBINE | NATURAL GAS | NP15 | 2003-03-22 |  | CISO | PGAE | 0
Participating Unit | N | N |  | TULARE_2_TULBM1 | GEN | Tulare BioMAT Fuel Cell | 2.8 | 2.8 | SCE | Central CA Fuel Cell 2, LLC | OTHER | BIOGAS | SP15 | 2019-12-20 |  | CISO | SCE | 0
Participating Unit | N | N |  | REEDLY_6_SOLAR | GEN | Terzian | 1.23 | 1.3 | PGAE | Solarenewal LLC | PHOTO VOLTAIC | SUN | NP15 | 2014-06-17 |  | CISO | PGAE | 0
Participating Unit | N | N |  | PRIMM_2_SSSBT1 | GEN | Silver State South Solar Project Storage | 200 | 200 | SCE | Silver State Solar Power South, LLC | OTHER | LESR | SP15 | 2025-04-01 |  | CISO | SCE | 0
Participating Unit | Y | N |  | OAKWD_6_ZEPHWD | GEN | Zephyr Park | 3.5 | 4.2 | SCE | Oak Creek Wind Power, LLC | WIND | WIND | SP15 | 2014-02-07 |  | CISO | SCE | 0
Participating Unit | N | Y | ELKHIL_2_PL1X3 | ELKHIL_2_PL1X3 | GEN | ELK HILLS COMBINED CYCLE (AGGREGATE) | 551.7 |  | PGAE | Elk Hills Power, LLC | COMBINED CYCLE | NATURAL GAS | ZP26 | 2003-07-24 |  | CISO | PGAE | 0
Participating Unit | N | N |  | WHEATL_6_LNDFIL | GEN | G2 ENERGY, OSTROM ROAD LLC | 3.55 | 3.55 | PGAE | G2 Energy, Ostrom Road LLC | RECIPROCATING ENGINE | BIOGAS | NP15 | 2013-09-01 |  | CISO | PGAE | 0
Participating Unit | N | Y | SALTSP_7_UNITS | SALTSP_7_UNITS | GEN | SALT SPRINGS HYDRO AGGREGATE | 46 |  | PGAE | Pacific Gas & Electric Company | HYDRO | WATER | NP15 | 1931-01-01 |  | CISO | PGAE | 0
Participating Unit | N | Y | PGF1_2_PDRP127 | PGF1_2_PDRP127 | GEN | AgMonitor PR Farms PGF1 | 9.9 |  | PGAE | Olivine, Inc. | OTHER | OTHER | NP15 |  |  | CISO | PGAE | 0
Participating Unit | N | Y | TERMEX_2_PL1X3 | TERMEX_2_PL1X3 | GEN | TDM | 625 |  | SDGE | Termoelectrica De Mexicali S. de R.L. de C.V. (non-pro forma agreement) | COMBINED CYCLE | NATURAL GAS | SP15 | 2003-07-30 |  | CISO | SDGE | 0
Participating Unit | N | N |  | VICTOR_1_EXSLRA | GEN | Expressway Solar A | 2 | 2 | SCE | FTS Master Tenant 1, LLC | PHOTO VOLTAIC | SUN | SP15 | 2014-05-07 |  | CISO | SCE | 0
Participating Unit | N | N |  | HATRDG_2_WIND | GEN | Hatchet Ridge Wind Farm | 102 | 102 | PGAE | Hatchet Ridge Wind, LLC | WIND | WIND | NP15 | 2010-11-19 |  | CISO | PGAE | 0
Participating Unit | N | N |  | ELCABO_5_ECWSCEDYN | TG | El Cabo Wind | 298 |  | SCE | WILLOWBEACH | WIND | WIND | SP15 | 2017-06-02 |  | AZPS | SCE | 1
Non-Participating | N | Y | KRAMER_1_R2PX2 | KRAMER_1_R2PSR1 | GEN | Resurgence 2 PV | 24 | 24 |  | Resurgence Solar II, LLC | PHOTO VOLTAIC | SUN | SP15 |  |  | CISO | SCE | 0
Non-Participating | N | Y | TERMEX_2_PL1X3 | TERMEX_2_STG | GEN | Termoelectrica De Mexicali STG 3 | 308 | 308 |  | Termoelectrica De Mexicali S. de R.L. de C.V. | STEAM | HEAT RECOVERY | SP15 |  |  | CISO | SDGE | 0
Participating Unit | N | N |  | GWFPWR_1_LDCTG1 | GEN | LEAD UNIT 1 | 55.3 | 55.3 | PGAE | MRP SAN JOAQUIN ENERGY LLC | COMBUSTION TURBINE | NATURAL GAS | ZP26 | 2025-07-25 |  | CISO | PGAE | 0
Participating Unit | N | N |  | GARNET_2_WIND4 | GEN | Windustries | 9.8 | 9.8 | SCE | San Gorgonio Westwinds II - Windustries, LLC | WIND | WIND | SP15 | 2015-12-10 |  | CISO | SCE | 0
Non-Participating | N | Y | LEBECS_2_UNITS | LEBECS_7_CTG4 | GEN | CC Power Block 2 CTG4 | 198.9 | 198.9 |  | Pastoria Energy Facility | COMBUSTION TURBINE | NATURAL GAS | SP15 |  |  | CISO | SCE | 0
Non-Participating | N | Y | METEC_2_PL1X3 | METEC_7_CTG1 | GEN | Metcalf Energy Center Unit 1 | 193 | 193 |  | Metcalf Energy Center, LLC | COMBUSTION TURBINE | NATURAL GAS | NP15 |  |  | CISO | PGAE | 0
Participating Unit | N | N |  | RATSKE_2_RBSSB1 | GEN | Rabbitbrush Solar 1 | 60 | 60 | SCE | Rabbitbrush Solar, LLC | OTHER | HYBD | SP15 | 2022-10-18 |  | CISO | SCE | 0
Participating Unit | N | N |  | ESCNDO_6_PL1X2 | GEN | MMC Escondido Aggregate | 48.71 | 49.5 | SDGE | Escondido Energy Center | COMBUSTION TURBINE | NATURAL GAS | SP15 | 2014-01-25 |  | CISO | SDGE | 0
Participating Unit | N | N |  | KNGBRD_2_SOLAR2 | GEN | Kingbird Solar B | 20 | 20 | SCE | Kingbird Solar B, LLC | PHOTO VOLTAIC | SUN | SP15 | 2016-04-30 |  | CISO | SCE | 0
Participating Unit | N | N |  | WHTWTR_1_WINDA1 | GEN | Whitewater Hill Wind Project | 57 | 61.5 | SCE | Whitewater Hill Wind Partners, LLC | WIND | WIND | SP15 | 2002-08-31 |  | CISO | SCE | 0
Non-Participating | N | Y | HYTTHM_2_UNITS | HYATT_2_UNIT 5 | GEN | Edward Hyatt Gen Unit 5 | 141.6 | 141.6 |  | California Dept. of Water Resources | HYDRO | WATER | NP15 |  |  | CISO | CWRP | 0
Participating Unit | N | N |  | ELNIDO_1_ECRSR1 | GEN | East Cleveland Solar | 3 | 3 | PGAE | RPCA Solar 7 LLC | PHOTO VOLTAIC | SUN | NP15 | 2025-02-25 |  | CISO | PGAE | 0
Participating Unit | N | N |  | LAGBEL_2_EDCSR2 | GEN | Eaves Dis Ctr 3 | 0.67 | 0.67 | SCE | ESCA-PLD-Eaves2, LLC | PHOTO VOLTAIC | SUN | SP15 |  |  | CISO | SCE | 0
Non-Participating | N | Y | MCFLND_5_MBSBX2 | MCFLND_5_MSBSB1 | GEN | McFarland Solar B Hybrid | 75 | 75 | SDGE | McFarland Solar B, LLC | OTHER | HYBD | SP15 |  |  | CISO | SDGE | 0
Non-Participating | N | Y | SLSTR2_2_SOLAR2 | SLSTR2_2_SOLR2B | GEN | Solar Star 2 | 57 | 57 |  | Southern California Edison Company | PHOTO VOLTAIC | SUN | SP15 |  |  | CISO | SCE | 0
Participating Unit | N | N |  | NCPA_7_GP2UN4 | GEN | NCPA GEO PLANT 2 UNIT 4 | 52.73 | 55 | PGAE | NCPA (MSS Agreement - S14) | STEAM | GEOTHERMAL | NP15 | 1986-01-01 |  | CISO | NCPA | 0
Non-Participating | N | Y | HNTGBH_2_PL1X3 | HNTGBH_7_CTG1A | GEN | HNTGBH_7_CTG1A | 234.5 | 234.5 |  | AES Huntington Beach Energy LLC | COMBINED CYCLE | NATURAL GAS | SP15 |  |  | CISO | SCE | 0
Participating Unit | N | N |  | CALPIN_1_AGNEW | GEN | Agnews Power Plant | 28.56 | 41.5 | PGAE | O.L.S. Energy-Agnews, Inc. | COMBUSTION TURBINE | NATURAL GAS | NP15 | 1990-10-19 |  | CISO | PGAE | 0
Non-Participating | N | Y | BIGCRK_2_EXESWD | BGCRK4_7_UNIT 2 | GEN | BIG CREEK PH 4 UNIT 2 | 50 | 50 |  | Southern California Edison Company | HYDRO | WATER | SP15 |  |  | CISO | SCE | 0
Participating Unit | N | Y | SCEW_2_PDRP174 | SCEW_2_PDRP174 | GEN | SCEW_2_PDRP174 | 0.99 |  | SCE | Leapfrog Power, Inc. | OTHER | OTHER | SP15 |  |  | CISO | SCE | 0
Participating Unit | N | N |  | ADMEST_6_SOLAR | GEN | Adams East | 19 | 19 | PGAE | RE Adams East, LLC | PHOTO VOLTAIC | SUN | NP15 | 2014-12-13 |  | CISO | PGAE | 0
Participating Unit | N | Y | SCEC_1_DERP01 | SCEC_1_DERP01 | GEN | ESS CSG Aggregated Resources | 0.67 |  | SCE | Clean Power Alliance of Southern California | OTHER | OTHER | SP15 | 2025-02-21 |  | CISO | SCE | 0
Participating Unit | N | Y | SCEC_1_PDRP127 | SCEC_1_PDRP127 | GEN | SCEC_1_PDRP127 | 0.99 |  | SCE | Leapfrog Power, inc. | OTHER | OTHER | SP15 |  |  | CISO | SCE | 0
Participating Unit | Y | N |  | TESLA_1_QF | GEN | SMALL QF AGGREGATION - STOCKTON | 2 | 5 | PGAE | Pacific Gas & Electric Company | OTHER | OTHER | NP15 | 1982-01-01 |  | CISO | PGAE | 0
Participating Unit | N | N |  | SANBRN_2_SS2BT3 | GEN | Sanborn Solar 2 SBESS 3 | 169 | 169 | SCE | EDSAN 1B Group 1 Edwards, LLC | OTHER | LESR | SP15 | 2023-10-11 |  | CISO | SCE | 0
Non-Participating | N | Y | PIT3_7_PL1X3 | PIT3_7_UNIT 1 | GEN | PIT PH 3 UNIT 1 | 24 | 24 |  | Pacific Gas & Electric Company | HYDRO | WATER | NP15 |  |  | CISO | PGAE | 0
Participating Unit | N | Y | SCEW_2_PDRP119 | SCEW_2_PDRP119 | GEN | SCEW_2_PDRP119 | 0.99 |  | SCE | Leapfrog Power, Inc. | OTHER | OTHER | SP15 |  |  | CISO | SCE | 0
Participating Unit | N | N |  | RDWAY_1_SCKSR1 | GEN | Sheep Creek | 3 | 3 | SCE | Phelan Solar LLC | PHOTO VOLTAIC | SUN | SP15 | 2023-07-28 |  | CISO | SCE | 0
Participating Unit | N | N |  | VOYAGR_2_VOYWD3 | GEN | Voyager Wind 3 | 42.45 | 43.2 | SCE | Alta Interconnection Management III, LLC | WIND | WIND | SP15 | 2018-12-29 |  | CISO | SCE | 0
Participating Unit | N | N |  | ROMOLA_5_MPBBT4 | GEN | Menifee Power Bank 4 | 110 | 110 | SCE | NOVA Power, LLC | OTHER | LESR | SP15 | 2024-09-20 |  | CISO | SCE | 0
Participating Unit | N | N |  | DRACKR_2_DS3SR3 | GEN | Dracker Solar Unit 3 | 125 | 125 | SCE | NextEra Blythe Solar Energy Center, LLC | PHOTO VOLTAIC | SUN | SP15 | 2020-05-19 |  | CISO | SCE | 0
Participating Unit | N | N |  | ULTPCH_1_UCSBT1 | GEN | Ultrapower Chinese Station BESS | 10 | 10 | PGAE | Sierra BESS, LLC | OTHER | LESR | NP15 |  |  | CISO | PGAE | 0
Participating Unit | N | N |  | SAUGUS_6_MWDFTH | GEN | Foothill Hydroelectric Recovery Plant | 9.1 | 9.1 | SCE | Metropolitan Water District of Southern California (MWD) | HYDRO | WATER | SP15 | 1981-01-01 |  | CISO | SCE | 0
Participating Unit | N | Y | SCEW_2_PDRP125 | SCEW_2_PDRP125 | GEN | SCEW_2_PDRP125 | 0.99 |  | SCE | Leapfrog Power, Inc. | OTHER | OTHER | SP15 |  |  | CISO | SCE | 0
Participating Unit | N | Y | PGSI_1_PDRP100 | PGSI_1_PDRP100 | GEN | VLTS_PDR_PGSI_D | 3 |  | PGAE | Voltus, Inc. | OTHER | OTHER | NP15 |  |  | CISO | PGAE | 0
Participating Unit | N | Y | BUCKBL_2_PL1X3 | BUCKBL_2_PL1X3 | GEN | Blythe Energy Center | 493.63 |  | SCE | Blythe Energy Inc | COMBINED CYCLE | NATURAL GAS | SP15 | 2010-07-31 |  | CISO | SCE | 0
Participating Unit | N | N |  | SCARLT_2_SSABT1 | GEN | Scarlet Solar CA 1A | 10 | 10 | PGAE | EDPR Scarlet I LLC | OTHER | LESR | NP15 | 2024-05-03 |  | CISO | PGAE | 0
Participating Unit | N | N |  | ESNHWR_2_HDSBT2 | GEN | Hecate Energy Desert Storage 1 | 10 | 10 | SCE | Hecate Energy Desert Storage 1 LLC | OTHER | LESR | SP15 | 2025-05-16 |  | CISO | SCE | 0
Non-Participating | N | Y | FILIPPI_2_QZSBTX | FILIPPI_2_QZSBT2 | GEN | Quartzite Solar 8 BESS | 75 | 75 | SCE | Desert Quartzite LLC | OTHER | LESR | SP15 |  |  | CISO | SCE | 0
Participating Unit | N | N |  | ASTORA_2_SOLAR1 | GEN | Astoria 1 | 100 | 100 | SCE | RE Astoria LLC | PHOTO VOLTAIC | SUN | SP15 | 2016-10-18 |  | CISO | SCE | 0
Non-Participating | N | Y | BIGCRK_2_EXESWD | BGCRK8_7_UNIT 1 | GEN | BIG CREEK PH 8 UNIT 1 | 30 | 30 |  | Southern California Edison Company | HYDRO | WATER | SP15 |  |  | CISO | SCE | 0
Participating Unit | N | N |  | ALTA3A_2_CPCE5 | GEN | Alta Wind 5 | 168 | 168 | SCE | Alta Interconnection Management II, LLC | WIND | WIND | SP15 | 2011-04-21 |  | CISO | SCE | 0
Participating Unit | N | N |  | PERGRN_2_PRSBT1 | GEN | Peregrine Storage | 200 | 200 | SDGE | Peregrine Energy Storage, LLC | OTHER | LESR | SP15 | 2025-04-09 |  | CISO | SDGE | 0
Non-Participating | N | Y | TULLCK_7_UNITS | TULLCK_7_UNIT 2 | GEN | TULLOCH Unit 2 | 9.9 | 9.9 |  |  |  |  | NP15 |  |  | CISO | NCPA | 0
Participating Unit | N | N |  | OROLOM_1_SOLAR1 | GEN | Oro Loma Solar 1 | 10 | 10 | PGAE | CED Oro Loma Solar, LLC | PHOTO VOLTAIC | SUN | NP15 | 2017-01-28 |  | CISO | PGAE | 0
Participating Unit | N | N |  | CUMMNG_6_SUNCT1 | GEN | SunSelect 1 | 4 | 4 | SCE | SunSelect Produce (California), Inc. | RECIPROCATING ENGINE | NATURAL GAS | SP15 | 2018-05-31 |  | CISO | SCE | 0
Participating Unit | N | N |  | WISTRA_2_WRSSR1 | GEN | Wistaria Ranch Solar | 100 | 100 | SDGE | CED Wistaria Solar, LLC | PHOTO VOLTAIC | SUN | SP15 | 2018-11-06 |  | CISO | SDGE | 0
Participating Unit | N | N |  | PHOENX_1_UNIT | GEN | PHOENIX PH | 2 | 2 | PGAE | Pacific Gas & Electric Company | HYDRO | WATER | NP15 | 1940-01-01 |  | CISO | PGAE | 0
Participating Unit | N | N |  | BLYTHE_1_SOLAR1 | GEN | Blythe Solar 1 Project | 21 | 21 | SCE | Solar Blythe LLC | PHOTO VOLTAIC | SUN | SP15 | 2009-12-18 |  | CISO | SCE | 0
Non-Participating | N | Y | LEBECS_2_UNITS | LEBECS_7_CTG2 | GEN | CC Power Block 1 CTG2 | 198.9 | 198.9 |  | Pastoria Energy Facility | COMBUSTION TURBINE | NATURAL GAS | SP15 |  |  | CISO | SCE | 0
Non-Participating | N | Y | REXFRD_2_RSFSX2 | REXFRD_2_RSFSR1 | GEN | Rexford Solar Farm | 100 | 100 | SCE | 20SD 8me LLC | PHOTO VOLTAIC | SUN | SP15 |  |  | CISO | SCE | 0
Participating Unit | Y | N |  | DAVIS_7_MNMETH | GEN | MM Yolo Power LLC | 4 | 2.7 | PGAE | Yolo County Central Landfill | RECIPROCATING ENGINE | BIOGAS | NP15 | 1997-01-01 |  | CISO | PGAE | 0
Participating Unit | N | N |  | BURNEY_6_HCCTG1 | GEN | HAT Creek Bioenergy | 2.88 | 2.88 | PGAE | Hat Creek Bioenergy, LLC | OTHER | BIOMASS | NP15 | 2025-06-30 |  | CISO | PGAE | 0
Participating Unit | N | N |  | TRNQLT_2_SOLAR | GEN | Tranquillity | 200 | 200 | PGAE | RE Tranquillity LLC | PHOTO VOLTAIC | SUN | NP15 | 2016-07-28 |  | CISO | PGAE | 0
Participating Unit | Y | N |  | BIOMAS_1_UNIT 1 | GEN | WOODLAND BIOMASS | 25.5 | 28.8 | PGAE | Woodland Biomass Power, Ltd. | STEAM | BIOMASS | NP15 | 1989-08-31 |  | CISO | PGAE | 0
Participating Unit | N | N |  | MCFLND_5_MSCBT1 | GEN | McFarland Solar C | 185 | 185 | SDGE | McFarland Storage C, LLC | OTHER | LESR | SP15 | 2025-04-09 |  | CISO | SDGE | 0
Participating Unit | N | N |  | EXCLSG_1_SOLAR | GEN | Excelsior Solar | 60 | 60 | PGAE | Five Points Solar Park LLC | PHOTO VOLTAIC | SUN | NP15 | 2016-10-06 |  | CISO | PGAE | 0
Participating Unit | N | N |  | VISTRA_5_DALBT2 | GEN | Dallas Energy Storage 2 | 100 | 100 | PGAE | Moss Landing Energy Storage 1, LLC | OTHER | LESR | NP15 | 2021-03-23 |  | CISO | PGAE | 0
Participating Unit | N | N |  | SENTNL_2_CTG5 | GEN | Sentinel Unit 5 | 107.52 | 131.8 | SCE | Sentinel Energy Center, LLC | COMBUSTION TURBINE | NATURAL GAS | SP15 | 2013-05-06 |  | CISO | SCE | 0
Participating Unit | N | N |  | RENWD_1_QF | GEN | Renwind re-powering project | 10.5 | 10.5 | SCE | Windpower Partners 1993, LLC | WIND | WIND | SP15 | 2013-01-08 |  | CISO | SCE | 0
Non-Participating | N | Y | KRAMER_1_R2PX2 | KRAMER_1_R2PSR2 | GEN | Resurgence 2 PV | 24 | 24 |  | Resurgence Solar II, LLC | PHOTO VOLTAIC | SUN | SP15 |  |  | CISO | SCE | 0
Participating Unit | N | N |  | COLTON_6_AGUAM1 | GEN | AGUA MANSA UNIT 1 (CITY OF COLTON) | 43 | 45.5 | SCE | City of Colton | COMBUSTION TURBINE | NATURAL GAS | SP15 | 2003-06-27 |  | CISO | CLTN | 0
Participating Unit | N | Y | SCEC_1_PDRP176 | SCEC_1_PDRP176 | GEN | VLTS_PDR_SCEC_02 | 9.95 |  | SCE | Voltus, Inc. | OTHER | OTHER | SP15 |  |  | CISO | SCE | 0
Non-Participating | N | Y | ONLLPP_6_UNITS | ONLLPP_6_UNIT 2 | GEN | O'NEILL PUMP-GEN UNIT 2 | 4.2 | 4.2 |  |  | HYDRO | WATER | NP15 |  |  | CISO | PGAE | 0
Participating Unit | N | N |  | GRNITE_6_ESCBT1 | GEN | EnerSmart El Cajon | 3 | 3 | SDGE | EnerSmart El Cajon BESS LLC | OTHER | LESR | SP15 |  |  | CISO | SDGE | 0
Participating Unit | N | N |  | CEDUCR_2_SOLAR1 | GEN | Ducor Solar 1 | 20 | 20 | SCE | CED Ducor Solar 1, LLC | PHOTO VOLTAIC | SUN | SP15 | 2016-12-23 |  | CISO | SCE | 0
Participating Unit | N | N |  | WALNUT_2_SOLAR | GEN | Industry MetroLink PV 1 | 1.5 | 1.6 | SCE | City of Industry | PHOTO VOLTAIC | SUN | SP15 | 2012-04-03 |  | CISO | SCE | 0
Participating Unit | N | N |  | HINSON_6_LBECH4 | GEN | Long Beach Unit 4 | 63 | 70 | SCE | Long Beach Generation LLC | FTUR | NATURAL GAS | SP15 | 2007-08-01 |  | CISO | SCE | 0
Participating Unit | N | N |  | CEDUCR_2_SOLAR2 | GEN | Ducor Solar 2 | 20 | 20 | SCE | CED Ducor Solar 2, LLC | PHOTO VOLTAIC | SUN | SP15 | 2016-12-23 |  | CISO | SCE | 0
Participating Unit | Y | N |  | NGILAA_5_SDGDYN | TG | NGILAA_5_SDGDYN | 55 |  | SCE | PVWEST | COMBINED CYCLE | NATURAL GAS | SP15 | 2009-03-31 |  | AZPS | SCE | 1
Participating Unit | Y | Y | SHELRF_1_UNITS | SHELRF_1_UNITS | GEN | SHELL OIL REFINERY AGGREGATE | 100 |  | PGAE | Martinez Refining Company-Division of Equilon Enterprises, LLC | COMBINED CYCLE | NATURAL GAS | NP15 | 1995-01-01 |  | CISO | PGAE | 0
Participating Unit | N | N |  | LTBEAR_1_LB3SR3 | GEN | Little Bear 3 Solar | 20 | 20 | PGAE | Little Bear Solar 3, LLC | PHOTO VOLTAIC | SUN | NP15 | 2020-12-03 |  | CISO | PGAE | 0
Participating Unit | N | Y | SCEC_1_PDRP133 | SCEC_1_PDRP133 | GEN | SCEC_1_PDRP133 | 0.99 |  | SCE | Leapfrog Power, Inc. | OTHER | OTHER | SP15 |  |  | CISO | SCE | 0
Non-Participating | N | Y | AGRICO_6_PL3N5 | AGRICO_6_UNIT 3 | GEN | Fresno Peaker AG PL3N5 ICE5 | 21 | 21 |  | Fresno Cogeneration Partners, LP | COMBUSTION TURBINE | NATURAL GAS | NP15 |  |  | CISO | PGAE | 0
Participating Unit | N | N |  | GLDFGR_6_SOLAR1 | GEN | Portal Ridge B | 20 | 20 | SCE | Portal Ridge Solar B, LLC | PHOTO VOLTAIC | SUN | SP15 | 2017-02-15 |  | CISO | SCE | 0
Non-Participating | N | Y | SUNRIS_2_PL1X3 | SUNRIS_2_UNIT 1 | GEN | Sunrise Power Project Unit 1 | 164 | 164 |  | Sunrise Power Company | COMBUSTION TURBINE | NATURAL GAS | ZP26 |  |  | CISO | PGAE | 0
Participating Unit | Y | N |  | TVYVLY_6_KRSHY1 | GEN | Kings River Syphon | 1.3 | 1.3 | PGAE | Orange Cove Irrigation District | HYDRO | WATER | NP15 | 2021-09-15 |  | CISO | PGAE | 0
Participating Unit | N | N |  | SUNSTR_5_SS1SCEDYN | TG | Sunstream Solar 1 | 150 |  | SCE | PVWEST | PHOTO VOLTAIC | SUN | SP15 | 2019-11-19 |  | AZPS | SCE | 1
Non-Participating | N | Y | SOLBLU_2_WSBSX2 | SOLBLU_2_WSBSR1 | GEN | Westlands Solar Blue | 125 | 125 | PGAE | Westlands Solar Blue, LLC | PHOTO VOLTAIC | SUN | ZP26 |  |  | CISO | PGAE | 0
Participating Unit | N | Y | SCEW_2_PDRP171 | SCEW_2_PDRP171 | GEN | SCEW_2_PDRP171 | 0.99 |  | SCE | Leapfrog Power, Inc. | OTHER | OTHER | SP15 |  |  | CISO | SCE | 0
Participating Unit | N | N |  | SENTNL_2_CTG1 | GEN | Sentinel Unit 1 | 107.68 | 131.8 | SCE | Sentinel Energy Center, LLC | COMBUSTION TURBINE | NATURAL GAS | SP15 | 2013-05-06 |  | CISO | SCE | 0
Participating Unit | N | N |  | GLDFGR_6_SOLAR2 | GEN | Portal Ridge C | 11.4 | 11.4 | SCE | Portal Ridge Solar C, LLC | PHOTO VOLTAIC | SUN | SP15 | 2017-02-14 |  | CISO | SCE | 0
Participating Unit | N | Y | SDG1_1_PDRP122 | SDG1_1_PDRP122 | GEN | SDG1_1_PDRP122 | 0.99 |  | SDGE | Leapfrog Power, Inc. | OTHER | OTHER | SP15 |  |  | CISO | SDGE | 0
Non-Participating | N | Y | GATWAY_2_PL1X3 | GATWAY_2_STGC | GEN | Gateway STG C | 213.4 | 213.4 |  | Gateway Generating Station | STEAM | NATURAL GAS | NP15 |  |  | CISO | PGAE | 0
Participating Unit | N | N |  | FTSWRD_6_TRFORK | GEN | Three Forks Water Power Project | 1.63 | 1.5 | PGAE | Grizzly Mountain Ranch | HYDRO | WATER | NP15 | 2011-11-01 |  | CISO | PGAE | 0
Participating Unit | Y | N |  | TXMCKT_6_UNIT | GEN | McKittrick Cogen | 11.2 | 11.2 | PGAE | Chevron USA Inc | FTUR | NATURAL GAS | ZP26 | 1994-10-01 |  | CISO | PGAE | 0
Participating Unit | N | N |  | INTMNT_3_CC_3_PASADENA | TG | Intermountain; Unit 3 PASA Share | 29 |  | SCE | IPP | COMBINED CYCLE | NATURAL GAS | SP15 |  |  | LADWP | SCE | 0
Non-Participating | N | Y | DELSUR_6_CREST | DELSUR_6_CREST1 | GEN | DELSUR_6_CREST1 | 8.5 | 8.5 |  | Southern California Edison Company | PHOTO VOLTAIC | SUN | SP15 |  |  | CISO | SCE | 0
Participating Unit | N | N |  | LMBEPK_2_UNITA3 | GEN | Goose Haven Energy Center, Unit #1 | 47.75 | 49.9 | PGAE | Goose Haven Energy Center, LLC | COMBUSTION TURBINE | NATURAL GAS | NP15 | 2003-01-06 |  | CISO | PGAE | 0
Participating Unit | N | Y | SCEC_1_PDRP142 | SCEC_1_PDRP142 | GEN | SCEC_1_PDRP142 | 0.99 |  | SCE | Leapfrog Power, Inc. | OTHER | OTHER | SP15 |  |  | CISO | SCE | 0
Participating Unit | N | Y | SDG1_1_PDRP121 | SDG1_1_PDRP121 | GEN | SDG1_1_PDRP121 | 0.99 |  | SDGE | Leapfrog Power, Inc. | OTHER | OTHER | SP15 |  |  | CISO | SDGE | 0
Non-Participating | N | Y | GYS5X6_7_UNITS | GYS5X6_7_UNIT 5 | GEN | Geysers Unit 5 | 55 | 55 |  | Geysers Power Company, LLC | STEAM | GEOTHERMAL | NP15 |  |  | CISO | PGAE | 0
Participating Unit | N | N |  | GLDTWN_6_SOLAR | GEN | Rio Grande | 5 | 5 | SCE | RE Rio Grande LLC | PHOTO VOLTAIC | SUN | SP15 | 2013-11-18 |  | CISO | SCE | 0
Participating Unit | N | N |  | BUCKWD_1_QF | GEN | Buckwind Re-powering project | 16.5 | 16.5 | SCE | Windpower Partners 1993, LLC | WIND | WIND | SP15 | 1984-12-13 |  | CISO | SCE | 0
Participating Unit | N | Y | SCEC_1_PDRP116 | SCEC_1_PDRP116 | GEN | SCEC_1_PDRP116 | 0.99 |  | SCE | Leapfrog Power, Inc. | OTHER | OTHER | SP15 |  |  | CISO | SCE | 0
Participating Unit | N | N |  | SUNST2_5_SS2SR1 | GEN | Sun Streams Solar 2 | 150 | 150 | SDGE | Sun Streams 2, LLC | PHOTO VOLTAIC | SUN | SP15 | 2021-06-25 |  | CISO | SDGE | 0
Participating Unit | N | N |  | BLYTHE_1_SOLAR2 | GEN | Blythe Green 1 | 20 | 20 | SCE | Solar Blythe II LLC | PHOTO VOLTAIC | SUN | SP15 | 2017-04-05 |  | CISO | SCE | 0
Participating Unit | N | N |  | DSRTHV_2_DH2BT1 | GEN | Desert Harvest BESS | 35 | 35 | SCE | Desert Harvest II LLC | OTHER | LESR | SP15 | 2021-06-10 |  | CISO | SCE | 0
Participating Unit | N | N |  | GOOSLK_1_SOLAR1 | GEN | Goose Lake | 12 | 12 | PGAE | Cottonwood Solar, LLC | PHOTO VOLTAIC | SUN | ZP26 | 2015-05-23 |  | CISO | PGAE | 0
Participating Unit | N | Y | SCHLTE_1_PL1X3 | SCHLTE_1_PL1X3 | GEN | Tracy Combined Cycle Power Plant | 336.04 |  | PGAE | MRP San Joaquin Energy, LLC | COMBINED CYCLE | NATURAL GAS | NP15 | 2012-10-31 |  | CISO | PGAE | 0
Participating Unit | N | Y | GILROY_1_UNIT | GILROY_1_UNIT | GEN | GILROY COGEN AGGREGATE | 120 |  | PGAE | Calpine Gilroy Cogen, L.P. | COMBINED CYCLE | NATURAL GAS | NP15 | 1987-01-01 |  | CISO | PGAE | 0
Participating Unit | N | N |  | ADOBEE_1_SOLAR | GEN | Adobe Solar | 20 | 20 | PGAE | Adobe Solar, LLC | PHOTO VOLTAIC | SUN | ZP26 | 2014-05-21 |  | CISO | PGAE | 0
Non-Participating |  | Y | DSRTSN_2_SOLAR1 | DSRTSN_2_SOLR1A | GEN | Desert Sunlight 300 | 156.9 | 156.9 |  | Desert Sunlight Holdings, LLC | PHOTO VOLTAIC | SUN | SP15 |  |  | CISO | SCE | 0
Non-Participating | N | Y | OBERON_5_O1SSX2 | OBERON_5_O1SSR2 | GEN | Oberon 1A Solar | 125 | 125 | SCE | IP Oberon, LLC | PHOTO VOLTAIC | SUN | SP15 |  |  | CISO | SCE | 0
Non-Participating |  | Y | CORONS_6_CLRWTR | CORONS_6_CLRSTG | GEN | CORONS_6_CLRSTG | 8.5 | 8.5 |  |  |  |  | SP15 |  |  | CISO | RVSD | 0
Participating Unit | N | N |  | VILLPK_2_VALLYV | GEN | MWD Valley View Hydroelectric Recovery P | 4.1 | 4.1 | SCE | Metropolitan Water District of Southern California | HYDRO | WATER | SP15 | 1985-01-01 |  | CISO | SCE | 0
Non-Participating | N | Y | REXFRD_2_RSFBX2 | REXFRD_2_RSFBT2 | GEN | Rexford Solar Farm BESS | 168 | 168 | SCE | 20SD 8me LLC | OTHER | LESR | SP15 |  |  | CISO | SCE | 0
Non-Participating | N | Y | PNCHVS_2_SOLAR | PNCHVS_2_SOLARA | GEN | PNCHVS_2_SOLARA | 69.5 | 69.5 |  | Pacific Gas & Electric | PHOTO VOLTAIC | SUN | NP15 |  |  | CISO | PGAE | 0
Participating Unit | N | N |  | TWISSL_6_PRDSR1 | GEN | Pistachio Road | 4.75 | 4.75 | PGAE | Twisselman Solar, LLC | PHOTO VOLTAIC | SUN | ZP26 |  |  | CISO | PGAE | 0
Participating Unit | N | N |  | OSO_6_NSPIN | GEN | OSO_6_NSPIN | 70 | 70.8 | SCE | California Dept. of Water Resources | PUMP | WATER | SP15 | 2009-03-31 |  | CISO | CWRS | 0
Participating Unit | N | N |  | PNOCHE_1_UNITA1 | GEN | CalPeak Power Panoche Unit 1 | 52.3 | 57 | PGAE | CalPeak Power - Panoche LLC | COMBUSTION TURBINE | NATURAL GAS | NP15 | 2001-12-27 |  | CISO | PGAE | 0
Participating Unit | N | N |  | INYOKN_1_IKSSR2 | GEN | Inyokern Solar 1281 | 11.9 | 11.9 | SCE | RB Inyokern Solar WDAT 1281 LLC | PHOTO VOLTAIC | SUN | SP15 | 2024-12-31 |  | CISO | SCE | 0
Participating Unit | Y | N |  | RIOOSO_1_QF | GEN | SMALL QF AGGREGATION - GRASS VALLEY | 1.11 | 2.5 | PGAE | Pacific Gas & Electric Company | HYDRO | WATER | NP15 | 1984-01-01 |  | CISO | PGAE | 0
Participating Unit | N | N |  | ELCAJN_6_UNITA1 | GEN | Cuyamaca Peak Energy Plant | 45.42 | 48 | SDGE | San Diego Gas & Electric | COMBUSTION TURBINE | NATURAL GAS | SP15 | 2002-05-29 |  | CISO | SDGE | 0
Participating Unit | N | Y | DRUM_7_PL3X4 | DRUM_7_PL3X4 | GEN | Drum PH 1 Units 3 & 4 Aggregate | 28.9 |  | PGAE | Pacific Gas & Electric Company | HYDRO | WATER | NP15 | 1922-01-01 |  | CISO | PGAE | 0
Participating Unit | N | N |  | RECTOR_2_KAWEAH | GEN | KAWEAH PH 2 & 3 PSP AGGREGATE | 6.55 | 6.6 | SCE | Southern California Edison Company | HYDRO | WATER | SP15 | 1913-01-01 |  | CISO | SCE | 0
Participating Unit | N | N |  | BUCKWD_1_NPALM1 | GEN | North Palm Springs 1A | 2.4 | 2.4 | SCE | North Palm Springs Investments, LLC | PHOTO VOLTAIC | SUN | SP15 | 2012-04-02 |  | CISO | SCE | 0
Participating Unit | N | N |  | GASKW1_2_GW2SR1 | GEN | Gaskell West 2a | 16 | 16 | SCE | RE Gaskell West 2 LLC | PHOTO VOLTAIC | SUN | SP15 | 2023-05-05 |  | CISO | SCE | 0
Participating Unit | N | Y | PGEB_2_PDRP113 | PGEB_2_PDRP113 | GEN | PGEB_2_PDRP113 | 3 |  | PGAE | OHMCONNECT, INC. | OTHER | OTHER | NP15 |  |  | CISO | PGAE | 0
Participating Unit | N | Y | PGSF_2_PDRP100 | PGSF_2_PDRP100 | GEN | VLTS_PDR_PGSF_D | 3 |  | PGAE | Voltus, Inc. | OTHER | OTHER | NP15 |  |  | CISO | PGAE | 0
Participating Unit | Y | N |  | MESAP_1_QF | GEN | SMALL QF AGGREGATION - SAN LUIS OBISPO | 1 | 1 | PGAE | Pacific Gas & Electric Company | OTHER | OTHER | ZP26 | 2009-03-31 |  | CISO | PGAE | 0
Participating Unit | N | N |  | FMEADO_7_UNIT | GEN | FRENCH MEADOWS HYDRO | 16 | 18 | PGAE | Placer County Water Agency | HYDRO | WATER | NP15 | 1966-01-01 |  | CISO | PGAE | 0
Participating Unit | N | Y | SCEW_2_PDRP109 | SCEW_2_PDRP109 | GEN | SCEW_2_PDRP109 | 0.99 |  | SCE | Leapfrog Power, inc. | OTHER | OTHER | SP15 |  |  | CISO | SCE | 0
Participating Unit | N | N |  | CSLR4S_2_SOLAR | GEN | Csolar IV South | 130 | 130 | SDGE | CSolar IV South, LLC | PHOTO VOLTAIC | SUN | SP15 | 2013-10-11 |  | CISO | SDGE | 0
Participating Unit | N | N |  | CONDOR_2_CDRBT1 | GEN | Condor BESS | 200 | 200 | SCE | Condor Energy Storage, LLC | OTHER | LESR | SP15 | 2024-05-21 |  | CISO | SCE | 0
Participating Unit | N | N |  | PUTHCR_1_SOLAR1 | GEN | Putah Creek Solar Farm | 1.98 | 2 | PGAE | Putah Creek Solar Farms LLC | PHOTO VOLTAIC | SUN | NP15 | 2014-12-19 |  | CISO | PGAE | 0
Participating Unit | N | Y | IVWEST_2_SOLAR1 | IVWEST_2_SOLAR1 | GEN | Imperial Valley West ( Q # 608) | 150 |  | SDGE | CSolar IV West, LLC | PHOTO VOLTAIC | SUN | SP15 | 2015-09-30 |  | CISO | SDGE | 0
Participating Unit | N | N |  | SEGS_1_SR2SL2 | GEN | Sunray 2 | 20 | 20 | SCE | Sunray Energy 2, LLC | PHOTO VOLTAIC | SUN | SP15 | 2017-06-02 |  | CISO | SCE | 0
Participating Unit | N | Y | DSRTSN_2_SOLAR1 | DSRTSN_2_SOLAR1 | GEN | Desert Sunlight 300 | 300 | 300 | SCE | Desert Sunlight Holdings, LLC | PHOTO VOLTAIC | SUN | SP15 | 2013-10-22 |  | CISO | SCE | 0
Participating Unit | N | N |  | MALAGA_1_AUCTG2 | GEN | Acid Unit 2 | 55.3 | 55.3 | PGAE | Malaga Power, LLC | COMBUSTION TURBINE | NATURAL GAS | ZP26 | 2024-11-18 |  | CISO | PGAE | 0
Participating Unit | N | N |  | AVENAL_6_AVSLR1 | GEN | Avenal Solar 1 | 7.9 | 7.9 | PGAE | CED Avenal Solar, LLC | PHOTO VOLTAIC | SUN | ZP26 | 2017-01-28 |  | CISO | PGAE | 0
Participating Unit | N | N |  | VIKING_2_VCBBT1 | TG | VIKINGS CO-LOCATED BESS | 149.88 | 150 | SCE | MIR2 | OTHER | LESR | SP15 | 2024-11-11 |  | IID | SCE | 1
Participating Unit | N | Y | SCEC_1_PDRP173 | SCEC_1_PDRP173 | GEN | LCR AMS Hybrid West LA 2-C-LSCE | 2.53 |  | SCE | Southern California Edison | OTHER | OTHER | SP15 |  |  | CISO | SCE | 0
Participating Unit | N | N |  | GARNET_2_WIND5 | GEN | Eastwind | 3 | 3 | SCE | Yavi Energy Holdings, LLC | WIND | WIND | SP15 | 2016-03-01 |  | CISO | SCE | 0
Participating Unit | N | N |  | DREWSR_2_BHSSR1 | GEN | Blue Hornet Solar | 100 | 100 | SDGE | Drew Solar, LLC | PHOTO VOLTAIC | SUN | SP15 | 2022-11-04 |  | CISO | SDGE | 0
Participating Unit | Y | N |  | GRZZLY_1_BERKLY | GEN | Berkeley Cogeneration | 26.35 | 32.5 | PGAE | The Regents of the University of California | COMBINED CYCLE | NATURAL GAS | NP15 | 2018-02-20 |  | CISO | PGAE | 0
Participating Unit | Y | Y | MIDSUN_1_PL1X2 | MIDSUN_1_PL1X2 | GEN | North Midway Cogens 5A 5B | 9.6 |  | PGAE | BERRY PETROLEUM COMPANY, LLC | COMBUSTION TURBINE | NATURAL GAS | ZP26 | 2022-03-17 |  | CISO | PGAE | 0
Participating Unit | N | Y | MALAGA_1_ACDBX2 | MALAGA_1_ACDBX2 | GEN | Acid | 97 |  | PGAE | Malaga BESS, LLC | OTHER | LESR | ZP26 | 2025-03-14 |  | CISO | PGAE | 0
Participating Unit | N | N |  | HERDLN_6_BYHSR1 | GEN | Byron Highway Solar | 5 | 5 | PGAE | RPCA Solar 3, LLC | PHOTO VOLTAIC | SUN | NP15 | 2022-11-23 |  | CISO | PGAE | 0
Participating Unit | N | N |  | WESCN2_2_BDSBT2 | GEN | Bateria Del Sur 2B | 100 | 100 | SDGE | CED West Side Canal Battery Storage, LLC | OTHER | LESR | SP15 | 2025-07-01 |  | CISO | SDGE | 0
Participating Unit | N | N |  | SANBRN_2_SS2BT4 | GEN | Sanborn Solar 2 SBESS 4 | 47 | 47 | SCE | EdSan 1B Group 2, LLC | OTHER | LESR | SP15 | 2023-11-16 |  | CISO | SCE | 0
Participating Unit | N | N |  | HATLOS_6_LSCRK | GEN | Lost Creek 1 & 2 Hydro Conversion | 1.7 | 1.7 | PGAE | Snow Mountain Hydro, LLC. | HYDRO | WATER | NP15 | 1989-06-15 |  | CISO | PGAE | 0
Participating Unit | N | N |  | CALFTN_2_CFSBT1 | GEN | California Flats Solar Battery | 60 | 60 | PGAE | CA Flats Solar 130, LLC | OTHER | LESR | ZP26 | 2021-08-31 |  | CISO | PGAE | 0
Non-Participating |  | Y | PINFLT_7_UNITS | PINFLT_7_UNIT 2 | GEN | PINFLT_7_UNIT 2 | 63.3 | 63.3 |  |  |  |  | NP15 |  |  | CISO | CWRP | 0
Participating Unit | N | Y | ELKHRN_1_EESX3 | ELKHRN_1_EESX3 | GEN | Elkhorn Energy Storage | 182.5 |  | PGAE | Pacific Gas and Electric Company | OTHER | LESR | NP15 | 2022-04-07 |  | CISO | PGAE | 0
Participating Unit | N | N |  | COCOPP_2_CTG3 | GEN | Marsh Landing 3 | 208.96 | 222 | PGAE | Marsh Landing LLC | FTUR | NATURAL GAS | NP15 | 2013-05-01 |  | CISO | PGAE | 0
Participating Unit | N | N |  | GASKW1_2_GW2BT1 | GEN | Gaskell West 2 BESS | 20 | 20 | SCE | RE Gaskell West 2 LLC | OTHER | LESR | SP15 | 2023-05-05 |  | CISO | SCE | 0
Participating Unit | N | N |  | CEDUCR_2_SOLAR4 | GEN | Ducor Solar 4 | 20 | 20 | SCE | CED Ducor Solar 4, LLC | PHOTO VOLTAIC | SUN | SP15 | 2016-12-23 |  | CISO | SCE | 0
Participating Unit | N | Y | SCEC_1_PDRP149 | SCEC_1_PDRP149 | GEN | SCEC_1_PDRP149 | 0.99 |  | SCE | Leapfrog Power, Inc. | OTHER | OTHER | SP15 |  |  | CISO | SCE | 0
Participating Unit | N | N |  | NEENCH_6_SOLAR | GEN | Alpine Solar | 66 | 66 | SCE | Solar Alpine LLC | PHOTO VOLTAIC | SUN | SP15 | 2013-01-18 |  | CISO | SCE | 0
Non-Participating | N | Y | CARBOU_7_PL4X5 | CARBOU_7_UNIT 5 | GEN | Caribou PH 2 Unit 5 | 61 | 61 |  | Pacific Gas & Electric Company | HYDRO | WATER | NP15 |  |  | CISO | PGAE | 0
Participating Unit | N | N |  | TAHOE_2_THOBT1 | GEN | Tahoe 1 | 60.04 | 60 | SCE | Silver Peak Solar, LLC | OTHER | LESR | SP15 | 2025-06-05 |  | CISO | SCE | 0
Non-Participating | N | Y | CDWR07_2_GEN | BUENVS_2_NSPIN | GEN | BUENVS_2_NSPIN | 104.4 | 104.4 |  | BUENVS_2_NSPIN | PUMP | WATER | ZP26 |  |  | CISO | CWRP | 0
Non-Participating | N | Y | RUSCTY_2_UNITS | RUSCTY_2_STG | GEN | Russell City | 254 | 254 |  | Russell City Energy Company, LLC | COMBINED CYCLE | NATURAL GAS | NP15 |  |  | CISO | PGAE | 0
Participating Unit | N | N |  | EEKTMN_6_SOLAR1 | GEN | EE K Solar 1 | 20 | 20 | PGAE | EE Kettleman Land, LLC | PHOTO VOLTAIC | SUN | NP15 | 2015-08-12 |  | CISO | PGAE | 0
Participating Unit | N | N |  | DURNMESA_3_WBDYN | TG | DURAN MESA | 105.08 |  | SCE | WILLOWBEACH | WIND | WIND | SP15 | 2021-12-02 |  | PNM | SCE | 1
Participating Unit | N | N |  | STROUD_6_SOLAR | GEN | Stroud Solar Station | 20 | 20 | PGAE | Pacific Gas & Electric Company | PHOTO VOLTAIC | SUN | NP15 | 2011-10-04 |  | CISO | PGAE | 0
Participating Unit | N | N |  | YELPIN_2_YP2BT2 | GEN | Yellow Pine 2 A BESS | 53 | 53 | SCE | Yellow Pine Solar Interconnect, LLC | OTHER | LESR | SP15 | 2024-05-24 |  | CISO | VEA | 0
Participating Unit | N | N |  | CHWCHL_1_AVSSR1 | GEN | Avenue 26 Phase I Solar | 2.56 | 2.56 | PGAE | RPCA Solar 1 LLC | PHOTO VOLTAIC | SUN | NP15 | 2024-11-08 |  | CISO | PGAE | 0
Participating Unit | N | Y | SOLBLU_2_WSBSX2 | SOLBLU_2_WSBSX2 | GEN | Westlands Solar Blue | 250 |  | PGAE | Westlands Solar Blue (OZ) Owner, LLC | PHOTO VOLTAIC | SUN | ZP26 | 2023-12-13 |  | CISO | PGAE | 0
Participating Unit | N | N |  | VLCNTR_6_VCSLR1 | GEN | Valley Center 1 | 2.5 | 2.5 | SDGE | Sol Orchard San Diego 22, LLC | PHOTO VOLTAIC | SUN | SP15 | 2013-12-31 |  | CISO | SDGE | 0
Participating Unit | N | N |  | MSTANG_2_SOLAR3 | GEN | Mustang 3 | 40 | 40 | PGAE | RE Mustang 3 LLC | PHOTO VOLTAIC | SUN | NP15 | 2016-05-03 |  | CISO | PGAE | 0
Participating Unit | N | N |  | OXMTN_6_LNDFIL | GEN | Ox Mountain Landfill Generating Plant | 10.62 | 13.3 | PGAE | Ameresco Half Moon Bay, LLC | RECIPROCATING ENGINE | BIOGAS | NP15 | 2009-04-01 |  | CISO | PGAE | 0
Participating Unit | N | Y | PIT5_7_PL3X4 | PIT5_7_PL3X4 | GEN | PIT PH 5 UNITS 3 & 4 AGGREGATE | 82 |  | PGAE | Pacific Gas & Electric Company | HYDRO | WATER | NP15 | 1944-01-01 |  | CISO | PGAE | 0
Participating Unit | N | N |  | CRWCKS_1_SOLAR1 | GEN | Crow Creek Solar 1 | 20 | 20 | PGAE | Frontier Solar LLC | PHOTO VOLTAIC | SUN | NP15 | 2016-06-30 |  | CISO | PGAE | 0
Non-Participating | N | Y | SLUISP_2_UNITS | SLUISP_2_UNIT 6 | GEN | San Luis P-G Unit 6 | 53 | 53 | PGAE | California Dept. of Water Resources | PUMPED STORAGE | WATER | NP15 |  |  | CISO | PGAE | 0
Participating Unit | N | N |  | ESNHWR_2_CS1BT3 | GEN | Carris Storage 1 | 10 | 10 | SCE | Hecate Energy Desert Storage 1 LLC | OTHER | LESR | SP15 | 2025-05-13 |  | CISO | SCE | 0
Participating Unit | N | N |  | STOREY_7_MDRCHW | GEN | Madera Canal Site 980 | 1.84 | 3.8 | PGAE | Madera Chowchilla Water and Power | HYDRO | WATER | NP15 | 1985-02-02 |  | CISO | PGAE | 0
Participating Unit | N | N |  | SANBRN_2_SS2SB4 | GEN | Sanborn Solar 2 Edwards Sanborn S4 | 36 | 36 | SCE | Edsan 1B Group 1 Edwards, LLC. | OTHER | HYBD | SP15 | 2023-07-11 |  | CISO | SCE | 0
Participating Unit | N | N |  | ELDORO_7_UNIT 1 | GEN | El Dorado Unit 1 | 11 | 10.5 | PGAE | El Dorado Irrigation District | HYDRO | WATER | NP15 | 2005-05-21 |  | CISO | PGAE | 0
Non-Participating | N | Y | BELLEF_2_BSFBX3 | BELLEF_2_BSFBT2 | GEN | Bellefield Solar Farm BESS | 200 | 200 | SCE | 50LW 8me LLC | OTHER | LESR | SP15 |  |  | CISO | SCE | 0
Participating Unit | N | Y | TENGEN_2_PL1X2 | TENGEN_2_PL1X2 | GEN | Placerita Canyon Cogen | 37.7 |  | SCE | Shadow Wolf Energy, LLC | COMBUSTION TURBINE | NATURAL GAS | SP15 | 1990-03-06 |  | CISO | SCE | 0
Participating Unit | N | N |  | GUERNS_6_SOLAR | GEN | Guernsey Solar Station | 20 | 20 | PGAE | Pacific Gas & Electric Company | PHOTO VOLTAIC | SUN | NP15 | 2013-09-18 |  | CISO | PGAE | 0
Participating Unit | N | N |  | SNCLRA_2_SPRHYD | GEN | Springville Hydroelectric Generator | 1 | 1 | SCE | Calleguas MWD | HYDRO | WATER | SP15 | 2016-04-19 |  | CISO | SCE | 0
Participating Unit | N | N |  | CRELMN_6_RAMON1 | GEN | Ramona 1 | 2 | 2 | SDGE | Sol Orchard San Diego 20, LLC | PHOTO VOLTAIC | SUN | SP15 | 2013-12-31 |  | CISO | SDGE | 0
Non-Participating | N | Y | CHESTN_2_CHWBX2 | CHESTN_2_CHWBT2 | GEN | Chestnut Westside BESS | 67.5 | 67.5 | PGAE | Chestnut Westside, LLC | OTHER | LESR | ZP26 |  |  | CISO | PGAE | 0
Participating Unit | N | N |  | ATLASC_5_ACAUXL | TG | Atlas BESS Aux Load | 36 |  | SCE | NRTHGILA500 | OTHER | OTHER | SP15 |  |  | AZPS | SDGE | 0
Non-Participating | N | Y | HENRTA_6_ELCBX2 | HENRTA_6_ELCBT1 | GEN | Electrolyte | 54.799 | 54.799 | PGAE | Henrietta BESS LLC | OTHER | LESR | ZP26 |  |  | CISO | PGAE | 0
Participating Unit | N | N |  | AVENAL_6_SANDDG | GEN | Sand Drag Solar Project | 19 | 19 | PGAE | Sand Drag LLC | PHOTO VOLTAIC | SUN | ZP26 | 2011-08-05 |  | CISO | PGAE | 0
Participating Unit | N | N |  | SCARLT_2_SS2SR1 | GEN | Scarlet Solar 2 PV | 200 | 200 | PGAE | EDPR Scarlet II LLC | PHOTO VOLTAIC | SUN | NP15 | 2024-12-21 |  | CISO | PGAE | 0
Participating Unit | N | N |  | CRIMSN_2_CRMBT2 | GEN | Crimson 2 | 150 | 150 | SCE | Sonoran West Solar Holdings, LLC | OTHER | LESR | SP15 | 2022-10-28 |  | CISO | SCE | 0
Participating Unit |  | N |  | VESTAL_2_TS5SR1 | GEN | Tulare Solar 5 | 55.83 | 55.9 | SCE | Tulare Solar Center, LLC | PHOTO VOLTAIC | SUN | SP15 | 2022-04-29 |  | CISO | SCE | 0
Participating Unit | N | N |  | ANAHM_2_CANYN3 | GEN | CANYON POWER PLANT UNIT 3 | 46.49 | 71.2 | SCE | City of Anaheim (MSS Agreement - S14) | COMBUSTION TURBINE | NATURAL GAS | SP15 | 2011-07-30 |  | CISO | ANHM | 0
Participating Unit | N | N |  | NOAKS_2_PESBT1 | GEN | Placerita BESS | 80 | 80 | SCE | Placerita ESS, LLC | OTHER | LESR | SP15 | 2024-11-14 |  | CISO | SCE | 0
Non-Participating | N | Y | DRUM_7_PL1X2 | DRUM_7_UNIT 2 | GEN | DRUM PH 1 UNIT 2 | 13 | 13 |  | Pacific Gas & Electric Company | HYDRO | WATER | NP15 |  |  | CISO | PGAE | 0
Non-Participating | N | Y | BIGCRK_2_EXESWD | BGCRK2_7_UNIT 4 | GEN | BIG CREEK PH 2 UNIT 4 | 15.8 | 15.8 |  | Southern California Edison Company | HYDRO | WATER | SP15 |  |  | CISO | SCE | 0
Participating Unit | N | N |  | KIRKER_1_PBSSR1 | GEN | Pittsburg RV Boat Solar | 2.9 | 2.9 | PGAE | PITTSBURG RV & BOAT STORAGE LLC | PHOTO VOLTAIC | SUN | NP15 |  |  | CISO | PGAE | 0
Non-Participating | N | Y | HYTTHM_2_UNITS | THERMA_2_UNIT 4 | GEN | Thermalito P-G Unit 4 | 28 | 28 |  | California Dept. of Water Resources | HYDRO | WATER | NP15 |  |  | CISO | CWRP | 0
Participating Unit | N | Y | SCEC_1_PDRP121 | SCEC_1_PDRP121 | GEN | SCEC_1_PDRP121 | 9.99 |  | SCE | Leapfrog Power, Inc. | OTHER | OTHER | SP15 |  |  | CISO | SCE | 0
Participating Unit | N | N |  | JAWBNE_2_SRWWD2 | GEN | Sky River Wind Repower B | 30.2 | 30.2 | SCE | Sky River Wind, LLC | WIND | WIND | SP15 | 2021-09-17 |  | CISO | SCE | 0
Non-Participating | N | Y | KRAMER_1_R2BX2 | KRAMER_1_R2BBT1 | GEN | Resurgence 2 BESS | 20 | 20 |  | Resurgence Solar II, LLC | OTHER | LESR | SP15 |  |  | CISO | SCE | 0
Participating Unit | N | Y | SCEC_1_PDRP146 | SCEC_1_PDRP146 | GEN | SCEC_1_PDRP146 | 0.99 |  | SCE | Leapfrog Power, Inc. | OTHER | OTHER | SP15 |  |  | CISO | SCE | 0
Non-Participating | N | Y | DUANE_1_PL1X3 | DUANE_7_CTG2 | GEN | Donald Von Raesfeld CTG Unit 2 | 50.4 | 50.4 |  | Donald Von Raesfeld Power Plant | COMBUSTION TURBINE | NATURAL GAS | NP15 |  |  | CISO | NCPA | 0
Participating Unit | N | Y | SDG1_1_PDRP119 | SDG1_1_PDRP119 | GEN | SDG1_1_PDRP119 | 0.99 |  | SDGE | Leapfrog Power, Inc. | OTHER | OTHER | SP15 |  |  | CISO | SDGE | 0
Participating Unit | N | N |  | BLCKBT_2_STONEY | GEN | BLACK BUTTE HYDRO | 6.2 | 6.2 | PGAE | City of Santa Clara DBA Silicon Valley Power (MSS Agreement - S14) | HYDRO | WATER | NP15 | 1988-01-01 |  | CISO | NCPA | 0
Participating Unit | Y | N |  | NZWIND_6_WDSTR4 | GEN | Windstream 6042 | 5.91 | 6.8 | SCE | Windstream Operations, LLC | WIND | WIND | SP15 | 2015-12-11 |  | CISO | SCE | 0
Participating Unit | N | N |  | ADLIN_1_UNITS | GEN | GEYSERS AIDLIN AGGREGATE | 22 | 23 | PGAE | Geysers Power Company, LLC | STEAM | GEOTHERMAL | NP15 | 2008-07-28 |  | CISO | PGAE | 0
Participating Unit | N | N |  | KERRGN_1_UNIT 1 | GEN | KERN RIVER HYDRO UNITS 1-4 AGGREGATE | 25.6 | 26.3 | SCE | Southern California Edison Company | HYDRO | WATER | SP15 | 1907-01-01 |  | CISO | SCE | 0
Participating Unit | N | N |  | CONTRL_1_POOLE | GEN | POOLE HYDRO PLANT 1 | 11.07 | 11.3 | SCE | Southern California Edison Company | HYDRO | WATER | SP15 | 1924-01-01 |  | CISO | SCE | 0
Participating Unit | N | N |  | PEASE_1_TBEBT1 | GEN | Tierra Buena Energy Storage | 6 | 6 | PGAE | VESI 10 LLC | OTHER | LESR | NP15 | 2022-06-01 |  | CISO | PGAE | 0
Participating Unit | N | N |  | CAVLSR_2_BSOLAR | GEN | California Valley Solar Ranch-Phase B | 40 | 40 | PGAE | High Plains Ranch II, LLC | PHOTO VOLTAIC | SUN | ZP26 | 2013-01-01 |  | CISO | PGAE | 0
Participating Unit | N | Y | KELSO_2_UNITS | KELSO_2_UNITS | GEN | Mariposa Energy | 198.03 |  | PGAE | Mariposa Energy, LLC | COMBUSTION TURBINE | NATURAL GAS | NP15 | 2012-10-01 |  | CISO | PGAE | 0
Participating Unit | N | N |  | FIFTHS_2_FSSBT | GEN | Fifth Standard Battery | 137 | 137 | PGAE | Fifth Standard Solar PV, LLC | OTHER | LESR | ZP26 | 2023-09-15 |  | CISO | PGAE | 0
Participating Unit | N | Y | SCEC_1_PDRP160 | SCEC_1_PDRP160 | GEN | SCEC_1_PDRP160 | 0.99 |  | SCE | Leapfrog Power, Inc. | OTHER | OTHER | SP15 |  |  | CISO | SCE | 0
Participating Unit | N | N |  | ALMEGT_1_UNIT 1 | GEN | ALAMEDA GT UNIT 1 | 25 | 25.4 | PGAE | NCPA (MSS Agreement - S14) | FTUR | NATURAL GAS | NP15 | 1986-01-01 |  | CISO | NCPA | 0
Non-Participating | N | Y | HIDSRT_2_UNITS | HIDSRT_7_CTG1 | GEN | HIGH DESERT COMBUSTION TURBINE UNIT 1 | 177.3 | 177.3 |  | High Desert Power Project, LLC | COMBUSTION TURBINE | NATURAL GAS | SP15 |  |  | CISO | SCE | 0
Participating Unit | N | N |  | CONTRL_1_CASAD2 | GEN | Mammoth G2 | 10.5 | 12 | SCE | Mammoth-Pacific, L.P. | OTHER | GEOTHERMAL | SP15 | 2020-12-08 |  | CISO | SCE | 0
Participating Unit | N | N |  | SAUGUS_2_SPESBT1 | GEN | Santa Paula Energy Storage | 30 | 30 | SCE | Santa Paula Energy Storage LLC | OTHER | LESR | SP15 | 2024-03-16 |  | CISO | SCE | 0
Participating Unit | N | N |  | BIGSKY_2_SOLAR3 | GEN | Big Sky Summer | 20 | 20 | SCE | Summer Solar LLC | PHOTO VOLTAIC | SUN | SP15 | 2016-07-25 |  | CISO | SCE | 0
Participating Unit | N | N |  | COCOPP_2_CTG1 | GEN | Marsh Landing 1 | 204.2 | 222 | PGAE | Marsh Landing LLC | FTUR | NATURAL GAS | NP15 | 2013-05-01 |  | CISO | PGAE | 0
Participating Unit | Y | N |  | GARNET_2_WIND1 | GEN | Phoenix | 11.2 | 11.2 | SCE | Coachella Wind Holdings, LLC | WIND | WIND | SP15 | 2015-01-26 |  | CISO | SCE | 0
Participating Unit | Y | N |  | KERNRG_1_UNITS | GEN | South Belridge Cogen Facility | 55.2 | 69.6 | PGAE | Aera Energy LLC | COMBUSTION TURBINE | NATURAL GAS | ZP26 | 1985-01-01 |  | CISO | PGAE | 0
Participating Unit | N | N |  | SAUGUS_6_CREST | GEN | East Portal Hydro | 1 | 1 | SCE | Calleguas Municipal Water District | HYDRO | WATER | SP15 | 2017-10-11 |  | CISO | SCE | 0
Participating Unit | Y | N |  | WALNUT_6_HILLGEN | GEN | Puente Hills | 47 | 50 | SCE | County Sanitation District No. 2 of Los Angeles County | OTHER | BIOGAS | SP15 | 2017-06-01 |  | CISO | SCE | 0
Participating Unit | N | N |  | SANTEE_1_SABBT1 | GEN | Santee BESS | 10 | 10 | SDGE | San Diego Gas & Electric Company | OTHER | LESR | SP15 |  |  | CISO | SDGE | 0
Non-Participating | N | Y | DREWS_6_PL1X4 | DREWS_6_GEN 2 | GEN | DREWS UNIT 2 | 10.8 | 10.8 |  | Colton Power, LP | COMBUSTION TURBINE | NATURAL GAS | SP15 |  |  | CISO | SCE | 0
Participating Unit | N | Y | BGROCK_2_BRFBX2 | BGROCK_2_BRFBX2 | GEN | Big Rock Solar Farm | 200 |  | SDGE | Big Rock ESS Assets, LLC. | OTHER | LESR | SP15 | 2025-05-28 |  | CISO | SDGE | 0
Non-Participating | N | Y | SLSTR1_2_SOLAR1 | SLSTR1_2_SOLR1B | GEN | Solar Star 1 | 166.5 | 166.5 |  | Southern California Edison Company | PHOTO VOLTAIC | SUN | SP15 |  |  | CISO | SCE | 0
Non-Participating |  | Y | VERNON_6_MALBRG | VERNON_7_CTG1 | GEN | VERNON_7_CTG1 | 43.57 | 43.6 |  |  |  |  | SP15 |  |  | CISO | VERN | 0

## Monthly EFC (updated AUG)
RESOURCE_ID | JAN | FEB | MAR | APR | MAY | JUN | JUL | AUG | SEP | OCT | NOV | DEC | MINIMUM QUALIFIED CATEOGRY
ADLIN_1_UNITS | 14 | 14 | 14 | 14 | 14 | 14 | 14 | 14 | 14 | 14 | 14 | 14 | 1
AGRICO_6_PL3N5 | 22.69 | 22.69 | 22.69 | 22.69 | 22.69 | 22.69 | 22.69 | 22.69 | 22.69 | 22.69 | 22.69 | 22.69 | 1
AGRICO_7_UNIT | 50.6 | 50.6 | 50.6 | 50.6 | 50.6 | 50.6 | 50.6 | 50.6 | 50.6 | 50.6 | 50.6 | 50.6 | 1
ALAMIT_2_AESBT2 | 164 | 164 | 164 | 164 | 164 | 164 | 164 | 164 | 164 | 164 | 164 | 164 | 2
ALAMIT_2_PL1X3 | 541.94 | 541.94 | 541.94 | 541.94 | 541.94 | 541.94 | 541.94 | 541.94 | 541.94 | 541.94 | 541.94 | 541.94 | 1
ALAMIT_7_ES1 | 200.89 | 200.89 | 200.89 | 200.89 | 200.89 | 200.89 | 200.89 | 200.89 | 200.89 | 200.89 | 200.89 | 200.89 | 1
ALAMIT_7_UNIT 3 | 306.76 | 306.76 | 306.76 | 306.76 | 306.76 | 306.76 | 306.76 | 306.76 | 306.76 | 306.76 | 306.76 | 306.76 | 1
ALAMIT_7_UNIT 4 | 314.43 | 314.43 | 314.43 | 314.43 | 314.43 | 314.43 | 314.43 | 314.43 | 314.43 | 314.43 | 314.43 | 314.43 | 1
ALAMIT_7_UNIT 5 | 410 | 410 | 410 | 410 | 410 | 410 | 410 | 410 | 410 | 410 | 410 | 410 | 1
ALAMO_6_UNIT | 3.69 | 3.71 | 4.42 | 10.72 | 11.74 | 12.61 | 13.72 | 14 | 9.54 | 11.18 | 14 | 12.57 | 1
ALMASL_2_AL6BT6 | 100 | 100 | 100 | 100 | 100 | 100 | 100 | 100 | 100 | 100 | 100 | 100 | 1
ALMEGT_1_UNIT 1 | 23.4 | 23.4 | 23.4 | 23.4 | 23.4 | 23.4 | 23.4 | 23.4 | 23.4 | 23.4 | 23.4 | 23.4 | 1
ALMEGT_1_UNIT 2 | 23.5 | 23.5 | 23.5 | 23.5 | 23.5 | 23.5 | 23.5 | 23.5 | 23.5 | 23.5 | 23.5 | 23.5 | 1
ANAHM_2_CANYN1 | 49.21 | 49.21 | 49.21 | 49.21 | 49.21 | 49.21 | 49.21 | 49.21 | 49.21 | 49.21 | 49.21 | 49.21 | 1
ANAHM_2_CANYN2 | 48.04 | 48.04 | 48.04 | 48.04 | 48.04 | 48.04 | 48.04 | 48.04 | 48.04 | 48.04 | 48.04 | 48.04 | 1
ANAHM_2_CANYN3 | 46.49 | 46.49 | 46.49 | 46.49 | 46.49 | 46.49 | 46.49 | 46.49 | 46.49 | 46.49 | 46.49 | 46.49 | 1
ANAHM_2_CANYN4 | 49.8 | 49.8 | 49.8 | 49.8 | 49.8 | 49.8 | 49.8 | 49.8 | 49.8 | 49.8 | 49.8 | 49.8 | 1
APLHIL_1_SFKHY1 | 0 | 0 | 0 | 0 | 0 | 0 | 0 | 0 | 0 | 0 | 0 | 0 | 1
ARCOGN_2_UNITS | 0 | 0 | 0 | 0 | 0 | 0 | 0 | 0 | 0 | 0 | 0 | 0 | 1
BALCHS_7_UNIT 1 | 31 | 31 | 25.2 | 31 | 31 | 31 | 31 | 31 | 31 | 31 | 31 | 31 | 1
BALCHS_7_UNIT 2 | 52.5 | 52.5 | 43.4 | 52.5 | 52.5 | 52.5 | 52.5 | 52.5 | 52.5 | 52.5 | 52.5 | 52.5 | 1
BALCHS_7_UNIT 3 | 54.6 | 54.6 | 43.78 | 54.6 | 54.6 | 54.6 | 54.6 | 54.6 | 54.6 | 54.6 | 54.6 | 54.6 | 1
BARRE_2_ALASB1 | 5 | 5 | 5 | 5 | 5 | 5 | 5 | 5 | 5 | 5 | 5 | 5 | 1
BARRE_6_PEAKER | 49 | 49 | 49 | 49 | 49 | 49 | 49 | 49 | 49 | 49 | 49 | 49 | 1
BASICE_2_UNITS | 30 | 30 | 30 | 30 | 30 | 30 | 30 | 30 | 30 | 30 | 30 | 30 | 1
BCTSYS_5_PWXDYN | 0 | 0 | 0 | 0 | 0 | 0 | 0 | 0 | 0 | 0 | 0 | 0 | 1
BDGRCK_1_UNITS | 48.08 | 48.08 | 48.08 | 48.08 | 48.08 | 48.08 | 48.08 | 48.08 | 48.08 | 48.08 | 48.08 | 48.08 | 1
BEARDS_7_UNIT 1 | 0 | 0 | 0 | 0 | 0 | 0 | 0 | 0 | 0 | 0 | 0 | 0 | 1
BEARMT_1_UNIT | 49.21 | 49.21 | 49.21 | 49.21 | 49.21 | 49.21 | 49.21 | 49.21 | 49.21 | 49.21 | 49.21 | 49.21 | 1
BELDEN_7_UNIT 1 | 0 | 0 | 0 | 0 | 0 | 0 | 0 | 0 | 0 | 0 | 0 | 0 | 1
BERCYN_2_BCEBT1 | 26 | 26 | 26 | 26 | 26 | 26 | 26 | 26 | 26 | 26 | 26 | 26 | 1
BGROCK_2_BRFBX2 | 0 | 0 | 0 | 0 | 0 | 0 | 300 | 300 | 300 | 300 | 300 | 300 | 2
BIGCRK_2_EXESWD | 522.6 | 570.6 | 548.2 | 590 | 700 | 730.2 | 710.02 | 700 | 700 | 536.08 | 516.6 | 549.52 | 1
BIGSKY_2_AS2BT1 | 254 | 254 | 254 | 254 | 254 | 254 | 254 | 254 | 254 | 254 | 254 | 254 | 2
BIGSKY_2_ASLBT2 | 200 | 200 | 200 | 200 | 200 | 200 | 200 | 200 | 200 | 200 | 200 | 200 | 2
BLACK_7_UNIT 1 | 84.2 | 82.6 | 82.6 | 82.6 | 84.6 | 85 | 85 | 85 | 85 | 68 | 68 | 84 | 1
BLACK_7_UNIT 2 | 83.48 | 83.28 | 83.28 | 83.48 | 84.1 | 83.88 | 84.1 | 84.1 | 84.1 | 84.1 | 71.28 | 80.8 | 1
BLCKBT_2_STONEY | 0 | 0 | 0 | 0 | 0 | 0 | 0 | 0 | 0 | 0 | 0 | 0 | 1
BLKCRK_2_GMCBT1 | 460 | 460 | 460 | 460 | 460 | 460 | 460 | 460 | 460 | 460 | 460 | 460 | 1
BLKDIA_2_BDEBT1 | 400 | 400 | 400 | 400 | 400 | 400 | 400 | 400 | 400 | 400 | 400 | 400 | 1
BLM W_2_COSBT1 | 120 | 120 | 120 | 120 | 120 | 120 | 120 | 120 | 120 | 120 | 120 | 120 | 2
BLM W_2_MDRBT1 | 0 | 0 | 0 | 0 | 0 | 40 | 40 | 40 | 40 | 40 | 40 | 40 | 1
BLM_2_UNITS | 47 | 47 | 47 | 47 | 47 | 47 | 47 | 47 | 47 | 47 | 47 | 47 | 1
BLVRDE_6_BLVBT1 | 19.75 | 19.75 | 19.75 | 19.75 | 19.75 | 19.75 | 19.75 | 19.75 | 19.75 | 19.75 | 19.75 | 19.75 | 1
BOGUE_1_UNITA1 | 47.38 | 47.38 | 47.38 | 47.38 | 47.38 | 47.38 | 47.38 | 47.38 | 47.38 | 47.38 | 47.38 | 47.38 | 1
BORDER_6_UNITA1 | 51.25 | 51.25 | 51.25 | 51.25 | 51.25 | 51.25 | 51.25 | 51.25 | 51.25 | 51.25 | 51.25 | 51.25 | 1
BUCKBL_2_PL1X3 | 368.63 | 368.63 | 368.63 | 368.63 | 368.63 | 368.63 | 368.63 | 368.63 | 368.63 | 368.63 | 368.63 | 368.63 | 1
BUCKCK_7_PL1X2 | 33 | 33 | 52.4 | 52.4 | 52.4 | 52.4 | 52.4 | 46.8 | 33 | 33 | 33 | 50.8 | 1
BUTTVL_7_UNIT 1 | 39.5 | 39.5 | 39.5 | 39.5 | 39.5 | 39.5 | 39.5 | 39.5 | 39.4 | 32.4 | 39.5 | 39.5 | 1
CABALO_2_M2WSR2 | 0 | 0 | 0 | 0 | 0 | 0 | 0 | 0 | 0 | 0 | 0 | 0 | 1
CABLRO_2_CBSBT1 | 0 | 0 | 199.4 | 199.4 | 199.4 | 199.4 | 199.4 | 199.4 | 199.4 | 199.4 | 199.4 | 199.4 | 2
CALFTN_2_CFSBT1 | 120 | 120 | 120 | 120 | 120 | 120 | 120 | 120 | 120 | 120 | 120 | 120 | 3
CALGEN_1_MDRBT1 | 0 | 0 | 0 | 0 | 0 | 50 | 50 | 50 | 50 | 50 | 50 | 50 | 1
CALGEN_1_UNITS | 80 | 80 | 80 | 80 | 80 | 80 | 80 | 80 | 80 | 80 | 80 | 80 | 1
CALPIN_1_AGNEW | 8.56 | 8.56 | 8.56 | 8.56 | 8.56 | 8.56 | 8.56 | 8.56 | 8.56 | 8.56 | 8.56 | 8.56 | 1
CAMPFW_7_FARWST | 0 | 0 | 3.28 | 2 | 1.54 | 0.74 | 2.82 | 2.78 | 0 | 0 | 0 | 0 | 1
CARBOU_7_PL2X3 | 0 | 0 | 0 | 0 | 0 | 0 | 0 | 0 | 0 | 0 | 0 | 0 | 1
CARBOU_7_PL4X5 | 0 | 0 | 0 | 0 | 0 | 0 | 0 | 0 | 0 | 0 | 0 | 0 | 1
CARBOU_7_UNIT 1 | 0 | 0 | 0 | 0 | 0 | 0 | 0 | 0 | 0 | 0 | 0 | 0 | 1
CARLS1_2_CARCT1 | 422 | 422 | 422 | 422 | 422 | 422 | 422 | 422 | 422 | 422 | 422 | 422 | 2
CARLS2_1_CARCT1 | 105.5 | 105.5 | 105.5 | 105.5 | 105.5 | 105.5 | 105.5 | 105.5 | 105.5 | 105.5 | 105.5 | 105.5 | 2
CASADB_1_CD4GT1 | 31 | 31 | 31 | 31 | 31 | 31 | 31 | 31 | 31 | 31 | 31 | 31 | 1
CASCES_6_CESBT1 | 50 | 50 | 50 | 50 | 50 | 50 | 50 | 50 | 50 | 50 | 50 | 50 | 1
CASCES_6_CESBT2 | 0 | 0 | 0 | 0 | 30 | 30 | 30 | 30 | 30 | 30 | 30 | 30 | 2
CDWR07_2_GEN | 0 | 0 | 0 | 0 | 0 | 0 | 0 | 0 | 0 | 0 | 0 | 0 | 1
CENTER_2_RHONDO | 0 | 0 | 0 | 0 | 0 | 0 | 0 | 0 | 0.5 | 0.5 | 1 | 1 | 1
CENTER_6_PEAKER | 47.3 | 47.3 | 47.3 | 47.3 | 47.3 | 47.3 | 47.3 | 47.3 | 47.3 | 47.3 | 47.3 | 47.3 | 1
CENTPD_2_BMSX2 | 224 | 224 | 224 | 224 | 224 | 224 | 224 | 224 | 224 | 224 | 224 | 224 | 2
CENTRY_6_PL1X4 | 40 | 40 | 40 | 40 | 40 | 40 | 40 | 40 | 40 | 40 | 40 | 40 | 1
CHALK_1_UNIT | 48.67 | 48.67 | 48.67 | 48.67 | 48.67 | 48.67 | 48.67 | 48.67 | 48.67 | 48.67 | 48.67 | 48.67 | 1
CHESTN_2_CHWBX2 | 270 | 270 | 270 | 270 | 270 | 270 | 270 | 270 | 270 | 270 | 270 | 270 | 2
CHICPK_7_UNIT 1 | 0 | 0 | 0 | 0 | 0 | 0 | 0 | 0 | 0 | 0 | 0 | 0 | 1
CHILLS_7_UNITA1 | 1.82 | 2 | 2 | 2 | 1.4 | 1.68 | 1.56 | 1.52 | 1.74 | 1.75 | 1.8 | 1.61 | 1
CHINO_2_APEBT1 | 40 | 40 | 40 | 40 | 40 | 40 | 40 | 40 | 40 | 40 | 40 | 40 | 3
CHINO_2_PESBT1 | 30 | 30 | 30 | 30 | 30 | 30 | 30 | 30 | 30 | 30 | 30 | 30 | 2
CHINO_6_CIMGEN | 0.01 | 0.01 | 0.01 | 0.01 | 0.01 | 0.01 | 0.01 | 0.01 | 0.01 | 0.01 | 0.01 | 0.01 | 1
CHWCHL_1_UNIT | 48 | 48 | 48 | 48 | 48 | 48 | 48 | 48 | 48 | 48 | 48 | 48 | 1
CLRMNT_6_CLEBT1 | 16.25 | 16.25 | 16.25 | 16.25 | 16.25 | 16.25 | 16.25 | 16.25 | 16.25 | 16.25 | 16.25 | 16.25 | 1
CMBLND_2_DS2BT1 | 104 | 104 | 104 | 104 | 104 | 104 | 104 | 104 | 104 | 104 | 104 | 104 | 1
CMBLND_2_DS2BT2 | 66 | 66 | 66 | 66 | 66 | 66 | 66 | 66 | 66 | 66 | 66 | 66 | 1
CMBLND_2_DS2BT3 | 92 | 92 | 92 | 92 | 92 | 92 | 92 | 92 | 92 | 92 | 92 | 92 | 1
COCOPP_2_CTG1 | 203.08 | 202.82 | 202.21 | 199.04 | 197.87 | 194.63 | 193.62 | 193.09 | 194.72 | 198.97 | 200.43 | 203.72 | 1
COCOPP_2_CTG2 | 202.25 | 201.68 | 201.36 | 198.21 | 197.04 | 193.81 | 192.86 | 192.32 | 193.95 | 198.13 | 199.65 | 202.7 | 1
COCOPP_2_CTG3 | 201.79 | 201.31 | 200.92 | 197.81 | 196.72 | 193.1 | 192.03 | 191.57 | 193.18 | 197.81 | 199.11 | 202.45 | 1
COCOPP_2_CTG4 | 203.72 | 203.2 | 202.81 | 199.67 | 198.47 | 194.44 | 193.36 | 192.89 | 194.53 | 199.67 | 200.98 | 204.2 | 1
COLGAT_7_UNIT 1 | 176.72 | 176.72 | 176.72 | 176.72 | 176.72 | 176.72 | 176.72 | 176.72 | 176.72 | 176.72 | 176.72 | 176.72 | 1
COLGAT_7_UNIT 2 | 175.67 | 175.67 | 175.67 | 175.67 | 175.67 | 175.67 | 175.67 | 175.67 | 175.67 | 175.67 | 175.67 | 175.67 | 1
COLTON_6_AGUAM1 | 43 | 43 | 43 | 43 | 43 | 43 | 43 | 43 | 43 | 43 | 43 | 43 | 1
COLUSA_2_PL1X3 | 515.69 | 516.69 | 522.69 | 518.69 | 506.69 | 499.69 | 497.69 | 494.69 | 499.69 | 507.69 | 513.69 | 516.69 | 1
COLVIL_7_PL1X2 | 246.86 | 246.86 | 246.86 | 246.86 | 246.86 | 246.86 | 246.86 | 246.86 | 246.86 | 246.86 | 246.86 | 246.86 | 1
CONDOR_2_CDRBT1 | 400 | 400 | 400 | 400 | 400 | 400 | 400 | 400 | 400 | 400 | 400 | 400 | 2
CONTRL_1_CASAD2 | 0 | 0 | 0 | 0 | 0 | 0 | 0 | 0 | 0 | 0 | 0 | 0 | 1
CONTRL_1_POOLE | 1.72 | 0.8 | 0.5 | 1.64 | 1.6 | 8.27 | 5.42 | 1.46 | 10.9 | 0.48 | 0.6 | 0.8 | 1
CONTRL_1_RUSHCK | 0.8 | 0.82 | 4.82 | 0.82 | 9.54 | 9.54 | 8.82 | 1.82 | 11.94 | 1.01 | 0.97 | 0.82 | 1
CORONS_6_CLRWTR | 8 | 8 | 8 | 8 | 8 | 8 | 8 | 8 | 8 | 8 | 8 | 8 | 1
COVERD_2_QFUNTS | 0 | 0 | 0 | 0 | 0 | 0 | 0 | 0 | 0 | 0 | 0 | 0 | 1
CRESTA_7_PL1X2 | 0 | 0 | 0 | 0 | 0 | 0 | 0 | 0 | 0 | 0 | 0 | 0 | 1
CRIMSN_2_CRMBT1 | 400 | 400 | 400 | 400 | 400 | 400 | 400 | 400 | 400 | 400 | 400 | 400 | 1
CRIMSN_2_CRMBT2 | 300 | 300 | 300 | 300 | 300 | 300 | 300 | 300 | 300 | 300 | 300 | 300 | 1
CSCGNR_1_UNIT 1 | 24 | 24 | 24 | 24 | 24 | 24 | 24 | 24 | 24 | 24 | 24 | 24 | 1
CSCGNR_1_UNIT 2 | 24 | 24 | 24 | 24 | 24 | 24 | 24 | 24 | 24 | 24 | 24 | 24 | 1
CSTRVL_7_PL1X2 | 4.13 | 3.51 | 3.69 | 4.01 | 3.63 | 3.95 | 4.16 | 4.14 | 4.17 | 3.86 | 3.98 | 3.73 | 1
CUMMNG_6_SUNCT1 | 0 | 0 | 0 | 0 | 0 | 0 | 0 | 0 | 0 | 0 | 0 | 0 | 1
CUYAMA_6_SB3SB1 | 6 | 6 | 6 | 6 | 6 | 6 | 6 | 6 | 6 | 6 | 6 | 6 | 2
DELAMO_2_ALASB2 | 5 | 5 | 5 | 5 | 5 | 5 | 5 | 5 | 5 | 5 | 5 | 5 | 1
DELTA_2_PL1X4 | 649 | 649 | 649 | 649 | 649 | 649 | 649 | 642 | 642 | 649 | 649 | 649 | 1
DEXZEL_1_UNIT | 8 | 8 | 8 | 8 | 8 | 8 | 8 | 8 | 8 | 8 | 8 | 8 | 1
DONNLS_7_UNIT | 72 | 72 | 72 | 72 | 72 | 72 | 72 | 72 | 72 | 72 | 72 | 72 | 1
DOUBLC_1_UNITS | 32.23 | 32.23 | 32.23 | 32.23 | 32.23 | 32.23 | 32.23 | 32.23 | 32.23 | 32.23 | 32.23 | 32.23 | 1
DRACKR_2_DSUBT1 | 126 | 126 | 126 | 126 | 126 | 126 | 126 | 126 | 126 | 126 | 126 | 126 | 3
DRACKR_2_DSUBT2 | 230 | 230 | 230 | 230 | 230 | 230 | 230 | 230 | 230 | 230 | 230 | 230 | 1
DRACKR_2_DSUBT3 | 230 | 230 | 230 | 230 | 230 | 230 | 230 | 230 | 230 | 230 | 230 | 230 | 1
DRACKR_2_DSUBT4 | 94 | 94 | 94 | 94 | 94 | 94 | 94 | 94 | 94 | 94 | 94 | 94 | 2
DREWS_6_PL1X4 | 40 | 40 | 40 | 40 | 40 | 40 | 40 | 40 | 40 | 40 | 40 | 40 | 1
DRUM_7_PL1X2 | 0 | 0 | 0 | 0 | 0 | 0 | 0 | 0 | 0 | 0 | 0 | 0 | 1
DRUM_7_PL3X4 | 0 | 0 | 0 | 0 | 0 | 0 | 0 | 0 | 0 | 0 | 0 | 0 | 1
DRUM_7_UNIT 5 | 0 | 0 | 0 | 0 | 0 | 0 | 0 | 0 | 0 | 0 | 0 | 0 | 1
DSFLWR_2_W9CSB1 | 0 | 0 | 0 | 52 | 52 | 52 | 52 | 52 | 52 | 52 | 52 | 52 | 1
DSFLWR_2_W9CSB2 | 0 | 0 | 0 | 36 | 36 | 36 | 36 | 36 | 36 | 36 | 36 | 36 | 1
DSRTHV_2_DH2BT1 | 70 | 70 | 70 | 70 | 70 | 70 | 70 | 70 | 70 | 70 | 70 | 70 | 1
DSRTSN_2_DS2BX2 | 460 | 460 | 460 | 460 | 460 | 460 | 460 | 460 | 460 | 460 | 460 | 460 | 1
DSRTSN_2_DS2X2 | 460 | 460 | 460 | 460 | 460 | 460 | 460 | 460 | 460 | 460 | 460 | 460 | 1
DUANE_1_PL1X3 | 85.65 | 85.65 | 85.65 | 85.65 | 85.65 | 85.65 | 85.65 | 85.65 | 85.65 | 85.65 | 85.65 | 85.65 | 1
DUTCH1_7_UNIT 1 | 0 | 0 | 0 | 0 | 0 | 0 | 0 | 0 | 0 | 0 | 0 | 0 | 1
DUTCH2_7_UNIT 1 | 0 | 0 | 0 | 0 | 0 | 0 | 0 | 0 | 0 | 0 | 0 | 0 | 1
DVLCYN_1_UNITS | 63.1 | 78.14 | 87.22 | 234.97 | 234.97 | 234.97 | 234.97 | 234.97 | 201.33 | 234.97 | 234.97 | 234.97 | 1
DYLAN_2_BMTBT1 | 200 | 200 | 200 | 200 | 200 | 200 | 200 | 200 | 200 | 200 | 200 | 200 | 1
EASTWD_7_UNIT | 184 | 184 | 184 | 184 | 184 | 184 | 184 | 184 | 184 | 184 | 184 | 184 | 1
EDWARD_2_E21SB1 | 71 | 71 | 71 | 71 | 71 | 71 | 71 | 71 | 71 | 71 | 71 | 71 | 2
EDWARD_2_E23SB1 | 6 | 6 | 6 | 6 | 6 | 6 | 6 | 6 | 6 | 6 | 6 | 6 | 2
EDWARD_2_ES2BT3 | 66 | 66 | 66 | 66 | 66 | 66 | 66 | 66 | 66 | 66 | 66 | 66 | 2
EDWARD_2_ESSSB1 | 47 | 47 | 47 | 47 | 47 | 47 | 47 | 47 | 47 | 47 | 47 | 47 | 2
EDWARD_2_ESSSB2 | 21.5 | 21.5 | 21.5 | 21.5 | 21.5 | 21.5 | 21.5 | 21.5 | 21.5 | 21.5 | 21.5 | 21.5 | 2
ELCAJN_6_EB1BT1 | 12 | 12 | 12 | 12 | 12 | 12 | 12 | 12 | 12 | 12 | 12 | 12 | 1
ELCAJN_6_LM6K | 48.1 | 48.1 | 48.1 | 48.1 | 48.1 | 48.1 | 48.1 | 48.1 | 48.1 | 48.1 | 48.1 | 48.1 | 1
ELCAJN_6_UNITA1 | 45.42 | 45.42 | 45.42 | 45.42 | 45.42 | 45.42 | 45.42 | 45.42 | 45.42 | 45.42 | 45.42 | 45.42 | 1
ELECTR_7_PL1X3 | 0 | 0 | 0 | 0 | 0 | 0 | 0 | 0 | 0 | 0 | 0 | 0 | 1
ELKCRK_6_STONYG | 0 | 0 | 0 | 0 | 0 | 0 | 0 | 0 | 0 | 0 | 0 | 0 | 1
ELKHIL_2_PL1X3 | 171.7 | 171.7 | 171.7 | 171.7 | 171.7 | 171.7 | 171.7 | 171.7 | 171.7 | 171.7 | 171.7 | 171.7 | 1
ELKHRN_1_EESX3 | 365 | 365 | 365 | 365 | 365 | 365 | 365 | 365 | 365 | 365 | 365 | 365 | 1
ELLIOT_6_ELIBT1 | 19.75 | 19.75 | 19.75 | 19.75 | 19.75 | 19.75 | 19.75 | 19.75 | 19.75 | 19.75 | 19.75 | 19.75 | 1
ELSEGN_2_UN1011 | 274.31 | 274.31 | 274.31 | 274.31 | 274.31 | 274.31 | 274.31 | 274.31 | 274.31 | 274.31 | 274.31 | 274.31 | 1
ELSEGN_2_UN2021 | 271.74 | 271.74 | 271.74 | 271.74 | 271.74 | 271.74 | 271.74 | 271.74 | 271.74 | 271.74 | 271.74 | 271.74 | 1
ESCNDO_6_EB1BT1 | 20 | 20 | 20 | 20 | 20 | 20 | 20 | 20 | 20 | 20 | 20 | 20 | 1
ESCNDO_6_EB2BT2 | 20 | 20 | 20 | 20 | 20 | 20 | 20 | 20 | 20 | 20 | 20 | 20 | 1
ESCNDO_6_EB3BT3 | 20 | 20 | 20 | 20 | 20 | 20 | 20 | 20 | 20 | 20 | 20 | 20 | 1
ESCNDO_6_PL1X2 | 48.71 | 48.71 | 48.71 | 48.71 | 48.71 | 48.71 | 48.71 | 48.71 | 48.71 | 48.71 | 48.71 | 48.71 | 1
ESCNDO_6_UNITB1 | 48.04 | 48.04 | 48.04 | 48.04 | 50.96 | 50.96 | 50.96 | 50.96 | 50.96 | 50.96 | 50.96 | 50.96 | 1
ESCO_6_GLMQF | 0 | 0 | 0 | 0 | 0 | 0 | 0 | 0 | 0 | 0 | 0 | 0 | 1
ESNHWR_2_CS1BT3 | 0 | 0 | 0 | 0 | 0 | 15 | 15 | 15 | 15 | 15 | 15 | 15 | 1
ESNHWR_2_HDSBT2 | 0 | 0 | 0 | 0 | 0 | 15 | 15 | 15 | 15 | 15 | 15 | 15 | 1
ESNHWR_2_WC1BT1 | 4.5 | 4.5 | 4.5 | 4.5 | 4.5 | 4.5 | 4.5 | 4.5 | 4.5 | 4.5 | 4.5 | 4.5 | 3
ETIWND_2_SEPBT1 | 200 | 200 | 200 | 200 | 200 | 200 | 200 | 200 | 200 | 200 | 200 | 200 | 1
ETIWND_2_UNIT1 | 8.6 | 8.6 | 8.6 | 8.6 | 8.6 | 8.6 | 8.6 | 8.6 | 8.6 | 8.6 | 8.6 | 8.6 | 1
ETIWND_6_GRPLND | 45.64 | 45.64 | 45.64 | 45.64 | 45.64 | 45.64 | 45.64 | 45.64 | 45.64 | 45.64 | 45.64 | 45.64 | 1
ETIWND_6_INEBT1 | 140 | 140 | 140 | 140 | 140 | 140 | 140 | 140 | 140 | 140 | 140 | 140 | 1
EXCHEC_7_UNIT 1 | 94.5 | 94.5 | 94.5 | 94.5 | 94.5 | 94.5 | 94.5 | 94.5 | 94.5 | 94.5 | 94.5 | 94.5 | 1
FALBRK_6_FESBT1 | 79.97 | 79.97 | 79.97 | 79.97 | 79.97 | 79.97 | 79.97 | 79.97 | 79.97 | 79.97 | 79.97 | 79.97 | 1
FIFTHS_2_FSSBT | 274 | 274 | 274 | 274 | 274 | 274 | 274 | 274 | 274 | 274 | 274 | 274 | 2
FILIPPI_2_QZSBTX | 0 | 300 | 300 | 300 | 300 | 300 | 300 | 300 | 300 | 300 | 300 | 300 | 2
FMEADO_7_UNIT | 16 | 16 | 16 | 16 | 16 | 16 | 16 | 16 | 16 | 16 | 16 | 16 | 1
FORBST_7_UNIT 1 | 37.5 | 37.5 | 37.5 | 37.5 | 37.5 | 37.5 | 37.5 | 37.5 | 37.5 | 37.5 | 37.5 | 37.5 | 1
GARLND_2_GARBT1 | 176 | 176 | 176 | 176 | 176 | 176 | 176 | 176 | 176 | 176 | 176 | 176 | 1
GASKW1_2_GW2BT1 | 40 | 40 | 40 | 40 | 40 | 40 | 40 | 40 | 40 | 40 | 40 | 40 | 1
GATEWY_2_GESBT1 | 478 | 478 | 478 | 478 | 478 | 478 | 478 | 478 | 478 | 478 | 478 | 478 | 1
GATWAY_2_PL1X3 | 413 | 424 | 422 | 403 | 405 | 380 | 370 | 374 | 381 | 393 | 407 | 412 | 1
GEYS11_7_UNIT11 | 46 | 46 | 46 | 46 | 46 | 46 | 46 | 46 | 46 | 46 | 46 | 46 | 1
GEYS12_7_UNIT12 | 28 | 28 | 28 | 28 | 28 | 28 | 28 | 28 | 28 | 28 | 28 | 28 | 1
GEYS13_7_UNIT13 | 34 | 34 | 34 | 34 | 34 | 34 | 34 | 34 | 34 | 34 | 34 | 34 | 1
GEYS14_7_UNIT14 | 48 | 48 | 48 | 48 | 48 | 48 | 48 | 48 | 48 | 48 | 48 | 48 | 1
GEYS16_7_UNIT16 | 38 | 38 | 38 | 38 | 38 | 38 | 38 | 38 | 38 | 38 | 38 | 38 | 1
GEYS17_7_UNIT17 | 53.5 | 53.5 | 53.5 | 53.5 | 53.5 | 53.5 | 53.5 | 53.5 | 53.5 | 53.5 | 53.5 | 53.5 | 1
GEYS18_7_UNIT18 | 50 | 50 | 50 | 50 | 50 | 50 | 50 | 50 | 50 | 50 | 50 | 50 | 1
GEYS20_7_UNIT20 | 28 | 28 | 28 | 28 | 28 | 28 | 28 | 28 | 28 | 28 | 28 | 28 | 1
GILROY_1_UNIT | 25 | 25 | 25 | 25 | 20 | 20 | 20 | 20 | 20 | 25 | 25 | 25 | 1
GILRPP_1_PL1X2 | 95.2 | 95.2 | 95.2 | 95.2 | 95.2 | 95.2 | 95.2 | 95.2 | 95.2 | 95.2 | 95.2 | 95.2 | 1
GILRPP_1_PL3X4 | 46.2 | 46.2 | 46.2 | 46.2 | 46.2 | 46.2 | 46.2 | 46.2 | 46.2 | 46.2 | 46.2 | 46.2 | 1
GLNARM_2_UNIT 5 | 65 | 65 | 65 | 65 | 65 | 65 | 65 | 65 | 65 | 65 | 65 | 65 | 1
GLNARM_7_UNIT 1 | 22.13 | 22.13 | 22.13 | 22.13 | 22.13 | 22.13 | 22.13 | 22.13 | 22.13 | 22.13 | 22.13 | 22.13 | 1
GLNARM_7_UNIT 2 | 22.38 | 22.38 | 22.38 | 22.38 | 22.38 | 22.38 | 22.38 | 22.38 | 22.38 | 22.38 | 22.38 | 22.38 | 1
GLNARM_7_UNIT 3 | 44.83 | 44.83 | 44.83 | 44.83 | 44.83 | 44.83 | 44.83 | 44.83 | 44.83 | 44.83 | 44.83 | 44.83 | 1
GLNARM_7_UNIT 4 | 42.42 | 42.42 | 42.42 | 42.42 | 42.42 | 42.42 | 42.42 | 42.42 | 42.42 | 42.42 | 42.42 | 42.42 | 1
GOLETA_2_GE2BT3 | 100 | 100 | 100 | 100 | 100 | 100 | 100 | 100 | 100 | 100 | 100 | 100 | 3
GOLETA_2_VALBT1 | 20 | 20 | 20 | 20 | 20 | 20 | 20 | 20 | 20 | 20 | 20 | 20 | 3
GOLETA_6_ELLWOD | 54 | 54 | 54 | 54 | 54 | 54 | 54 | 54 | 54 | 54 | 54 | 54 | 1
GRIZLY_1_UNIT 1 | 0 | 0 | 0 | 0 | 0 | 0 | 0 | 0 | 0 | 0 | 0 | 0 | 1
GRNLF2_1_UNIT | 9.2 | 9.2 | 9.2 | 9.2 | 9.2 | 9.2 | 9.2 | 9.2 | 9.2 | 9.2 | 9.2 | 9.2 | 1
GUERNS_6_HD3BM3 | 0 | 0 | 0 | 0 | 0 | 0 | 0 | 0 | 0 | 0 | 0 | 0 | 1
GUERNS_6_VH2BM1 | 0 | 0 | 0 | 0 | 0 | 0 | 0 | 0 | 0 | 0 | 0 | 0 | 1
GWFPWR_1_LDCTG1 | 0 | 0 | 0 | 0 | 0 | 0 | 0 | 49.49 | 49.49 | 49.49 | 49.49 | 49.49 | 1
GWFPWR_1_LDCTG2 | 0 | 0 | 0 | 0 | 0 | 0 | 0 | 48.97 | 48.97 | 48.97 | 48.97 | 48.97 | 1
GWFPWR_1_UNITS | 98.46 | 98.46 | 98.46 | 98.46 | 98.46 | 98.46 | 98.46 | 98.46 | 98.46 | 98.46 | 98.46 | 98.46 | 1
GYS5X6_7_UNITS | 61 | 61 | 61 | 61 | 61 | 61 | 61 | 61 | 61 | 61 | 61 | 61 | 1
GYS7X8_7_UNITS | 71.8 | 71.8 | 71.8 | 71.8 | 71.8 | 71.8 | 71.8 | 71.8 | 71.8 | 71.8 | 71.8 | 71.8 | 1
HAASPH_7_PL1X2 | 144 | 129.6 | 129.6 | 129.6 | 129.6 | 144 | 144 | 144 | 144 | 129.6 | 57.6 | 115.2 | 1
HALSEY_6_UNIT | 0 | 0 | 0 | 0 | 0 | 0 | 0 | 0 | 0 | 0 | 0 | 0 | 1
HAMLIN_1_BLDSB1 | 150 | 150 | 150 | 150 | 150 | 150 | 150 | 150 | 150 | 150 | 150 | 150 | 2
HAMLIN_1_BMSBT2 | 0 | 50 | 50 | 50 | 50 | 50 | 50 | 50 | 50 | 50 | 50 | 50 | 2
HARBGN_7_UNITS | 35 | 35 | 35 | 35 | 35 | 35 | 35 | 35 | 35 | 35 | 35 | 35 | 1
HARDWK_6_STWBM1 | 0 | 0 | 0 | 0 | 0 | 0 | 0 | 0 | 0 | 0 | 0 | 0 | 1
HELMPG_7_UNIT 1 | 407 | 407 | 407 | 407 | 407 | 407 | 407 | 407 | 407 | 407 | 407 | 407 | 1
HELMPG_7_UNIT 2 | 407 | 407 | 407 | 407 | 407 | 407 | 407 | 407 | 407 | 407 | 407 | 407 | 1
HELMPG_7_UNIT 3 | 404 | 404 | 404 | 404 | 404 | 404 | 404 | 404 | 404 | 404 | 404 | 404 | 1
HENRTA_6_ELCTG1 | 49.98 | 49.98 | 49.98 | 49.98 | 49.98 | 49.98 | 49.98 | 49.98 | 49.98 | 49.98 | 49.98 | 49.98 | 1
HENRTA_6_ELCTG2 | 49.42 | 49.42 | 49.42 | 49.42 | 49.42 | 49.42 | 49.42 | 49.42 | 49.42 | 49.42 | 49.42 | 49.42 | 1
HENRTA_6_HDEBT1 | 20 | 20 | 20 | 20 | 20 | 20 | 20 | 20 | 20 | 20 | 20 | 20 | 2
HENRTA_6_UNITA1 | 49.98 | 49.98 | 49.98 | 49.98 | 49.98 | 49.98 | 49.98 | 49.98 | 49.98 | 49.98 | 49.98 | 49.98 | 1
HENRTA_6_UNITA2 | 49.42 | 49.42 | 49.42 | 49.42 | 49.42 | 49.42 | 49.42 | 49.42 | 49.42 | 49.42 | 49.42 | 49.42 | 1
HIDSRT_2_UNITS | 650 | 650 | 650 | 650 | 650 | 650 | 650 | 650 | 650 | 650 | 650 | 650 | 1
HIGHDS_2_H5SBT1 | 100 | 100 | 100 | 100 | 100 | 100 | 100 | 100 | 100 | 100 | 100 | 100 | 2
HINSON_6_LBECH1 | 63 | 63 | 63 | 63 | 63 | 63 | 63 | 63 | 63 | 63 | 63 | 63 | 1
HINSON_6_LBECH2 | 63 | 63 | 63 | 63 | 63 | 63 | 63 | 63 | 63 | 63 | 63 | 63 | 1
HINSON_6_LBECH3 | 63 | 63 | 63 | 63 | 63 | 63 | 63 | 63 | 63 | 63 | 63 | 63 | 1
HINSON_6_LBECH4 | 63 | 63 | 63 | 63 | 63 | 63 | 63 | 63 | 63 | 63 | 63 | 63 | 1
HNTGBH_2_PL1X3 | 534.64 | 534.64 | 534.64 | 534.64 | 534.64 | 534.64 | 534.64 | 534.64 | 534.64 | 534.64 | 534.64 | 534.64 | 1
HNTGBH_7_UNIT 2 | 206.84 | 206.84 | 206.84 | 206.84 | 206.84 | 206.84 | 206.84 | 206.84 | 206.84 | 206.84 | 206.84 | 206.84 | 1
HOOV_2_ANAPT | 40.39 | 40.39 | 40.39 | 40.39 | 40.39 | 40.39 | 40.39 | 40.39 | 40.39 | 40.39 | 40.39 | 40.39 | 1
HOOVER_2_MWDPT | 249 | 249 | 249 | 249 | 249 | 249 | 249 | 249 | 249 | 249 | 249 | 249 | 1
HOOVER_2_SCEPT | 284 | 284 | 284 | 284 | 284 | 284 | 284 | 284 | 284 | 284 | 284 | 284 | 1
HOOVER_2_VEAPT | 16 | 16 | 16 | 16 | 16 | 16 | 16 | 16 | 16 | 16 | 16 | 16 | 1
HUMBPP_1_UNITS3 | 65.08 | 65.08 | 65.08 | 65.08 | 65.08 | 65.08 | 65.08 | 65.08 | 65.08 | 65.08 | 65.08 | 65.08 | 1
HUMBPP_6_UNITS | 97.62 | 97.62 | 97.62 | 97.62 | 97.62 | 97.62 | 97.62 | 97.62 | 97.62 | 97.62 | 97.62 | 97.62 | 1
HYTTHM_2_UNITS | 140.18 | 103.69 | 106.33 | 145.58 | 247.35 | 324.48 | 550.63 | 519.42 | 464.78 | 246.85 | 181.89 | 153.88 | 1
INDIGO_1_UNIT 1 | 45.3 | 45.3 | 45.3 | 45.3 | 45.3 | 45.3 | 45.3 | 45.3 | 45.3 | 45.3 | 45.3 | 45.3 | 1
INDIGO_1_UNIT 2 | 45.3 | 45.3 | 45.3 | 45.3 | 45.3 | 45.3 | 45.3 | 45.3 | 45.3 | 45.3 | 45.3 | 45.3 | 1
INDIGO_1_UNIT 3 | 45.3 | 45.3 | 45.3 | 45.3 | 45.3 | 45.3 | 45.3 | 45.3 | 45.3 | 45.3 | 45.3 | 45.3 | 1
INTKEP_2_UNITS | 307 | 307 | 307 | 307 | 307 | 307 | 307 | 307 | 239 | 300 | 307 | 307 | 1
INTMNT_3_ANAHEIM | 236 | 236 | 236 | 236 | 236 | 236 | 236 | 236 | 236 | 236 | 236 | 236 | 1
INTMNT_3_RIVERSIDE | 136 | 136 | 136 | 136 | 136 | 136 | 136 | 136 | 136 | 136 | 136 | 136 | 1
JOANEC_2_ST3BT3 | 80 | 80 | 80 | 80 | 80 | 80 | 80 | 80 | 80 | 80 | 80 | 80 | 1
JOANEC_2_STABT1 | 36.5 | 36.5 | 36.5 | 36.5 | 36.5 | 36.5 | 36.5 | 36.5 | 36.5 | 36.5 | 36.5 | 36.5 | 2
JOANEC_2_STABT2 | 40 | 40 | 40 | 40 | 40 | 40 | 40 | 40 | 40 | 40 | 40 | 40 | 1
JOHANN_2_JOSBT1 | 20 | 20 | 20 | 20 | 20 | 20 | 20 | 20 | 20 | 20 | 20 | 20 | 3
JOHANN_2_JOSBT2 | 20 | 20 | 20 | 20 | 20 | 20 | 20 | 20 | 20 | 20 | 20 | 20 | 2
JOHANN_2_OCEBT2 | 18 | 18 | 18 | 18 | 18 | 18 | 18 | 18 | 18 | 18 | 18 | 18 | 3
JOHANN_2_OCEBT3 | 12 | 12 | 12 | 12 | 12 | 12 | 12 | 12 | 12 | 12 | 12 | 12 | 3
KEARNY_6_NESBT1 | 19.99 | 19.99 | 19.99 | 19.99 | 19.99 | 19.99 | 19.99 | 19.99 | 19.99 | 19.99 | 19.99 | 19.99 | 1
KEARNY_6_SESBT2 | 20 | 20 | 20 | 20 | 20 | 20 | 20 | 20 | 20 | 20 | 20 | 20 | 1
KELSO_2_UNITS | 198.03 | 198.03 | 198.03 | 198.03 | 198.03 | 198.03 | 198.03 | 198.03 | 198.03 | 198.03 | 198.03 | 198.03 | 1
KELYRG_6_UNIT | 0 | 0 | 0 | 0 | 0 | 0 | 0 | 0 | 0 | 0 | 0 | 0 | 1
KERKH2_7_UNIT 1 | 0 | 0 | 0 | 0 | 0 | 0 | 0 | 0 | 0 | 0 | 0 | 0 | 1
KERNFT_1_UNITS | 32.4 | 32.4 | 32.4 | 32.4 | 32.4 | 32.4 | 32.4 | 32.4 | 32.4 | 32.4 | 32.4 | 32.4 | 1
KINGCO_1_KINGBR | 12.5 | 12.5 | 12.5 | 12.5 | 12.5 | 12.5 | 12.5 | 12.5 | 12.5 | 12.5 | 12.5 | 12.5 | 1
KINGRV_7_UNIT 1 | 51.2 | 51.2 | 40.96 | 51.2 | 51.2 | 51.2 | 51.2 | 51.2 | 51.2 | 51.2 | 51.2 | 51.2 | 1
KNGCTY_6_UNITA1 | 44.6 | 44.6 | 44.6 | 44.6 | 44.6 | 44.6 | 44.6 | 44.6 | 44.6 | 44.6 | 44.6 | 44.6 | 1
KOLA_2_KLBBT1 | 0 | 0 | 0 | 0 | 0 | 0 | 0 | 0 | 0 | 550 | 550 | 550 | 1
KOLA_2_KLBBT2 | 0 | 0 | 0 | 0 | 0 | 0 | 0 | 0 | 250 | 250 | 250 | 250 | 2
KRAMER_1_R1BX3 | 150 | 150 | 150 | 150 | 150 | 150 | 150 | 150 | 150 | 150 | 150 | 150 | 1
KRAMER_1_R2BX2 | 80 | 80 | 80 | 80 | 80 | 80 | 80 | 80 | 80 | 80 | 80 | 80 | 1
KYCORA_6_KMSBT1 | 0 | 0 | 0 | 0 | 0 | 0 | 0 | 0 | 0 | 0 | 0 | 0 | 1
LAGBEL_2_CBPBT1 | 200 | 200 | 200 | 200 | 200 | 200 | 200 | 200 | 200 | 200 | 200 | 200 | 1
LAPLMA_2_UNIT 1 | 202 | 202 | 202 | 202 | 202 | 202 | 202 | 202 | 202 | 202 | 202 | 202 | 1
LAPLMA_2_UNIT 2 | 201 | 201 | 201 | 201 | 201 | 201 | 201 | 201 | 201 | 201 | 201 | 201 | 1
LAPLMA_2_UNIT 3 | 204 | 204 | 204 | 204 | 204 | 204 | 204 | 204 | 204 | 204 | 204 | 204 | 1
LAPLMA_2_UNIT 4 | 205 | 205 | 205 | 205 | 205 | 205 | 205 | 205 | 205 | 205 | 205 | 205 | 1
LARKSP_6_UNIT 1 | 49 | 49 | 49 | 49 | 49 | 49 | 49 | 49 | 49 | 49 | 49 | 49 | 1
LARKSP_6_UNIT 2 | 49 | 49 | 49 | 49 | 49 | 49 | 49 | 49 | 49 | 49 | 49 | 49 | 1
LAROA2_2_UNITA1 | 161 | 161 | 161 | 161 | 161 | 161 | 161 | 161 | 161 | 161 | 161 | 161 | 1
LASSEN_6_UNITS | 18 | 18 | 18 | 18 | 18 | 18 | 18 | 18 | 18 | 18 | 18 | 18 | 1
LCKHT1_2_LH1BT1 | 90 | 90 | 90 | 90 | 90 | 90 | 90 | 90 | 90 | 90 | 90 | 90 | 1
LEBECS_2_UNITS | 659.47 | 659.47 | 655 | 645 | 635 | 635 | 635 | 635 | 635 | 645 | 659.47 | 659.47 | 1
LECEF_1_UNITS | 257 | 257 | 257 | 256 | 256 | 255 | 255 | 252 | 255 | 256 | 256 | 256 | 1
LECONT_2_LESBT1 | 165 | 165 | 165 | 165 | 165 | 165 | 165 | 165 | 165 | 165 | 165 | 165 | 1
LGHTHP_6_ICEGEN | 20 | 20 | 20 | 20 | 20 | 20 | 20 | 20 | 20 | 20 | 20 | 20 | 1
LIVOAK_1_UNIT 1 | 49.7 | 49.7 | 49.7 | 49.7 | 49.7 | 49.7 | 49.7 | 49.7 | 49.7 | 49.7 | 49.7 | 49.7 | 1
LMBEPK_2_UNITA1 | 47.5 | 47.5 | 47.5 | 47.5 | 47.5 | 47.5 | 47.5 | 47.5 | 47.5 | 47.5 | 47.5 | 47.5 | 1
LMBEPK_2_UNITA2 | 47.6 | 47.6 | 47.6 | 47.6 | 47.6 | 47.6 | 47.6 | 47.6 | 47.6 | 47.6 | 47.6 | 47.6 | 1
LMBEPK_2_UNITA3 | 47.75 | 47.75 | 47.75 | 47.75 | 47.75 | 47.75 | 47.75 | 47.75 | 47.75 | 47.75 | 47.75 | 47.75 | 1
LMEC_1_PL1X3 | 390 | 390 | 390 | 390 | 390 | 390 | 390 | 390 | 390 | 390 | 390 | 390 | 1
LNCSTR_6_SOLAR2 | 12.9 | 12.9 | 12.9 | 12.9 | 12.9 | 12.9 | 12.9 | 12.9 | 12.9 | 12.9 | 12.9 | 12.9 | 2
LODI25_2_UNIT 1 | 23.8 | 23.8 | 23.8 | 23.8 | 23.8 | 23.8 | 23.8 | 23.8 | 23.8 | 23.8 | 23.8 | 23.8 | 1
LODIEC_2_PL1X2 | 202.58 | 202.58 | 202.58 | 202.58 | 202.58 | 202.58 | 202.58 | 202.58 | 202.58 | 202.58 | 202.58 | 202.58 | 1
MAGNLA_6_ANAHEIM | 109 | 109 | 109 | 109 | 109 | 109 | 109 | 109 | 109 | 109 | 109 | 109 | 1
MALAGA_1_AUCTG1 | 48.43 | 48.43 | 48.43 | 48.43 | 48.43 | 48.43 | 48.43 | 48.43 | 48.43 | 48.43 | 48.43 | 48.43 | 1
MALAGA_1_AUCTG2 | 48.18 | 48.18 | 48.18 | 48.18 | 48.18 | 48.18 | 48.18 | 48.18 | 48.18 | 48.18 | 48.18 | 48.18 | 1
MALAGA_1_PL1X2 | 96.61 | 96.61 | 96.61 | 96.61 | 96.61 | 96.61 | 96.61 | 96.61 | 96.61 | 96.61 | 96.61 | 96.61 | 1
MARVEL_2_MARBT3 | 149.88 | 149.88 | 149.88 | 149.88 | 149.88 | 149.88 | 149.88 | 149.88 | 149.88 | 149.88 | 149.88 | 149.88 | 1
MARVEL_2_MARBX2 | 650 | 650 | 650 | 650 | 650 | 650 | 650 | 650 | 650 | 650 | 650 | 650 | 1
MCFLND_5_MBSBX2 | 300 | 300 | 300 | 300 | 300 | 300 | 300 | 300 | 300 | 300 | 300 | 300 | 2
MCFLND_5_MFSBT1 | 200 | 200 | 200 | 200 | 200 | 200 | 200 | 200 | 200 | 200 | 200 | 200 | 2
MCFLND_5_MSCBT1 | 0 | 0 | 0 | 0 | 0 | 370 | 370 | 370 | 370 | 370 | 370 | 370 | 2
MCSWAN_6_UNITS | 9 | 9 | 9 | 9 | 9 | 9 | 9 | 9 | 9 | 9 | 9 | 9 | 1
MDFKRL_2_PROJCT | 210 | 210 | 210 | 210 | 210 | 210 | 210 | 210 | 210 | 210 | 210 | 210 | 1
MELRSE_6_MELBT1 | 20 | 20 | 20 | 20 | 20 | 20 | 20 | 20 | 20 | 20 | 20 | 20 | 1
MELRSE_6_MELBT2 | 20 | 20 | 20 | 20 | 20 | 20 | 20 | 20 | 20 | 20 | 20 | 20 | 1
MERCFL_6_UNIT | 3.5 | 3.5 | 3.5 | 3.5 | 3.5 | 3.5 | 3.5 | 3.5 | 3.5 | 3.5 | 3.5 | 3.5 | 1
METEC_2_PL1X3 | 417.05 | 417.05 | 417.05 | 417.05 | 417.05 | 417.05 | 417.05 | 417.05 | 417.05 | 417.05 | 417.05 | 417.05 | 1
MIRLOM_2_MLBBTA | 20 | 20 | 20 | 20 | 20 | 20 | 20 | 20 | 20 | 20 | 20 | 20 | 1
MIRLOM_2_MLBBTB | 20 | 20 | 20 | 20 | 20 | 20 | 20 | 20 | 20 | 20 | 20 | 20 | 1
MIRLOM_6_PEAKER | 47.18 | 47.18 | 47.18 | 47.18 | 47.18 | 47.18 | 47.18 | 47.18 | 47.18 | 47.18 | 47.18 | 47.18 | 1
MIRLOM_7_MWDLKM | 0 | 0 | 0 | 0 | 0 | 0 | 0 | 0 | 0 | 0 | 0 | 0 | 1
MKTRCK_1_UNIT 1 | 47.72 | 47.72 | 47.72 | 47.72 | 47.72 | 47.72 | 47.72 | 47.72 | 47.72 | 47.72 | 47.72 | 47.72 | 1
MNDALY_6_MCGRTH | 48.56 | 48.56 | 48.56 | 48.56 | 48.56 | 48.56 | 48.56 | 48.56 | 48.56 | 48.56 | 48.56 | 48.56 | 1
MOJAVE_1_SIPHON | 2.03 | 1.72 | 2.44 | 8.22 | 9.01 | 9.97 | 10.93 | 10.86 | 10.22 | 9.82 | 12.77 | 10.87 | 1
MOORPK_2_ACOBT1 | 3 | 3 | 3 | 3 | 3 | 3 | 3 | 3 | 3 | 3 | 3 | 3 | 3
MOSSLD_2_PSP1 | 368.98 | 368.98 | 368.98 | 368.98 | 368.98 | 368.98 | 368.98 | 368.98 | 368.98 | 368.98 | 368.98 | 368.98 | 1
MOSSLD_2_PSP2 | 370 | 370 | 370 | 370 | 370 | 370 | 370 | 370 | 370 | 370 | 370 | 370 | 1
MRCHNT_2_PL1X3 | 239.25 | 239.25 | 239.25 | 239.25 | 239.25 | 239.25 | 239.25 | 239.25 | 239.25 | 239.25 | 239.25 | 239.25 | 1
MRGT_6_MEF2 | 44 | 44 | 44 | 44 | 44 | 44 | 44 | 44 | 44 | 44 | 44 | 44 | 1
MRGT_6_MMAREF | 45 | 45 | 45 | 45 | 45 | 45 | 45 | 45 | 45 | 45 | 45 | 45 | 1
MRGT_6_TGEBT1 | 60 | 60 | 60 | 60 | 60 | 60 | 60 | 60 | 60 | 60 | 60 | 60 | 1
MSQUIT_5_SERDYN | 625 | 625 | 625 | 625 | 625 | 625 | 625 | 625 | 625 | 625 | 625 | 625 | 1
MSTANG_2_MTGBT1 | 150 | 150 | 150 | 150 | 150 | 150 | 150 | 150 | 150 | 150 | 150 | 150 | 1
NAROW1_2_UNIT | 0 | 0 | 0 | 0 | 0 | 0 | 0 | 0 | 0 | 0 | 0 | 0 | 1
NAROW2_2_UNIT | 55 | 55 | 55 | 55 | 55 | 55 | 55 | 55 | 55 | 55 | 55 | 55 | 2
NAVYII_2_UNITS | 55 | 55 | 55 | 55 | 55 | 55 | 55 | 55 | 55 | 55 | 55 | 55 | 1
NCPA_7_GP1UN1 | 18.85 | 18.85 | 18.85 | 18.85 | 18.85 | 18.85 | 18.85 | 18.85 | 18.85 | 18.85 | 18.85 | 18.85 | 1
NCPA_7_GP1UN2 | 19.94 | 19.94 | 19.94 | 19.94 | 19.94 | 19.94 | 19.94 | 19.94 | 19.94 | 19.94 | 19.94 | 19.94 | 1
NCPA_7_GP2UN3 | 0 | 0 | 0 | 0 | 0 | 0 | 0 | 0 | 0 | 0 | 0 | 0 | 1
NCPA_7_GP2UN4 | 37.73 | 37.73 | 37.73 | 37.73 | 37.73 | 37.73 | 37.73 | 37.73 | 37.73 | 37.73 | 37.73 | 37.73 | 1
NGILAA_5_SDGDYN | 17 | 17 | 17 | 17 | 17 | 17 | 17 | 17 | 17 | 17 | 17 | 17 | 2
NOAKS_2_PESBT1 | 160 | 160 | 160 | 160 | 160 | 160 | 160 | 160 | 160 | 160 | 160 | 160 | 1
NORCNV_1_NCVBT1 | 264 | 264 | 264 | 264 | 264 | 264 | 264 | 264 | 264 | 264 | 264 | 264 | 1
NORORC_2_NOSBX2 | 0 | 0 | 0 | 0 | 184 | 184 | 184 | 184 | 184 | 184 | 184 | 184 | 1
OAK C_7_UNIT 1 | 55 | 55 | 55 | 55 | 55 | 55 | 55 | 55 | 55 | 55 | 55 | 55 | 1
OAK C_7_UNIT 3 | 55 | 55 | 55 | 55 | 55 | 55 | 55 | 55 | 55 | 55 | 55 | 55 | 1
OBERON_5_O1BBX2 | 250 | 250 | 250 | 250 | 250 | 250 | 250 | 250 | 250 | 250 | 250 | 250 | 2
OBERON_5_O2BBX2 | 250 | 250 | 250 | 250 | 250 | 250 | 250 | 250 | 250 | 250 | 250 | 250 | 2
OCOTLO_6_OCWSB1 | 100 | 100 | 100 | 100 | 100 | 100 | 100 | 100 | 100 | 100 | 100 | 100 | 2
OGROVE_6_PL1X2 | 96 | 96 | 96 | 96 | 96 | 96 | 96 | 96 | 96 | 96 | 96 | 96 | 1
OLINDA_2_COYCRK | 0 | 0 | 0 | 0 | 0 | 0 | 0 | 0 | 0.8 | 0 | 0 | 0 | 1
OMAR_2_UNIT 1 | 75 | 75 | 75 | 75 | 74.67 | 73.67 | 73 | 72.67 | 73.67 | 74.33 | 75 | 75 | 1
OMAR_2_UNIT 2 | 75 | 75 | 75 | 75 | 74.67 | 73.67 | 73.33 | 73 | 73.67 | 74.67 | 75 | 75 | 1
OMAR_2_UNIT 3 | 75 | 75 | 75 | 75 | 73.67 | 73.67 | 73.33 | 73 | 73.67 | 75 | 75 | 75 | 1
OMAR_2_UNIT 4 | 0 | 0 | 0 | 0 | 0 | 0 | 0 | 0 | 0 | 0 | 0 | 0 | 1
ORMOND_7_UNIT 1 | 641.27 | 641.27 | 641.27 | 641.27 | 641.27 | 641.27 | 641.27 | 641.27 | 641.27 | 641.27 | 641.27 | 641.27 | 1
ORMOND_7_UNIT 2 | 700 | 700 | 700 | 700 | 700 | 700 | 700 | 700 | 700 | 700 | 700 | 700 | 1
OROVIL_6_UNIT | 6.5 | 6.5 | 6.5 | 6.5 | 6.5 | 6.5 | 6.5 | 6.5 | 6.5 | 6.5 | 6.5 | 6.5 | 1
OTAY_6_PL1X2 | 37.2 | 37.2 | 37.2 | 37.2 | 37.2 | 37.2 | 37.2 | 37.2 | 37.2 | 37.2 | 37.2 | 37.2 | 1
OTMESA_2_PL1X3 | 448.6 | 448.6 | 448.6 | 448.6 | 448.6 | 448.6 | 448.6 | 448.6 | 448.6 | 448.6 | 448.6 | 448.6 | 1
PADUA_6_MWDSDM | 0 | 0 | 0 | 0 | 0 | 0 | 0 | 0 | 0 | 0 | 0 | 0 | 1
PADUA_7_SDIMAS | 0 | 0 | 0 | 0 | 1.05 | 1.05 | 1.05 | 1.05 | 1.05 | 0 | 0 | 0 | 1
PALA_6_PGCBT1 | 0 | 0 | 0 | 0 | 0 | 0 | 0 | 0 | 0 | 0 | 0 | 0 | 1
PALOMR_2_PL1X3 | 363.21 | 363.21 | 363.21 | 363.21 | 363.21 | 363.21 | 363.21 | 363.21 | 363.21 | 363.21 | 363.21 | 363.21 | 1
PALSEL_6_PLSBT1 | 30 | 30 | 30 | 30 | 30 | 30 | 30 | 30 | 30 | 30 | 30 | 30 | 2
PARDEB_6_UNITS | 19.5 | 18.1 | 8.9 | 19.5 | 24.5 | 27.94 | 18.5 | 19.98 | 18.38 | 17.7 | 16.62 | 19.7 | 1
PARDSE_6_PESBT1 | 19.75 | 19.75 | 19.75 | 19.75 | 19.75 | 19.75 | 19.75 | 19.75 | 19.75 | 19.75 | 19.75 | 19.75 | 1
PEASE_1_TBEBT1 | 11 | 11 | 11 | 11 | 11 | 11 | 11 | 11 | 11 | 11 | 11 | 11 | 3
PERGRN_2_PRSBT1 | 0 | 0 | 0 | 0 | 300 | 300 | 300 | 300 | 300 | 300 | 300 | 300 | 2
PINFLT_7_UNITS | 0 | 0 | 0 | 0 | 0 | 0 | 0 | 0 | 0 | 0 | 0 | 0 | 1
PIOPIC_2_CTG1 | 111.3 | 111.3 | 111.3 | 111.3 | 111.3 | 111.3 | 111.3 | 111.3 | 111.3 | 111.3 | 111.3 | 111.3 | 1
PIOPIC_2_CTG2 | 112.7 | 112.7 | 112.7 | 112.7 | 112.7 | 112.7 | 112.7 | 112.7 | 112.7 | 112.7 | 112.7 | 112.7 | 1
PIOPIC_2_CTG3 | 112 | 112 | 112 | 112 | 112 | 112 | 112 | 112 | 112 | 112 | 112 | 112 | 1
PIT1_7_UNIT 1 | 0 | 0 | 0 | 0 | 0 | 0 | 0 | 0 | 0 | 0 | 0 | 0 | 1
PIT1_7_UNIT 2 | 0 | 0 | 0 | 0 | 0 | 0 | 0 | 0 | 0 | 0 | 0 | 0 | 1
PIT3_7_PL1X3 | 0 | 0 | 0 | 0 | 0 | 0 | 0 | 0 | 0 | 0 | 0 | 0 | 1
PIT4_7_PL1X2 | 0 | 0 | 0 | 0 | 0 | 0 | 0 | 0 | 0 | 0 | 0 | 0 | 1
PIT5_7_PL1X2 | 0 | 0 | 0 | 0 | 0 | 0 | 0 | 0 | 0 | 0 | 0 | 0 | 1
PIT5_7_PL3X4 | 0 | 0 | 0 | 0 | 0 | 0 | 0 | 0 | 0 | 0 | 0 | 0 | 1
PIT6_7_UNIT 1 | 37.82 | 37.16 | 37.98 | 38.02 | 38.4 | 32.92 | 37.82 | 37.74 | 38.18 | 37.84 | 37.06 | 38.12 | 1
PIT6_7_UNIT 2 | 37.82 | 37.16 | 37.98 | 38.02 | 38.4 | 32.92 | 37.82 | 37.74 | 38.18 | 37.9 | 37.13 | 38.18 | 1
PIT7_7_UNIT 1 | 53.38 | 51.96 | 52.42 | 52.14 | 52.36 | 52.62 | 52.8 | 53.4 | 53.76 | 53.36 | 52.64 | 53.92 | 1
PIT7_7_UNIT 2 | 54.18 | 51.94 | 51.76 | 52.26 | 52.5 | 51.76 | 50.56 | 53.48 | 53.76 | 53.36 | 54.16 | 54.08 | 1
PLMSSR_6_HISIER | 6 | 6 | 6 | 6 | 6 | 6 | 6 | 6 | 6 | 6 | 6 | 6 | 1
PNCHEG_2_PL1X4 | 417 | 416 | 415 | 417 | 416 | 412 | 408 | 410 | 414 | 417 | 417 | 417 | 1
PNCHPP_1_PL1X2 | 119.91 | 119.91 | 119.91 | 119.91 | 119.91 | 119.91 | 119.91 | 119.91 | 119.91 | 119.91 | 119.91 | 119.91 | 1
PNOCHE_1_PL1X2 | 49.97 | 49.97 | 49.97 | 49.97 | 49.97 | 49.97 | 49.97 | 49.97 | 49.97 | 49.97 | 49.97 | 49.97 | 1
PNOCHE_1_UNITA1 | 52.01 | 52.01 | 52.01 | 52.01 | 52.01 | 52.01 | 52.01 | 52.01 | 52.01 | 52.01 | 52.01 | 52.01 | 1
POEPH_7_UNIT 1 | 0 | 0 | 0 | 0 | 0 | 0 | 0 | 0 | 0 | 0 | 0 | 0 | 1
POEPH_7_UNIT 2 | 0 | 0 | 0 | 0 | 0 | 0 | 0 | 0 | 0 | 0 | 0 | 0 | 1
POLRIS_2_ASEBT1 | 56 | 56 | 56 | 56 | 56 | 56 | 56 | 56 | 56 | 56 | 56 | 56 | 1
POLRIS_2_ASRBT1 | 160 | 160 | 160 | 160 | 160 | 160 | 160 | 160 | 160 | 160 | 160 | 160 | 2
PRIMM_2_SSSBT1 | 0 | 0 | 0 | 0 | 400 | 400 | 400 | 400 | 400 | 400 | 400 | 400 | 1
PROXSR_2_PS1BT1 | 80 | 80 | 80 | 80 | 80 | 80 | 80 | 80 | 80 | 80 | 80 | 80 | 1
PROXSR_2_PS1BT2 | 64 | 64 | 64 | 64 | 64 | 64 | 64 | 64 | 64 | 64 | 64 | 64 | 2
PROXSR_2_PS2BT3 | 180 | 180 | 180 | 180 | 180 | 180 | 180 | 180 | 180 | 180 | 180 | 180 | 1
PSWEET_1_STCRUZ | 0 | 0 | 0 | 0 | 0 | 0 | 0 | 0 | 0 | 0 | 0 | 0 | 1
PUTHCR_1_PCNSB1 | 3 | 3 | 3 | 3 | 3 | 3 | 3 | 3 | 3 | 3 | 3 | 3 | 1
RATSKE_2_RBSSB1 | 7.5 | 7.5 | 7.5 | 7.5 | 7.5 | 7.5 | 7.5 | 7.5 | 7.5 | 7.5 | 7.5 | 7.5 | 2
RATSKE_2_RBSSB2 | 5 | 5 | 5 | 5 | 5 | 5 | 5 | 5 | 5 | 5 | 5 | 5 | 2
RATSKE_2_WAVBT1 | 0 | 0 | 0 | 252 | 252 | 252 | 252 | 252 | 252 | 252 | 252 | 252 | 2
RCKCRK_7_UNIT 1 | 0 | 0 | 0 | 0 | 0 | 0 | 0 | 0 | 0 | 0 | 0 | 0 | 1
RCKCRK_7_UNIT 2 | 0 | 0 | 0 | 0 | 0 | 0 | 0 | 0 | 0 | 0 | 0 | 0 | 1
RECTOR_2_QF | 0 | 0 | 0 | 0 | 0 | 0 | 0 | 0 | 0 | 0 | 0 | 0 | 1
REDBLF_6_UNIT | 44 | 44 | 44 | 44 | 44 | 44 | 44 | 44 | 44 | 44 | 44 | 44 | 1
ROLLIN_6_UNIT | 0 | 0 | 0 | 0 | 0 | 0 | 0 | 0 | 0 | 0 | 0 | 0 | 2
ROMOLA_5_MPBBT1 | 460 | 460 | 460 | 460 | 460 | 460 | 460 | 460 | 460 | 460 | 460 | 460 | 1
ROMOLA_5_MPBBT2 | 460 | 460 | 460 | 460 | 460 | 460 | 460 | 460 | 460 | 460 | 460 | 460 | 1
ROMOLA_5_MPBBT3 | 100 | 100 | 100 | 100 | 100 | 100 | 100 | 100 | 100 | 100 | 100 | 100 | 1
ROMOLA_5_MPBBT4 | 220 | 220 | 220 | 220 | 220 | 220 | 220 | 220 | 220 | 220 | 220 | 220 | 1
ROMOLA_5_MPBBT5 | 0 | 0 | 0 | 0 | 0 | 0 | 0 | 120 | 120 | 120 | 120 | 120 | 1
RSMNDS_2_CSRBT1 | 0 | 0 | 0 | 0 | 0 | 0 | 0 | 0 | 0 | 30 | 30 | 30 | 1
RSMNDS_2_CSRBT2 | 0 | 0 | 0 | 0 | 0 | 0 | 0 | 0 | 0 | 20 | 20 | 20 | 1
RTEDDY_2_RWSBT1 | 60 | 60 | 60 | 60 | 60 | 60 | 60 | 60 | 60 | 60 | 60 | 60 | 1
RTEDDY_2_RWSBT2 | 60 | 60 | 60 | 60 | 60 | 60 | 60 | 60 | 60 | 60 | 60 | 60 | 1
RTEDDY_2_RWSBT3 | 90 | 90 | 90 | 90 | 90 | 90 | 90 | 90 | 90 | 90 | 90 | 90 | 1
RTEDDY_2_RWSBT4 | 60 | 60 | 60 | 60 | 60 | 60 | 60 | 60 | 60 | 60 | 60 | 60 | 1
RTEDDY_2_RWSBT5 | 24 | 24 | 24 | 24 | 24 | 24 | 24 | 24 | 24 | 24 | 24 | 24 | 1
RUSCTY_2_UNITS | 440.18 | 440.18 | 440.18 | 437.7 | 432.7 | 423 | 418 | 418 | 420 | 431.1 | 440.18 | 440.18 | 1
RVRVEW_1_UNITA1 | 47.6 | 47.6 | 47.6 | 47.6 | 47.6 | 47.6 | 47.6 | 47.6 | 47.6 | 47.6 | 47.6 | 47.6 | 1
RVSIDE_2_RERCU3 | 49 | 49 | 49 | 49 | 49 | 49 | 49 | 49 | 49 | 49 | 49 | 49 | 1
RVSIDE_2_RERCU4 | 49 | 49 | 49 | 49 | 49 | 49 | 49 | 49 | 49 | 49 | 49 | 49 | 1
RVSIDE_6_RERCU1 | 48.35 | 48.35 | 48.35 | 48.35 | 48.35 | 48.35 | 48.35 | 48.35 | 48.35 | 48.35 | 48.35 | 48.35 | 1
RVSIDE_6_RERCU2 | 48.5 | 48.5 | 48.5 | 48.5 | 48.5 | 48.5 | 48.5 | 48.5 | 48.5 | 48.5 | 48.5 | 48.5 | 1
RVSIDE_6_SPRING | 28 | 28 | 28 | 28 | 28 | 28 | 28 | 28 | 28 | 28 | 28 | 28 | 1
SALTSP_7_UNITS | 0 | 0 | 0 | 0 | 0 | 0 | 0 | 0 | 0 | 0 | 0 | 0 | 1
SANBRN_2_EESSB2 | 85 | 85 | 85 | 85 | 85 | 85 | 85 | 85 | 85 | 85 | 85 | 85 | 2
SANBRN_2_ES1BT3 | 22 | 22 | 22 | 22 | 22 | 22 | 22 | 22 | 22 | 22 | 22 | 22 | 2
SANBRN_2_ES2SB3 | 18 | 18 | 18 | 18 | 18 | 18 | 18 | 18 | 18 | 18 | 18 | 18 | 2
SANBRN_2_ESABT1 | 160 | 160 | 160 | 160 | 160 | 160 | 160 | 160 | 160 | 160 | 160 | 160 | 2
SANBRN_2_ESBBT1 | 200 | 200 | 200 | 200 | 200 | 200 | 200 | 200 | 200 | 200 | 200 | 200 | 2
SANBRN_2_SS2BT3 | 338 | 338 | 338 | 338 | 338 | 338 | 338 | 338 | 338 | 338 | 338 | 338 | 1
SANBRN_2_SS2BT4 | 94 | 94 | 94 | 94 | 94 | 94 | 94 | 94 | 94 | 94 | 94 | 94 | 2
SANBRN_2_SS2SB4 | 18 | 18 | 18 | 18 | 18 | 18 | 18 | 18 | 18 | 18 | 18 | 18 | 1
SANLOB_1_OSFBM1 | 0 | 0 | 0 | 0 | 0 | 0 | 0 | 0 | 0 | 0 | 0 | 0 | 1
SANTFG_7_UNITS | 42 | 42 | 42 | 42 | 42 | 42 | 42 | 42 | 42 | 42 | 42 | 42 | 1
SANTGO_2_MABBT1 | 4 | 4 | 4 | 4 | 4 | 4 | 4 | 4 | 4 | 4 | 4 | 4 | 3
SAUGUS_2_SPESBT1 | 45 | 45 | 45 | 45 | 45 | 45 | 45 | 45 | 45 | 45 | 45 | 45 | 3
SAUGUS_6_MWDFTH | 0 | 0 | 0 | 0 | 0 | 0 | 0 | 0 | 0 | 0 | 0 | 0 | 1
SBERDO_2_PSP3 | 457 | 457 | 457 | 457 | 457 | 457 | 457 | 457 | 457 | 457 | 457 | 457 | 1
SBERDO_2_PSP4 | 457 | 457 | 457 | 457 | 457 | 457 | 457 | 457 | 457 | 457 | 457 | 457 | 1
SCARLT_2_SS2BT1 | 300 | 300 | 300 | 300 | 300 | 300 | 300 | 300 | 300 | 300 | 300 | 300 | 1
SCARLT_2_SSABT1 | 20 | 20 | 20 | 20 | 20 | 20 | 20 | 20 | 20 | 20 | 20 | 20 | 2
SCARLT_2_SSBBT1 | 60 | 60 | 60 | 60 | 60 | 60 | 60 | 60 | 60 | 60 | 60 | 60 | 2
SCHLTE_1_PL1X3 | 247.24 | 247.24 | 247.24 | 247.24 | 247.24 | 247.24 | 247.24 | 247.24 | 247.24 | 247.24 | 247.24 | 247.24 | 1
SENTNL_2_CTG1 | 107.68 | 107.68 | 107.68 | 107.68 | 107.68 | 107.68 | 107.68 | 107.68 | 107.68 | 107.68 | 107.68 | 107.68 | 1
SENTNL_2_CTG2 | 103.98 | 103.98 | 103.98 | 103.98 | 103.98 | 103.98 | 103.98 | 103.98 | 103.98 | 103.98 | 103.98 | 103.98 | 1
SENTNL_2_CTG3 | 105.69 | 105.69 | 105.69 | 105.69 | 105.69 | 105.69 | 105.69 | 105.69 | 105.69 | 105.69 | 105.69 | 105.69 | 1
SENTNL_2_CTG4 | 106.55 | 106.55 | 106.55 | 106.55 | 106.55 | 106.55 | 106.55 | 106.55 | 106.55 | 106.55 | 106.55 | 106.55 | 1
SENTNL_2_CTG5 | 107.52 | 107.52 | 107.52 | 107.52 | 107.52 | 107.52 | 107.52 | 107.52 | 107.52 | 107.52 | 107.52 | 107.52 | 1
SENTNL_2_CTG6 | 105 | 105 | 105 | 105 | 105 | 105 | 105 | 105 | 105 | 105 | 105 | 105 | 1
SENTNL_2_CTG7 | 106.73 | 106.73 | 106.73 | 106.73 | 106.73 | 106.73 | 106.73 | 106.73 | 106.73 | 106.73 | 106.73 | 106.73 | 1
SENTNL_2_CTG8 | 106.85 | 106.85 | 106.85 | 106.85 | 106.85 | 106.85 | 106.85 | 106.85 | 106.85 | 106.85 | 106.85 | 106.85 | 1
SGREGY_6_SANGER | 33.08 | 33.08 | 33.08 | 33.08 | 33.08 | 33.08 | 33.08 | 33.08 | 33.08 | 33.08 | 33.08 | 33.08 | 1
SIERRA_1_UNITS | 32.43 | 32.43 | 32.43 | 32.43 | 32.43 | 32.43 | 32.43 | 32.43 | 32.43 | 32.43 | 32.43 | 32.43 | 1
SISPRG_2_DS3BT1 | 122.66 | 122.66 | 122.66 | 122.66 | 122.66 | 122.66 | 122.66 | 122.66 | 122.66 | 122.66 | 122.66 | 122.66 | 1
SISPRG_2_DS3BT2 | 119.9 | 119.9 | 119.9 | 119.9 | 119.9 | 119.9 | 119.9 | 119.9 | 119.9 | 119.9 | 119.9 | 119.9 | 2
SISPRG_2_DS3BT3 | 25 | 25 | 25 | 25 | 25 | 25 | 25 | 25 | 25 | 25 | 25 | 25 | 2
SISPRG_2_DS3BT4 | 30 | 30 | 30 | 30 | 30 | 30 | 30 | 30 | 30 | 30 | 30 | 30 | 1
SLATE_2_SLASR2 | 40.6 | 40.6 | 40.6 | 41.75 | 45.37 | 46.5 | 46.5 | 46.5 | 46.5 | 41.1 | 40.6 | 40.6 | 2
SLATE_2_SLASR3 | 33.75 | 33.75 | 33.75 | 33.75 | 33.75 | 33.75 | 33.75 | 33.75 | 33.75 | 33.75 | 33.75 | 33.75 | 2
SLATE_2_SLASR4 | 50 | 50 | 50 | 50 | 50 | 50 | 50 | 50 | 50 | 50 | 50 | 50 | 3
SLATE_2_SLASR5 | 10 | 10 | 10 | 10 | 10 | 10 | 10 | 10 | 10 | 10 | 10 | 10 | 2
SLYCRK_1_UNIT 1 | 13 | 13 | 13 | 13 | 13 | 13 | 13 | 13 | 13 | 13 | 13 | 13 | 1
SMPRIP_1_SMPSON | 46.05 | 46.05 | 46.05 | 46.05 | 46.05 | 46.05 | 46.05 | 46.05 | 46.05 | 46.05 | 46.05 | 46.05 | 1
SMUDGO_7_UNIT 1 | 32 | 32 | 32 | 32 | 32 | 32 | 32 | 32 | 32 | 32 | 32 | 32 | 1
SNCLRA_2_SILBT1 | 22 | 22 | 22 | 22 | 22 | 22 | 22 | 22 | 22 | 22 | 22 | 22 | 3
SNCLRA_2_UNIT | 0.01 | 0.01 | 0.01 | 0.01 | 0.01 | 0.01 | 0.01 | 0.01 | 0.01 | 0.01 | 0.01 | 0.01 | 1
SNCLRA_2_UNIT1 | 27.8 | 27.8 | 27.8 | 27.8 | 27.8 | 27.8 | 27.8 | 27.8 | 27.8 | 27.8 | 27.8 | 27.8 | 1
SNCLRA_2_VESBT1 | 200 | 200 | 200 | 200 | 200 | 200 | 200 | 200 | 200 | 200 | 200 | 200 | 3
SNCLRA_6_OXGEN | 47.7 | 47.7 | 47.7 | 47.7 | 47.7 | 47.7 | 47.7 | 47.7 | 47.7 | 47.7 | 47.7 | 47.7 | 2
SOLBLU_2_WSBBX2 | 450 | 450 | 450 | 450 | 450 | 450 | 450 | 450 | 450 | 450 | 450 | 450 | 2
SPAULD_6_UNIT12 | 0 | 0 | 0 | 0 | 0 | 0 | 0 | 0 | 0 | 0 | 0 | 0 | 1
SPICER_1_UNITS | 6 | 6 | 6 | 6 | 6 | 6 | 6 | 6 | 6 | 6 | 6 | 6 | 1
SPRGVL_2_SUCCES | 0 | 0 | 0 | 0 | 0 | 0 | 0 | 0 | 0 | 0 | 0 | 0 | 1
STANIS_7_UNIT 1 | 0 | 0 | 0 | 0 | 0 | 0 | 0 | 0 | 0 | 0 | 0 | 0 | 1
STANTN_2_SBEBX2 | 137.6 | 137.6 | 137.6 | 137.6 | 137.6 | 137.6 | 137.6 | 137.6 | 137.6 | 137.6 | 137.6 | 137.6 | 1
STANTN_2_STAGT1 | 49.65 | 49.65 | 49.65 | 49.65 | 49.65 | 49.65 | 49.65 | 49.65 | 49.65 | 49.65 | 49.65 | 49.65 | 1
STANTN_2_STAGT2 | 49.65 | 49.65 | 49.65 | 49.65 | 49.65 | 49.65 | 49.65 | 49.65 | 49.65 | 49.65 | 49.65 | 49.65 | 1
STIGCT_2_LODI | 14.5 | 14.5 | 14.5 | 14.5 | 14.5 | 14.5 | 14.5 | 14.5 | 14.5 | 14.5 | 14.5 | 14.5 | 1
SUNCAT_2_A1ABT1 | 94 | 94 | 94 | 94 | 94 | 94 | 94 | 94 | 94 | 94 | 94 | 94 | 2
SUNCAT_2_A1BBT1 | 126 | 126 | 126 | 126 | 126 | 126 | 126 | 126 | 126 | 126 | 126 | 126 | 2
SUNCAT_2_A2ABT2 | 264 | 264 | 264 | 264 | 264 | 264 | 264 | 264 | 264 | 264 | 264 | 264 | 2
SUNRIS_2_PL1X3 | 491.02 | 491.02 | 491.02 | 491.02 | 491.02 | 491.02 | 491.02 | 491.02 | 491.02 | 491.02 | 491.02 | 491.02 | 1
SUNSET_2_UNITS | 248 | 248 | 248 | 245 | 240 | 234 | 229 | 229 | 231 | 243 | 246 | 248 | 1
SUTTER_2_CISO | 95 | 95 | 95 | 95 | 95 | 95 | 95 | 95 | 95 | 95 | 95 | 95 | 1
SYCAMR_2_UNIT 1 | 74 | 74 | 74 | 74 | 74 | 74 | 74 | 74 | 73.69 | 74 | 72.76 | 73.93 | 1
SYCAMR_2_UNIT 2 | 76 | 76 | 76 | 76 | 76 | 76 | 76 | 76 | 76 | 76 | 76 | 76 | 1
SYCAMR_2_UNIT 3 | 74 | 74 | 74 | 74 | 74 | 74 | 74 | 74 | 74 | 74 | 74 | 74 | 1
SYCAMR_2_UNIT 4 | 76 | 76 | 76 | 76 | 76 | 76 | 76 | 76 | 76 | 76 | 76 | 76 | 1
TAHOE_2_THOBT1 | 0 | 0 | 0 | 0 | 0 | 0 | 120.14 | 120.14 | 120.14 | 120.14 | 120.14 | 120.14 | 1
TAHOE_2_THOBT2 | 0 | 0 | 0 | 0 | 0 | 0 | 218.02 | 218.02 | 218.02 | 218.02 | 218.02 | 218.02 | 1
TAHOE_2_THOBT3 | 0 | 0 | 0 | 0 | 0 | 0 | 220.68 | 220.68 | 220.68 | 220.68 | 220.68 | 220.68 | 1
TENGEN_2_PL1X2 | 0 | 0 | 0 | 0 | 0 | 0 | 0 | 0 | 0 | 0 | 0 | 0 | 1
TERMEX_2_PL1X3 | 445 | 445 | 445 | 445 | 441 | 433 | 431 | 433 | 436 | 445 | 445 | 445 | 1
TIGRCK_7_UNITS | 0 | 0 | 0 | 0 | 0 | 0 | 0 | 0 | 0 | 0 | 0 | 0 | 1
TOWNSITE_2_MEADDYN | 90 | 90 | 90 | 90 | 90 | 90 | 90 | 90 | 90 | 90 | 90 | 90 | 2
TRNQLT_2_RETBT1 | 144 | 144 | 144 | 144 | 144 | 144 | 144 | 144 | 144 | 144 | 144 | 144 | 1
TUMBWD_2_WISBT3 | 100 | 100 | 100 | 100 | 100 | 100 | 100 | 100 | 100 | 100 | 100 | 100 | 2
TUMBWD_2_WISBT4 | 149.82 | 149.82 | 149.82 | 149.82 | 149.82 | 149.82 | 149.82 | 149.82 | 149.82 | 149.82 | 149.82 | 149.82 | 1
TVYVLY_6_KRSHY1 | 0 | 0 | 0 | 0 | 0 | 0 | 0 | 0 | 0 | 0 | 0 | 0 | 1
UKIAH_7_LAKEMN | 1.7 | 1.7 | 1.7 | 1.7 | 1.7 | 1.7 | 1.7 | 1.7 | 1.7 | 1.7 | 1.7 | 1.7 | 1
USWND4_2_UNIT2 | 7.4 | 7.4 | 7.35 | 6.41 | 7.4 | 7.4 | 7.4 | 7.4 | 7.4 | 7.23 | 7.4 | 7.4 | 1
VACADX_1_UNITA1 | 50.61 | 50.61 | 50.61 | 50.61 | 50.61 | 50.61 | 50.61 | 50.61 | 50.61 | 50.61 | 50.61 | 50.61 | 1
VALLEY_5_ORTBT1 | 0 | 0 | 0 | 0 | 0 | 0 | 30 | 30 | 30 | 30 | 30 | 30 | 1
VALLEY_5_PERRIS | 1.6 | 0 | 0 | 0 | 0 | 0 | 2.4 | 2.4 | 0 | 0 | 0 | 0 | 1
VALTNE_2_TBBBT1 | 18 | 18 | 18 | 18 | 18 | 18 | 18 | 18 | 18 | 18 | 18 | 18 | 1
VALTNE_2_TRSBT1 | 22 | 22 | 22 | 22 | 22 | 22 | 22 | 22 | 22 | 22 | 22 | 22 | 1
VALTNE_2_TSBBT1 | 0 | 0 | 0 | 0 | 0 | 0 | 0 | 36 | 36 | 36 | 36 | 36 | 1
VALTNE_2_TSBBT2 | 0 | 0 | 0 | 0 | 0 | 0 | 0 | 44 | 44 | 44 | 44 | 44 | 1
VERNON_6_GONZL1 | 5.75 | 5.75 | 5.75 | 5.75 | 5.75 | 5.75 | 5.75 | 5.75 | 5.75 | 5.75 | 5.75 | 5.75 | 1
VERNON_6_GONZL2 | 5.75 | 5.75 | 5.75 | 5.75 | 5.75 | 5.75 | 5.75 | 5.75 | 5.75 | 5.75 | 5.75 | 5.75 | 1
VERNON_6_MALBRG | 105 | 105 | 105 | 105 | 105 | 105 | 105 | 105 | 105 | 105 | 105 | 105 | 1
VESTAL_2_BTNBT1 | 160 | 160 | 160 | 160 | 160 | 160 | 160 | 160 | 160 | 160 | 160 | 160 | 1
VESTAL_2_WELLHD | 49 | 49 | 49 | 49 | 49 | 49 | 49 | 49 | 49 | 49 | 49 | 49 | 1
VICPAS_2_SLOBT1 | 30 | 30 | 30 | 30 | 30 | 30 | 30 | 30 | 30 | 30 | 30 | 30 | 1
VICPAS_2_SOCBT1 | 100 | 100 | 100 | 100 | 100 | 100 | 100 | 100 | 100 | 100 | 100 | 100 | 1
VICPAS_2_SOCBT2 | 142 | 142 | 142 | 142 | 142 | 142 | 142 | 142 | 142 | 142 | 142 | 142 | 1
VICPAS_2_VPSBT1 | 100 | 100 | 100 | 100 | 100 | 100 | 100 | 100 | 100 | 100 | 100 | 100 | 2
VIKING_2_VCBBT1 | 300 | 300 | 300 | 300 | 300 | 300 | 300 | 300 | 300 | 300 | 300 | 300 | 2
VIKING_2_VSHSB1 | 300 | 300 | 300 | 300 | 300 | 300 | 300 | 300 | 300 | 300 | 300 | 300 | 2
VILLPK_2_VALLYV | 0 | 0 | 0 | 0 | 3 | 2.4 | 0 | 0 | 0 | 2.4 | 3 | 3 | 1
VILLPK_6_MWDYOR | 0 | 0 | 0 | 0 | 0 | 0 | 0 | 0 | 0 | 0 | 0 | 0 | 1
VISTRA_5_DALBT1 | 200 | 200 | 200 | 200 | 200 | 200 | 200 | 200 | 200 | 200 | 200 | 200 | 1
VISTRA_5_DALBT2 | 200 | 200 | 200 | 200 | 200 | 200 | 200 | 200 | 200 | 200 | 200 | 200 | 1
VISTRA_5_DALBT3 | 200 | 200 | 200 | 200 | 200 | 200 | 200 | 200 | 200 | 200 | 200 | 200 | 1
VISTRA_5_DALBT4 | 200 | 200 | 200 | 200 | 200 | 200 | 200 | 200 | 200 | 200 | 200 | 200 | 1
VISTRA_5_PLABT1 | 200.8 | 200.8 | 200.8 | 200.8 | 200.8 | 200.8 | 200.8 | 200.8 | 200.8 | 200.8 | 200.8 | 200.8 | 1
VISTRA_5_PLABT2 | 200.8 | 200.8 | 200.8 | 200.8 | 200.8 | 200.8 | 200.8 | 200.8 | 200.8 | 200.8 | 200.8 | 200.8 | 1
VISTRA_5_PLABT3 | 149.2 | 149.2 | 149.2 | 149.2 | 149.2 | 149.2 | 149.2 | 149.2 | 149.2 | 149.2 | 149.2 | 149.2 | 1
VISTRA_5_PLABT4 | 149.2 | 149.2 | 149.2 | 149.2 | 149.2 | 149.2 | 149.2 | 149.2 | 149.2 | 149.2 | 149.2 | 149.2 | 1
VLCNTR_6_VCEBT1 | 108 | 108 | 108 | 108 | 108 | 108 | 108 | 108 | 108 | 108 | 108 | 108 | 1
VLCNTR_6_VCEBT2 | 136.49 | 136.49 | 136.49 | 136.49 | 136.49 | 136.49 | 136.49 | 136.49 | 136.49 | 136.49 | 136.49 | 136.49 | 2
VSTAES_6_VESBT1 | 50 | 50 | 50 | 50 | 50 | 50 | 50 | 50 | 50 | 50 | 50 | 50 | 1
WALCRK_2_CTG1 | 100.1 | 100.1 | 100.1 | 100.1 | 100.1 | 100.1 | 100.1 | 100.1 | 100.1 | 100.1 | 100.1 | 100.1 | 1
WALCRK_2_CTG2 | 100.1 | 100.1 | 100.1 | 100.1 | 100.1 | 100.1 | 100.1 | 100.1 | 100.1 | 100.1 | 100.1 | 100.1 | 1
WALCRK_2_CTG3 | 100.1 | 100.1 | 100.1 | 100.1 | 100.1 | 100.1 | 100.1 | 100.1 | 100.1 | 100.1 | 100.1 | 100.1 | 1
WALCRK_2_CTG4 | 100.1 | 100.1 | 100.1 | 100.1 | 100.1 | 100.1 | 100.1 | 100.1 | 100.1 | 100.1 | 100.1 | 100.1 | 1
WALCRK_2_CTG5 | 100.1 | 100.1 | 100.1 | 100.1 | 100.1 | 100.1 | 100.1 | 100.1 | 100.1 | 100.1 | 100.1 | 100.1 | 1
WARNE_2_UNIT | 76 | 76 | 46.54 | 45.45 | 76 | 76 | 76 | 76 | 49.71 | 54.99 | 37.88 | 4.64 | 1
WDFRDF_2_WFFBT1 | 50 | 50 | 50 | 50 | 50 | 50 | 50 | 50 | 50 | 50 | 50 | 50 | 1
WDLEAF_7_UNIT 1 | 60 | 60 | 60 | 60 | 60 | 60 | 60 | 60 | 60 | 60 | 60 | 60 | 1
WESCAN_2_BDSBT1 | 262 | 262 | 262 | 262 | 262 | 262 | 262 | 262 | 262 | 262 | 262 | 262 | 1
WESCN2_2_BDSBT1 | 0 | 0 | 238 | 238 | 238 | 238 | 238 | 238 | 238 | 238 | 238 | 238 | 1
WESTPT_2_UNIT | 0 | 0 | 0 | 0 | 0 | 0 | 0 | 0 | 0 | 0 | 0 | 0 | 1
WISE_1_UNIT 1 | 0 | 0 | 0 | 0 | 0 | 0 | 0 | 0 | 0 | 0 | 0 | 0 | 1
WISE_1_UNIT 2 | 0 | 0 | 0 | 0 | 0 | 0 | 0 | 0 | 0 | 0 | 0 | 0 | 1
WISHON_6_UNITS | 0 | 0 | 0 | 0 | 0 | 0 | 0 | 0 | 0 | 0 | 0 | 0 | 2
WOLFSK_1_UNITA1 | 46.9 | 46.9 | 46.9 | 46.9 | 46.9 | 46.9 | 46.9 | 46.9 | 46.9 | 46.9 | 46.9 | 46.9 | 1
WSTWND_2_M89BT2 | 0 | 0 | 0 | 0 | 0 | 0 | 0 | 0 | 0 | 0 | 0 | 0 | 1
WSTWND_2_SBSBT1 | 160 | 160 | 160 | 160 | 160 | 160 | 160 | 160 | 160 | 160 | 160 | 160 | 1
WSTWND_2_SBSBT2 | 80 | 80 | 80 | 80 | 80 | 80 | 80 | 80 | 80 | 80 | 80 | 80 | 2
WSTWND_2_SBSBT3 | 118 | 118 | 118 | 118 | 118 | 118 | 118 | 118 | 118 | 118 | 118 | 118 | 2
YELPIN_2_YP2BT1 | 130 | 130 | 130 | 130 | 130 | 130 | 130 | 130 | 130 | 130 | 130 | 130 | 1
YELPIN_2_YP2BT2 | 81 | 81 | 81 | 81 | 81 | 81 | 81 | 81 | 81 | 81 | 81 | 81 | 2
YELPIN_2_YP2BT3 | 64 | 64 | 64 | 64 | 64 | 64 | 64 | 64 | 64 | 64 | 64 | 64 | 2
YUBACT_1_SUNSWT | 0 | 0 | 0 | 0 | 0 | 0 | 0 | 0 | 0 | 0 | 0 | 0 | 1
YUBACT_6_UNITA1 | 47.16 | 47.16 | 47.16 | 47.16 | 47.16 | 47.16 | 47.16 | 47.16 | 47.16 | 47.16 | 47.16 | 47.16 | 1